## Summary
SUMMARY
SCOPE
1. Benchmarking exercise to compare Anglian Water’s published costs for new developments to the published costs of other water companies.
2. The work involves costing typical Anglian Water developments using Anglian Water’s and other companies charges.
3. A representative sample of schemes needs to be costed – this is likely to be at least 4% of the total number of sites request for connection in the last 5 years.
4. Benchmarking will be carried out to the 10 other water companies that has published their cost.
METHODOLOGY
1. Revision of the Water Company Developer Charging arrangement for new developments.
2. A common template to analyse the cost data per type of asset was developed based on a typical Bill of Quantities (BoQ).
3. Extraction of construction unit cost, design cost and charging fees from 10 water companies Developer Charging Arrangement documents.
4. For the purposes of this exercise, the unit rate from the published Charging document has been used in order to compare companies with the same data source.
5. Water companies analysed - Severn Trent, Bristol, South West, NWL (NW), NWL(ESW), Yorkshire, Affinity, Portsmouth, United Utilities and Thames.
6. Documents have been scrutinised to ensure consistency on the inclusions and exclusions of the unit rates - Construction costs are inclusive of all ground costs (e.g. labour, material, etc.) - The snip of the section of the document where data has been taken from has been added to each company tab.
7. Once each project was estimated and compiled in the "All data" tab the quartiles were estimated and then compared to the AW Developer Charging costs.
8. A thorough internal Quality Assurance of the data extraction and comparision was undertaken to ensure accuracy and consistency.
9. The sample of projects to be benchmarked was determined by a representative number for each property band of the forecast of commissioning projects for a horizon of 15 years
SAMPLE OF PROJECTS AND TYPES
1. Forecast of sites to be build in the Anglian region in a horizon of 15 years - Data taken from Quarter 2 update from Edge (note this has been only use to calculate the representative sample)
Number of properties per site
|  | All sites | 1-50' | 51-100 | 101-500 | 501-1000 | 1001-2000 | 2001-5000 | >5000
| Number of sites analysed | 105 | 81 | 10 | 14
| no of sites per segment ( forecast for a horizon of 15 years) | 5478 | 4555 | 385 | 446 | 55 | 28 | 8 | 1
| Proportion of sites per segment |  | 83.15% | 7.028% | 8.142% | 1.004% | 0.5111% | 0.146% | 0.01825%
Based on the above, it was required to obtain a good proportion of each property band in order to get a robust benchmark across all segments.
2. Number of sites commissioned on-site by AWS in the last 5 years
| AMP6 | Schemes Commissioned | AW onsite (metres commissioned)
| Year 1 | 470 | 78898.92
| Year 2 | 481 | 71698
| Year 3 | 664 | 90300.8
| Year 4 | 689 | 77915.5
| Year 5 | 142 | 21856.5
| Total | 2446 | 340669.72
The Bill of Quantities has been collected for 105 sites (representing 4% of sites commissioned), and split into the following property bands
Percentage of sites analysed vs the forecast
|  | All sites | 1-50' | 51-100 | 101-500
|  | 1.917% | 1.778% | 2.597% | 3.139%
FINDINGS
1. Some companies documents were not clear where some of the connection costs are allocated based on the information given in their working example. In this analysis any assumptions made have been highlighted.
2. AWS Total cost for connection, from a sample of 105 sites shows AWS is 11% more efficient than the lower quartile.
3. AWS Total connection charge efficiency per property band, compared to the lower quartile, is as follow.
|  | All sites | 1-50' | 51-100 | 101-500
|  | 11% | 1% | 35% | 50%

## All data
Construction Costs Only
| Project | Job4 | Job5 | Job8 | Job9 | Job10 | Job12 | Job27 | Job13 | Job14 | Job15 | Job16 | Job17 | Job18 | Job19 | Job20 | Job21 | Job59 | Job22 | Job60 | Job17 | Job23 | Job24 | Job2 | Job26 | Job3 | Job28 | Job26 | Job29 | Job30 | Job6 | Job31 | Job32 | Job33 | Job34 | Job30 | Job35 | Job36 | Job37 | Job38 | Job39 | Job40 | Job66 | Job42 | Job43 | Job44 | Job45 | Job46 | Job47 | Job49 | Job95 | Job41 | Job50 | Job52 | Job53 | Job54 | Job56 | Job57 | Job58 | Job85 | Job61 | Job62 | Job71 | Job51 | Job63 | Job64 | Job65 | Job67 | Job68 | Job69 | Job70 | Job1 | Job72 | Job73 | Job74 | Job75 | Job76 | Job77 | Job79 | Job78 | Job80 | Job81 | Job82 | Job83 | Job84 | Job86 | Job87 | Job88 | Job89 | Job7 | Job91 | Job92 | Job93 | Job94 | Job96 | Job97 | Job55 | Job98 | Job11 | Job99 | Job102 | Job100 | Job101 | Job103 | Job104 | Job105
| AWS | 1846.04 | 1910.68 | 4125.72 | 4198.88 | 4207.4 | 4962.08 | 5109.36 | 5523.93 | 5860.16 | 5861.66 | 5981.18 | 6151.2 | 6393.68 | 6484.94 | 6513.54 | 6644.68 | 6656.99 | 6680.1 | 6705.69 | 6717.24 | 6717.84 | 7168.34 | 7186.29 | 7226.54 | 7455.06 | 7499.6 | 7560.41 | 7658.07 | 7810.18 | 7839.67 | 7856.88 | 8285.72 | 8358.88 | 8384.18 | 8388.37 | 8482.2 | 8633.58 | 8692 | 9466.7 | 9701.06 | 9712.88 | 9960.15 | 10056.74 | 10060.2 | 10198 | 10773.16 | 10835.04 | 11527.88 | 11747.94 | 11765.83 | 11910.17 | 11913.19 | 12283.68 | 12295.82 | 12417.42 | 12539.12 | 12559.76 | 13043.96 | 13488.17 | 13578.54 | 13901.54 | 14006.78 | 14543.1 | 14647.8 | 14716.42 | 15482.86 | 15713.72 | 15910.96 | 16404.16 | 16879.26 | 17323.24 | 17752.14 | 17836.96 | 18145.44 | 18342.48 | 18650.28 | 18969.3 | 19936 | 20406.14 | 20568.78 | 20685.18 | 21296.92 | 21716.88 | 21978.86 | 23471.48 | 26589.3 | 27497.6 | 27506.31 | 28386.35 | 32091.24 | 33088.64 | 34325.1 | 34496.08 | 37232.64 | 37736.91 | 44787.62 | 45542.53 | 47489.94 | 52033.52 | 62386.84 | 70487.62 | 79553.12 | 88389.32 | 101821.42 | 128071.12
| Severn Trent | 9859.3 | 7170.4 | 28681.6 | 21511.2 | 9859.3 | 6274.1 | 3585.2 | 13444.5 | 10755.6 | 3585.2 | 21511.2 | 20614.9 | 9859.3 | 7170.4 | 4481.5 | 8963 | 8066.7 | 22407.5 | 12548.2 | 20614.9 | 16133.4 | 6274.1 | 22407.5 | 3585.2 | 25992.7 | 9859.3 | 4481.5 | 17029.7 | 35852 | 8963 | 17029.7 | 21511.2 | 23303.8 | 14340.8 | 35852 | 16133.4 | 3585.2 | 32266.8 | 24200.1 | 32266.8 | 11651.9 | 10755.6 | 19718.6 | 28681.6 | 13444.5 | 4481.5 | 30474.2 | 19718.6 | 19718.6 | 30474.2 | 8963 | 13444.5 | 30474.2 | 15237.1 | 31370.5 | 31370.5 | 17029.7 | 22407.5 | 22407.5 | 12548.2 | 7170.4 | 44815 | 48400.2 | 20614.9 | 8963 | 3585.2 | 25096.4 | 6274.1 | 14340.8 | 21511.2 | 20614.9 | 28681.6 | 32266.8 | 18822.3 | 28681.6 | 21511.2 | 18822.3 | 51985.4 | 27785.3 | 51089.1 | 52881.7 | 78874.4 | 85148.5 | 132652.4 | 6274.1 | 8066.7 | 66326.2 | 69015.1 | 103074.5 | 89630 | 17926 | 96800.4 | 24200.1 | 85148.5 | 123689.4 | 238415.8 | 90526.3 | 184637.8 | 149682.1 | 156852.5 | 147889.5 | 224075 | 204356.4 | 231245.4 | 224075
| Bristol | 1937.3 | 1861.27 | 2897.67 | 2988.97 | 3156.3 | 4616.32 | 4236.32 | 5506.495 | 3766.27 | 5940.17 | 6077.12 | 5150.1 | 6853.95 | 5165.37 | 5013.62 | 6473.17 | 8585.42 | 3493.62 | 7762.26 | 8408.25 | 7690.45 | 5607.07 | 8988.17 | 7948.77 | 9574.82 | 6584.94 | 8224.17 | 9865.27 | 8359.62 | 10332.27 | 7553.97 | 8953.07 | 9044.37 | 6916.12 | 11177.52 | 8243.14 | 8679.95 | 6004.37 | 7297.37 | 9685.5 | 9988.22 | 11235.62 | 9867.32 | 10460.3 | 11417.75 | 12057.27 | 11100.65 | 10476.82 | 8869.94 | 15505.96 | 15927.52 | 14320.7 | 11855.16 | 14294.9 | 11998.07 | 13397.17 | 11151.19 | 12682.82 | 18020.77 | 14524.4 | 11209.72 | 17412.84 | 19064.26 | 13931.42 | 11362.72 | 14803.5 | 16243.52 | 16517.42 | 13036.97 | 20018.21 | 24494.95 | 18450.77 | 16899.92 | 22258.8 | 18755.52 | 20932.46 | 17239.94 | 24228.9 | 23107.69 | 23271.61 | 21403.22 | 27142.11 | 26457.48 | 19633.1 | 31853.69 | 31519.75 | 31704.31 | 34933.27 | 43909.42 | 32482.33 | 38281.68 | 38617.22 | 51377.43 | 41572.34 | 59594.61 | 74404.64 | 67811.89 | 66841.04 | 82733.82 | 84148.73 | 91294.62 | 103567.89 | 122259.77 | 116036.4 | 189878.15
| South West | 12085 | 7860 | 25308 | 19492 | 12085 | 7133 | 4952 | 12949 | 10768 | 4952 | 19492 | 20809 | 12085 | 7860 | 5679 | 9314 | 8587 | 20219 | 18354 | 20809 | 17174 | 7133 | 20219 | 4952 | 25171 | 12085 | 5679 | 17901 | 31124 | 9314 | 15857 | 19492 | 20946 | 13676 | 31124 | 17174 | 6996 | 28216 | 21673 | 30260 | 11495 | 10768 | 15994 | 27352 | 12949 | 5679 | 28806 | 18038 | 20082 | 28806 | 9314 | 14993 | 30850 | 16447 | 27489 | 27489 | 17901 | 20219 | 20219 | 14266 | 7860 | 40438 | 43346 | 18765 | 9314 | 11084 | 22400 | 7133 | 13676 | 21536 | 24897 | 25308 | 28216 | 23443 | 25308 | 21536 | 19355 | 46254 | 26625 | 45527 | 44937 | 66020 | 70819 | 121904 | 7133 | 10631 | 57886 | 60067 | 85649 | 80876 | 14540 | 82604 | 21673 | 71109 | 104414 | 197470 | 75471 | 153850 | 125497 | 143577 | 124043 | 183794 | 169844 | 199830 | 185838
| NWL (NW) | 2914 | 3320 | 3007 | 3182 | 3208 | 5494 | 4731 | 7307.5 | 2946 | 7031 | 8771 | 5467 | 8503 | 5381 | 5020 | 8192 | 8021 | 1360 | 9047 | 5467 | 10228 | 5229 | 8840 | 9363 | 13540 | 8698 | 5201 | 10410 | 12221 | 11186 | 10082 | 13118 | 12035 | 7155 | 12221 | 11321 | 11263 | 4715 | 6130 | 11401 | 12409 | 7391 | 11913 | 13954 | 13625 | 16061 | 13540 | 11489 | 8956 | 15965 | 16637 | 17214 | 14961 | 19750 | 13953 | 17037 | 13258 | 14980 | 18500 | 17177 | 10449 | 16990 | 18424 | 15706 | 9839 | 18338 | 19474 | 19808 | 11669 | 24394 | 23837 | 21001 | 18123 | 25906 | 21001 | 24394 | 19070 | 30577 | 12622 | 29171 | 28712 | 33437 | 33121 | 23240 | 38540 | 46246 | 34214 | 38972 | 45591 | 39255 | 43399 | 43764 | 54613 | 49938 | 60373 | 69919 | 71076 | 70549 | 88754 | 89961 | 91044 | 122296 | 141915 | 137548 | 210273
| NWL(ESW) | 3916 | 4253 | 3862 | 4083 | 4320 | 7558 | 6467 | 9079 | 3788 | 9675 | 10968 | 7061 | 10801 | 7288 | 6304 | 10152 | 10852 | 1864 | 11308 | 7061 | 12926 | 7193 | 11053 | 12887 | 17006 | 10980 | 7045 | 13276 | 15218 | 13943 | 12583 | 16323 | 14814 | 8894 | 15218 | 14162 | 14201 | 5934 | 8434 | 14371 | 15790 | 9268 | 14666 | 17516 | 17130 | 19698 | 17006 | 14613 | 11676 | 20480 | 20658 | 21587 | 20028 | 24656 | 17576 | 20882 | 16860 | 18700 | 22953 | 21266 | 12890 | 21256 | 24426 | 19720 | 12150 | 23498 | 24439 | 24879 | 14370 | 31694 | 30017 | 26953 | 23009 | 33138 | 26953 | 31694 | 24224 | 37675 | 17087 | 36326 | 35533 | 43282 | 40351 | 30684 | 48768 | 57296 | 42419 | 48705 | 57726 | 50114 | 54658 | 56506 | 71632 | 62009 | 76864 | 89883 | 95062 | 90186 | 118441 | 115794 | 118872 | 153706 | 181969 | 174135 | 273922
| Yorkshire | 2336 | 2950 | 2686 | 2818 | 2336 | 6052 | 5062 | 7339 | 2620 | 7966 | 8164 | 4778 | 7682 | 5524 | 4864 | 8296 | 9910 | 904 | 12622 | 5363 | 9332 | 5722 | 9673 | 10870 | 14606 | 8276 | 6197 | 14852 | 11464 | 12359 | 9418 | 12322 | 12454 | 7174 | 13544 | 11114 | 10322 | 4534 | 6844 | 10454 | 13378 | 8014 | 12322 | 12896 | 13642 | 16810 | 12500 | 12322 | 8936 | 18649 | 18600 | 19653 | 15714 | 18440 | 14962 | 17866 | 13556 | 15952 | 20733 | 17450 | 10738 | 18556 | 19549 | 16876 | 10078 | 16948 | 21100 | 21496 | 12058 | 22004 | 25499 | 23410 | 19846 | 29920 | 23410 | 22004 | 20156 | 34374 | 15317 | 29726 | 27238 | 30472 | 39678 | 20444 | 38656 | 43784 | 41057 | 42530 | 51827 | 41830 | 44662 | 50540 | 54728 | 53836 | 68596 | 82309 | 73868 | 78602 | 90462 | 96948 | 94630 | 128781 | 150350 | 145987 | 217048
| Affinty | 3416 | 4165 | 3801 | 3983 | 3416 | 8442 | 7077 | 10216.5 | 3710 | 11081 | 11354 | 6783 | 10787 | 7714 | 6804 | 11536 | 13428 | 1344 | 17460 | 7458 | 13062 | 7987 | 13110 | 15085 | 19860 | 11606 | 8446 | 13866 | 15904 | 16714 | 13083 | 17087 | 17269 | 9989 | 18304 | 15519 | 14427 | 6349 | 9534 | 14609 | 18543 | 10884 | 17087 | 17976 | 20014 | 23275 | 17430 | 17087 | 12516 | 22056 | 25088 | 23927 | 21959 | 25620 | 20727 | 24731 | 18886 | 22092 | 27950 | 24255 | 14903 | 25160 | 28920 | 23366 | 13993 | 23758 | 29190 | 29736 | 16723 | 33288 | 34738 | 32375 | 27461 | 36290 | 32375 | 33288 | 27986 | 44129 | 20814 | 42639 | 37653 | 46144 | 49119 | 29358 | 58544 | 60564 | 49902 | 55429 | 72138 | 58065 | 65916 | 67402 | 78092 | 75334 | 94947 | 105870 | 105070 | 108586 | 129216 | 141070 | 145138 | 186928 | 210917 | 210907 | 308502
| Portsmouth | 4400 | 4981 | 4569 | 4340 | 4400 | 9822 | 8277 | 11830.5 | 4466 | 12809 | 13118 | 8211 | 12743 | 8998 | 7968 | 13324 | 16355 | 7263 | 21705 | 10750 | 15318 | 9307 | 15995 | 17341 | 22115 | 13670 | 10715 | 17731 | 18268 | 20075 | 15075 | 19607 | 19813 | 11573 | 21875 | 18099 | 16863 | 14953 | 10653 | 17069 | 21300 | 13475 | 19607 | 20880 | 22282 | 26611 | 20262 | 19607 | 15090 | 25066 | 29555 | 28814 | 25655 | 29532 | 23727 | 28259 | 22660 | 25272 | 32795 | 27987 | 17135 | 30790 | 30876 | 26714 | 16105 | 27958 | 33306 | 33924 | 19195 | 36624 | 43940 | 36911 | 31349 | 42616 | 36911 | 36624 | 32210 | 51960 | 25870 | 47955 | 42885 | 50172 | 55467 | 35286 | 63564 | 69084 | 57907 | 62407 | 80331 | 66789 | 72432 | 76849 | 89642 | 84954 | 105284 | 117953 | 120623 | 121224 | 148495 | 156448 | 159117 | 206467 | 240593 | 233141 | 351720
| United Utilities | 2918 | 5724 | 5236 | 5480 | 2918 | 11458 | 9628 | 13837 | 5114 | 14996 | 15362 | 7432 | 12800 | 10482 | 9262 | 15606 | 18244 | 1942 | 22128 | 8377 | 15850 | 10848 | 17815 | 20364 | 30454 | 15840 | 11523 | 24179 | 21462 | 22677 | 17680 | 23048 | 23292 | 13532 | 24822 | 21086 | 17680 | 8652 | 12922 | 17924 | 25000 | 14812 | 23048 | 22438 | 28686 | 31344 | 21706 | 23048 | 17060 | 30870 | 33974 | 33680 | 29860 | 32686 | 27928 | 33296 | 25600 | 29758 | 37835 | 30856 | 20120 | 34200 | 42179 | 31466 | 18900 | 28528 | 39274 | 40006 | 22560 | 47230 | 49753 | 43544 | 36956 | 49140 | 43544 | 47230 | 37800 | 61078 | 28337 | 59702 | 50620 | 66304 | 69193 | 44642 | 86598 | 79534 | 70068 | 78180 | 101089 | 78406 | 95074 | 93192 | 127236 | 102698 | 135368 | 149935 | 167867 | 155057 | 211111 | 199890 | 184102 | 272043 | 312558 | 293519 | 482350
| Thames | 6740 | 9040 | 8200 | 8620 | 6740 | 10330 | 9270 | 23005 | 7990 | 13230 | 25630 | 14510 | 23750 | 9530 | 15130 | 26050 | 16580 | 2530 | 25280 | 16600 | 29000 | 9830 | 29540 | 17630 | 44680 | 25640 | 10940 | 33890 | 36130 | 37700 | 29620 | 38860 | 39280 | 22480 | 41300 | 34670 | 32150 | 14080 | 11530 | 32570 | 35620 | 24500 | 38860 | 40340 | 44290 | 53140 | 39080 | 33030 | 22900 | 53340 | 56660 | 57170 | 33340 | 57980 | 41760 | 56500 | 38040 | 46450 | 63140 | 54830 | 33820 | 56680 | 62200 | 47630 | 31720 | 48580 | 59200 | 60020 | 38020 | 72380 | 78080 | 58190 | 52570 | 85300 | 58190 | 72380 | 55080 | 104630 | 26320 | 95510 | 86320 | 101090 | 112140 | 68290 | 128370 | 138620 | 112380 | 124570 | 171290 | 111030 | 142510 | 126610 | 203290 | 161180 | 227670 | 276190 | 241880 | 277230 | 314700 | 320840 | 306390 | 404420 | 485920 | 431720 | 745420
| Metres | 8 | 31 | 27 | 110 | 8 | 78 | 63 | 97.5 | 26 | 107 | 110 | 45 | 89 | 70 | 60 | 112 | 114 | 365 | 114 | 45 | 114 | 73 | 111 | 151 | 162 | 98 | 67 | 114 | 160 | 145 | 129 | 173 | 175 | 95 | 160 | 141 | 129 | 555 | 63 | 131 | 192 | 90 | 173 | 168 | 193 | 241 | 162 | 173 | 134 | 162 | 224 | 217 | 197 | 252 | 213 | 257 | 228 | 228 | 251 | 237 | 149 | 212 | 156 | 242 | 139 | 202 | 306 | 312 | 169 | 306 | 277 | 341 | 287 | 278 | 341 | 306 | 278 | 443 | 171 | 423 | 399 | 448 | 525 | 194 | 572 | 636 | 514 | 539 | 626 | 579 | 663 | 684 | 712 | 802 | 800 | 846 | 978 | 888 | 1168 | 1132 | 1224 | 1910 | 2111 | 2113 | 2956
| Plots | 11 | 8 | 32 | 24 | 11 | 7 | 4 | 15 | 12 | 4 | 24 | 23 | 11 | 8 | 5 | 10 | 9 | 25 | 14 | 23 | 18 | 7 | 25 | 4 | 29 | 11 | 5 | 19 | 40 | 10 | 19 | 24 | 26 | 16 | 40 | 18 | 4 | 36 | 27 | 36 | 13 | 12 | 22 | 32 | 15 | 5 | 34 | 22 | 22 | 34 | 10 | 15 | 34 | 17 | 35 | 35 | 19 | 25 | 25 | 14 | 8 | 50 | 54 | 23 | 10 | 4 | 28 | 7 | 16 | 24 | 23 | 32 | 36 | 21 | 32 | 24 | 21 | 58 | 31 | 57 | 59 | 88 | 95 | 148 | 7 | 9 | 74 | 77 | 115 | 100 | 20 | 108 | 27 | 95 | 138 | 266 | 101 | 206 | 167 | 175 | 165 | 250 | 228 | 258 | 250
| Contaminated | N | N | N | N | N | N | N | N | N | N | N | N | N | N | N | N | Y | N | Y | Y | N | N | Y | N | Y | N | Y | N | N | Y | N | N | N | N | Y | N | N | N | N | N | N | Y | N | N | N | N | N | N | N | Y | Y | N | N | N | N | N | N | N | Y | N | N | Y | mixed | N | N | N | N | N | N | N | Y | N | N | N | N | N | N | N | Y | N | N | N | N | N | N | N | N | N | Y | N | N | N | N | N | Y | Y | N | Y | N | Y | N | N | N | N | N
Additional Fees
| Project | Job4 | Job5 | Job8 | Job9 | Job10 | Job12 | Job27 | Job13 | Job14 | Job15 | Job16 | Job17 | Job18 | Job19 | Job20 | Job21 | Job59 | Job22 | Job60 | Job17 | Job23 | Job24 | Job2 | Job26 | Job3 | Job28 | Job26 | Job29 | Job30 | Job6 | Job31 | Job32 | Job33 | Job34 | Job30 | Job35 | Job36 | Job37 | Job38 | Job39 | Job40 | Job66 | Job42 | Job43 | Job44 | Job45 | Job46 | Job47 | Job49 | Job95 | Job41 | Job50 | Job52 | Job53 | Job54 | Job56 | Job57 | Job58 | Job85 | Job61 | Job62 | Job71 | Job51 | Job63 | Job64 | Job65 | Job67 | Job68 | Job69 | Job70 | Job1 | Job72 | Job73 | Job74 | Job75 | Job76 | Job77 | Job79 | Job78 | Job80 | Job81 | Job82 | Job83 | Job84 | Job86 | Job87 | Job88 | Job89 | Job7 | Job91 | Job92 | Job93 | Job94 | Job96 | Job97 | Job55 | Job98 | Job11 | Job99 | Job102 | Job100 | Job101 | Job103 | Job104 | Job105
| AWS | 2200 | 2200 | 2200 | 2200 | 2200 | 2200 | 2200 | 2200 | 2200 | 2200 | 2200 | 2200 | 2200 | 2200 | 2200 | 2200 | 2200 | 2200 | 2200 | 2200 | 2200 | 2200 | 2200 | 2200 | 2200 | 2200 | 2200 | 2200 | 2200 | 2200 | 2200 | 2200 | 2200 | 2200 | 2200 | 2200 | 2200 | 2200 | 2200 | 2200 | 2200 | 2200 | 2200 | 2200 | 2200 | 2200 | 2200 | 2200 | 2200 | 2200 | 2200 | 2200 | 2200 | 2200 | 2200 | 2200 | 2200 | 2200 | 2200 | 2200 | 2200 | 2200 | 2200 | 2200 | 2200 | 2200 | 2200 | 2200 | 2200 | 2200 | 2200 | 2200 | 2200 | 2200 | 2200 | 2200 | 2200 | 2200 | 2200 | 2200 | 2200 | 2200 | 2200 | 2200 | 2200 | 2200 | 2200 | 2200 | 2200 | 2200 | 2200 | 2200 | 2200 | 2200 | 2200 | 2200 | 2200 | 2200 | 2200 | 2200 | 2200 | 2200 | 2200 | 2200 | 2200
| Severn Trent | 1739.82 | 1739.82 | 1739.82 | 1739.82 | 1739.82 | 1739.82 | 1739.82 | 1739.82 | 1739.82 | 1739.82 | 1739.82 | 1739.82 | 1739.82 | 1739.82 | 1739.82 | 1739.82 | 1739.82 | 1739.82 | 1739.82 | 1739.82 | 1739.82 | 1739.82 | 1739.82 | 1739.82 | 1739.82 | 1739.82 | 1739.82 | 1739.82 | 1739.82 | 1739.82 | 1739.82 | 1739.82 | 1739.82 | 1739.82 | 1739.82 | 1739.82 | 1739.82 | 1739.82 | 1739.82 | 1739.82 | 1739.82 | 1739.82 | 1739.82 | 1739.82 | 1739.82 | 1739.82 | 1739.82 | 1739.82 | 1739.82 | 1739.82 | 1739.82 | 1739.82 | 1739.82 | 1739.82 | 1739.82 | 1739.82 | 1739.82 | 1739.82 | 1739.82 | 1739.82 | 1739.82 | 1739.82 | 1739.82 | 1739.82 | 1739.82 | 1739.82 | 1739.82 | 1739.82 | 1739.82 | 1739.82 | 1739.82 | 1739.82 | 1739.82 | 1739.82 | 1739.82 | 1739.82 | 1739.82 | 1739.82 | 1739.82 | 1739.82 | 1739.82 | 1739.82 | 1739.82 | 1739.82 | 1739.82 | 1739.82 | 1739.82 | 1739.82 | 1739.82 | 1739.82 | 1739.82 | 1739.82 | 1739.82 | 1739.82 | 1739.82 | 1739.82 | 1739.82 | 1739.82 | 1739.82 | 1739.82 | 1739.82 | 1739.82 | 1739.82 | 1739.82 | 1739.82
| Bristol | 400 | 300 | 600 | 400 | 400 | 300 | 300 | 400 | 400 | 300 | 400 | 400 | 400 | 300 | 300 | 400 | 300 | 600 | 400 | 400 | 400 | 300 | 600 | 300 | 600 | 400 | 300 | 400 | 600 | 400 | 400 | 400 | 600 | 400 | 600 | 400 | 300 | 600 | 600 | 600 | 400 | 400 | 400 | 600 | 400 | 300 | 600 | 400 | 400 | 600 | 400 | 400 | 600 | 400 | 600 | 600 | 400 | 600 | 600 | 400 | 300 | 600 | 600 | 400 | 400 | 300 | 600 | 300 | 400 | 400 | 400 | 600 | 600 | 400 | 600 | 400 | 400 | 600 | 600 | 600 | 600 | 900 | 900 | 900 | 300 | 300 | 600 | 900 | 900 | 900 | 400 | 900 | 600 | 900 | 900 | 1200 | 900 | 1200 | 1200 | 84148.73 | 1200 | 1200 | 1200 | 1200 | 1200
| South West | 3457 | 3457 | 3457 | 3457 | 3457 | 3457 | 3457 | 3457 | 3457 | 3457 | 3457 | 3457 | 3457 | 3457 | 3457 | 3457 | 3457 | 3457 | 3457 | 3457 | 3457 | 3457 | 3457 | 3457 | 3457 | 3457 | 3457 | 3457 | 3457 | 3457 | 3457 | 3457 | 3457 | 3457 | 3457 | 3457 | 3457 | 3457 | 3457 | 3457 | 3457 | 3457 | 3457 | 3457 | 3457 | 3457 | 3457 | 3457 | 3457 | 3457 | 3457 | 3457 | 3457 | 3457 | 3457 | 3457 | 3457 | 3457 | 3457 | 3457 | 3457 | 3457 | 3457 | 3457 | 3457 | 3457 | 3457 | 3457 | 3457 | 3457 | 3457 | 3457 | 3457 | 3457 | 3457 | 3457 | 3457 | 3457 | 3457 | 3457 | 3457 | 3457 | 3457 | 3457 | 3457 | 3457 | 3457 | 3457 | 3457 | 3457 | 3457 | 3457 | 3457 | 3457 | 3457 | 3457 | 3457 | 3457 | 3457 | 3457 | 3457 | 3457 | 3457 | 3457 | 3457
| NWL (NW) | 230 | 230 | 230 | 230 | 230 | 230 | 230 | 230 | 230 | 230 | 230 | 230 | 230 | 230 | 230 | 230 | 230 | 230 | 230 | 230 | 230 | 230 | 230 | 230 | 230 | 230 | 230 | 230 | 230 | 230 | 230 | 230 | 230 | 230 | 230 | 230 | 230 | 230 | 230 | 230 | 230 | 230 | 230 | 230 | 230 | 230 | 230 | 230 | 230 | 230 | 230 | 230 | 230 | 230 | 230 | 230 | 230 | 230 | 230 | 230 | 230 | 230 | 230 | 230 | 230 | 230 | 230 | 230 | 230 | 230 | 230 | 230 | 230 | 230 | 230 | 230 | 230 | 230 | 230 | 230 | 230 | 230 | 230 | 230 | 230 | 230 | 230 | 230 | 230 | 230 | 230 | 230 | 230 | 230 | 230 | 230 | 230 | 230 | 230 | 230 | 230 | 230 | 230 | 230 | 230
| NWL(ESW) | 230 | 230 | 230 | 230 | 230 | 230 | 230 | 230 | 230 | 230 | 230 | 230 | 230 | 230 | 230 | 230 | 230 | 230 | 230 | 230 | 230 | 230 | 230 | 230 | 230 | 230 | 230 | 230 | 230 | 230 | 230 | 230 | 230 | 230 | 230 | 230 | 230 | 230 | 230 | 230 | 230 | 230 | 230 | 230 | 230 | 230 | 230 | 230 | 230 | 230 | 230 | 230 | 230 | 230 | 230 | 230 | 230 | 230 | 230 | 230 | 230 | 230 | 230 | 230 | 230 | 230 | 230 | 230 | 230 | 230 | 230 | 230 | 230 | 230 | 230 | 230 | 230 | 230 | 230 | 230 | 230 | 230 | 230 | 230 | 230 | 230 | 230 | 230 | 230 | 230 | 230 | 230 | 230 | 230 | 230 | 230 | 230 | 230 | 230 | 230 | 230 | 230 | 230 | 230 | 230
| Yorkshire | 1395 | 1395 | 1395 | 1395 | 1395 | 1395 | 1395 | 1395 | 1395 | 1395 | 1395 | 1395 | 1395 | 1395 | 1395 | 1395 | 1395 | 1395 | 1395 | 1395 | 1395 | 1395 | 1395 | 1395 | 1395 | 1395 | 1395 | 1395 | 1395 | 1395 | 1395 | 1395 | 1395 | 1395 | 1395 | 1395 | 1395 | 1395 | 1395 | 1395 | 1395 | 1395 | 1395 | 1395 | 1395 | 1395 | 1395 | 1395 | 1395 | 1395 | 1395 | 1395 | 1395 | 1395 | 1395 | 1395 | 1395 | 1395 | 1395 | 1395 | 1395 | 1395 | 1395 | 1395 | 1395 | 1395 | 1395 | 1395 | 1395 | 1395 | 1395 | 1395 | 1395 | 1395 | 1395 | 1395 | 1395 | 1395 | 1395 | 1395 | 1395 | 1395 | 1395 | 1724 | 1395 | 1395 | 1395 | 1395 | 1724 | 1724 | 1395 | 1724 | 1395 | 1395 | 1724 | 2218 | 1724 | 2218 | 1724 | 1724 | 1724 | 2218 | 2218 | 2218 | 2218
| Affinty | 2150 | 2150 | 2150 | 2150 | 2150 | 2150 | 2150 | 2150 | 2150 | 2150 | 2150 | 2150 | 2150 | 2150 | 2150 | 2150 | 2150 | 2150 | 2150 | 2150 | 2150 | 2150 | 2150 | 2150 | 2150 | 2150 | 2150 | 2150 | 2150 | 2150 | 2150 | 2150 | 2150 | 2150 | 2150 | 2150 | 2150 | 2150 | 2150 | 2150 | 2150 | 2150 | 2150 | 2150 | 2150 | 2150 | 2150 | 2150 | 2150 | 2150 | 2150 | 2150 | 2150 | 2150 | 2150 | 2150 | 2150 | 2150 | 2150 | 2150 | 2150 | 2308 | 2308 | 2150 | 2150 | 2150 | 2150 | 2150 | 2150 | 2150 | 2150 | 2150 | 2150 | 2150 | 2150 | 2150 | 2150 | 2308 | 2150 | 2308 | 2308 | 2308 | 2308 | 2465 | 2150 | 2150 | 2308 | 2308 | 2465 | 2465 | 2150 | 2465 | 2150 | 2308 | 2465 | 2622 | 2465 | 2622 | 2465 | 2465 | 2465 | 2622 | 2622 | 2622 | 2622
| Portsmouth | 609 | 609 | 609 | 609 | 609 | 609 | 609 | 609 | 609 | 609 | 609 | 609 | 609 | 609 | 609 | 609 | 609 | 609 | 609 | 609 | 609 | 609 | 609 | 609 | 609 | 609 | 609 | 609 | 609 | 609 | 609 | 609 | 609 | 609 | 609 | 609 | 609 | 609 | 609 | 609 | 609 | 609 | 609 | 609 | 609 | 609 | 609 | 609 | 609 | 609 | 609 | 609 | 609 | 609 | 609 | 609 | 609 | 609 | 609 | 609 | 609 | 609 | 609 | 609 | 609 | 609 | 609 | 609 | 609 | 609 | 609 | 609 | 609 | 609 | 609 | 609 | 609 | 609 | 609 | 609 | 609 | 609 | 609 | 609 | 609 | 609 | 609 | 609 | 609 | 609 | 609 | 609 | 609 | 609 | 609 | 609 | 609 | 609 | 609 | 609 | 609 | 609 | 609 | 609 | 609
| United Utilities | 559 | 559 | 559 | 559 | 559 | 559 | 559 | 559 | 559 | 559 | 559 | 559 | 559 | 559 | 559 | 559 | 559 | 559 | 559 | 559 | 559 | 559 | 559 | 559 | 559 | 559 | 559 | 559 | 559 | 559 | 559 | 559 | 559 | 559 | 559 | 559 | 559 | 559 | 559 | 559 | 559 | 559 | 559 | 559 | 559 | 559 | 559 | 559 | 559 | 559 | 559 | 559 | 559 | 559 | 559 | 559 | 559 | 559 | 559 | 559 | 559 | 559 | 559 | 559 | 559 | 559 | 559 | 559 | 559 | 559 | 559 | 559 | 559 | 559 | 559 | 559 | 559 | 559 | 559 | 559 | 559 | 559 | 559 | 559 | 559 | 559 | 559 | 559 | 559 | 559 | 559 | 559 | 559 | 559 | 559 | 559 | 559 | 559 | 559 | 559 | 559 | 559 | 559 | 559 | 559
| Thames | 770 | 590 | 2030 | 1550 | 770 | 530 | 350 | 1010 | 830 | 350 | 1550 | 1490 | 770 | 590 | 410 | 710 | 2567 | 1610 | 950 | 1490 | 1190 | 530 | 4511 | 410 | 1850 | 770 | 410 | 1250 | 2510 | 710 | 1250 | 1550 | 1670 | 1070 | 2510 | 1190 | 350 | 2192 | 1730 | 2270 | 5423 | 830 | 5909 | 2030 | 1010 | 410 | 2150 | 1430 | 1430 | 2150 | 710 | 1010 | 2150 | 1130 | 2210 | 8555 | 1250 | 1610 | 1610 | 950 | 590 | 3110 | 3350 | 1490 | 4838 | 7367 | 1790 | 530 | 1070 | 1550 | 1490 | 8808.5 | 2270 | 1370 | 2030 | 10937 | 1370 | 3590 | 1970 | 3530 | 3650 | 5390 | 5810 | 8990 | 530 | 650 | 4550 | 4730 | 7010 | 6110 | 1310 | 6590 | 1730 | 5810 | 8390 | 41508.5 | 36362 | 12470 | 10130 | 10610 | 10010 | 60743 | 13790 | 15590 | 15110
Combined
| Project | Job4 | Job5 | Job8 | Job9 | Job10 | Job12 | Job27 | Job13 | Job14 | Job15 | Job16 | Job17 | Job18 | Job19 | Job20 | Job21 | Job59 | Job22 | Job60 | Job17 | Job23 | Job24 | Job2 | Job26 | Job3 | Job28 | Job26 | Job29 | Job30 | Job6 | Job31 | Job32 | Job33 | Job34 | Job30 | Job35 | Job36 | Job37 | Job38 | Job39 | Job40 | Job66 | Job42 | Job43 | Job44 | Job45 | Job46 | Job47 | Job49 | Job95 | Job41 | Job50 | Job52 | Job53 | Job54 | Job56 | Job57 | Job58 | Job85 | Job61 | Job62 | Job71 | Job51 | Job63 | Job64 | Job65 | Job67 | Job68 | Job69 | Job70 | Job1 | Job72 | Job73 | Job74 | Job75 | Job76 | Job77 | Job79 | Job78 | Job80 | Job81 | Job82 | Job83 | Job84 | Job86 | Job87 | Job88 | Job89 | Job7 | Job91 | Job92 | Job93 | Job94 | Job96 | Job97 | Job55 | Job98 | Job11 | Job99 | Job102 | Job100 | Job101 | Job103 | Job104 | Job105
| AWS | 4046.04 | 4110.68 | 6325.72 | 6398.88 | 6407.4 | 7162.08 | 7309.36 | 7723.93 | 8060.16 | 8061.66 | 8181.18 | 8351.2 | 8593.68 | 8684.94 | 8713.54 | 8844.68 | 8856.99 | 8880.1 | 8905.69 | 8917.24 | 8917.84 | 9368.34 | 9386.29 | 9426.54 | 9655.06 | 9699.6 | 9760.41 | 9858.07 | 10010.18 | 10039.67 | 10056.88 | 10485.72 | 10558.88 | 10584.18 | 10588.37 | 10682.2 | 10833.58 | 10892 | 11666.7 | 11901.06 | 11912.88 | 12160.15 | 12256.74 | 12260.2 | 12398 | 12973.16 | 13035.04 | 13727.88 | 13947.94 | 13965.83 | 14110.17 | 14113.19 | 14483.68 | 14495.82 | 14617.42 | 14739.12 | 14759.76 | 15243.96 | 15688.17 | 15778.54 | 16101.54 | 16206.78 | 16743.1 | 16847.8 | 16916.42 | 17682.86 | 17913.72 | 18110.96 | 18604.16 | 19079.26 | 19523.24 | 19952.14 | 20036.96 | 20345.44 | 20542.48 | 20850.28 | 21169.3 | 22136 | 22606.14 | 22768.78 | 22885.18 | 23496.92 | 23916.88 | 24178.86 | 25671.48 | 28789.3 | 29697.6 | 29706.31 | 30586.35 | 34291.24 | 35288.64 | 36525.1 | 36696.08 | 39432.64 | 39936.91 | 46987.62 | 47742.53 | 49689.94 | 54233.52 | 64586.84 | 72687.62 | 81753.12 | 90589.32 | 104021.42 | 130271.12
| Severn Trent | 11599.12 | 8910.22 | 30421.42 | 23251.02 | 11599.12 | 8013.92 | 5325.02 | 15184.32 | 12495.42 | 5325.02 | 23251.02 | 22354.72 | 11599.12 | 8910.22 | 6221.32 | 10702.82 | 9806.52 | 24147.32 | 14288.02 | 22354.72 | 17873.22 | 8013.92 | 24147.32 | 5325.02 | 27732.52 | 11599.12 | 6221.32 | 18769.52 | 37591.82 | 10702.82 | 18769.52 | 23251.02 | 25043.62 | 16080.62 | 37591.82 | 17873.22 | 5325.02 | 34006.62 | 25939.92 | 34006.62 | 13391.72 | 12495.42 | 21458.42 | 30421.42 | 15184.32 | 6221.32 | 32214.02 | 21458.42 | 21458.42 | 32214.02 | 10702.82 | 15184.32 | 32214.02 | 16976.92 | 33110.32 | 33110.32 | 18769.52 | 24147.32 | 24147.32 | 14288.02 | 8910.22 | 46554.82 | 50140.02 | 22354.72 | 10702.82 | 5325.02 | 26836.22 | 8013.92 | 16080.62 | 23251.02 | 22354.72 | 30421.42 | 34006.62 | 20562.12 | 30421.42 | 23251.02 | 20562.12 | 53725.22 | 29525.12 | 52828.92 | 54621.52 | 80614.22 | 86888.32 | 134392.22 | 8013.92 | 9806.52 | 68066.02 | 70754.92 | 104814.32 | 91369.82 | 19665.82 | 98540.22 | 25939.92 | 86888.32 | 125429.22 | 240155.62 | 92266.12 | 186377.62 | 151421.92 | 158592.32 | 149629.32 | 225814.82 | 206096.22 | 232985.22 | 225814.82
| Bristol | 2337.3 | 2161.27 | 3497.67 | 3388.97 | 3556.3 | 4916.32 | 4536.32 | 5906.495 | 4166.27 | 6240.17 | 6477.12 | 5550.1 | 7253.95 | 5465.37 | 5313.62 | 6873.17 | 8885.42 | 4093.62 | 8162.26 | 8808.25 | 8090.45 | 5907.07 | 9588.17 | 8248.77 | 10174.82 | 6984.94 | 8524.17 | 10265.27 | 8959.62 | 10732.27 | 7953.97 | 9353.07 | 9644.37 | 7316.12 | 11777.52 | 8643.14 | 8979.95 | 6604.37 | 7897.37 | 10285.5 | 10388.22 | 11635.62 | 10267.32 | 11060.3 | 11817.75 | 12357.27 | 11700.65 | 10876.82 | 9269.94 | 16105.96 | 16327.52 | 14720.7 | 12455.16 | 14694.9 | 12598.07 | 13997.17 | 11551.19 | 13282.82 | 18620.77 | 14924.4 | 11509.72 | 18012.84 | 19664.26 | 14331.42 | 11762.72 | 15103.5 | 16843.52 | 16817.42 | 13436.97 | 20418.21 | 24894.95 | 19050.77 | 17499.92 | 22658.8 | 19355.52 | 21332.46 | 17639.94 | 24828.9 | 23707.69 | 23871.61 | 22003.22 | 28042.11 | 27357.48 | 20533.1 | 32153.69 | 31819.75 | 32304.31 | 35833.27 | 44809.42 | 33382.33 | 38681.68 | 39517.22 | 51977.43 | 42472.34 | 60494.61 | 75604.64 | 68711.89 | 68041.04 | 83933.82 | 168297.46 | 92494.62 | 104767.89 | 123459.77 | 117236.4 | 191078.15
| South West | 15542 | 11317 | 28765 | 22949 | 15542 | 10590 | 8409 | 16406 | 14225 | 8409 | 22949 | 24266 | 15542 | 11317 | 9136 | 12771 | 12044 | 23676 | 21811 | 24266 | 20631 | 10590 | 23676 | 8409 | 28628 | 15542 | 9136 | 21358 | 34581 | 12771 | 19314 | 22949 | 24403 | 17133 | 34581 | 20631 | 10453 | 31673 | 25130 | 33717 | 14952 | 14225 | 19451 | 30809 | 16406 | 9136 | 32263 | 21495 | 23539 | 32263 | 12771 | 18450 | 34307 | 19904 | 30946 | 30946 | 21358 | 23676 | 23676 | 17723 | 11317 | 43895 | 46803 | 22222 | 12771 | 14541 | 25857 | 10590 | 17133 | 24993 | 28354 | 28765 | 31673 | 26900 | 28765 | 24993 | 22812 | 49711 | 30082 | 48984 | 48394 | 69477 | 74276 | 125361 | 10590 | 14088 | 61343 | 63524 | 89106 | 84333 | 17997 | 86061 | 25130 | 74566 | 107871 | 200927 | 78928 | 157307 | 128954 | 147034 | 127500 | 187251 | 173301 | 203287 | 189295
| NWL (NW) | 3144 | 3550 | 3237 | 3412 | 3438 | 5724 | 4961 | 7537.5 | 3176 | 7261 | 9001 | 5697 | 8733 | 5611 | 5250 | 8422 | 8251 | 1590 | 9277 | 5697 | 10458 | 5459 | 9070 | 9593 | 13770 | 8928 | 5431 | 10640 | 12451 | 11416 | 10312 | 13348 | 12265 | 7385 | 12451 | 11551 | 11493 | 4945 | 6360 | 11631 | 12639 | 7621 | 12143 | 14184 | 13855 | 16291 | 13770 | 11719 | 9186 | 16195 | 16867 | 17444 | 15191 | 19980 | 14183 | 17267 | 13488 | 15210 | 18730 | 17407 | 10679 | 17220 | 18654 | 15936 | 10069 | 18568 | 19704 | 20038 | 11899 | 24624 | 24067 | 21231 | 18353 | 26136 | 21231 | 24624 | 19300 | 30807 | 12852 | 29401 | 28942 | 33667 | 33351 | 23470 | 38770 | 46476 | 34444 | 39202 | 45821 | 39485 | 43629 | 43994 | 54843 | 50168 | 60603 | 70149 | 71306 | 70779 | 88984 | 90191 | 91274 | 122526 | 142145 | 137778 | 210503
| NWL(ESW) | 4146 | 4483 | 4092 | 4313 | 4550 | 7788 | 6697 | 9309 | 4018 | 9905 | 11198 | 7291 | 11031 | 7518 | 6534 | 10382 | 11082 | 2094 | 11538 | 7291 | 13156 | 7423 | 11283 | 13117 | 17236 | 11210 | 7275 | 13506 | 15448 | 14173 | 12813 | 16553 | 15044 | 9124 | 15448 | 14392 | 14431 | 6164 | 8664 | 14601 | 16020 | 9498 | 14896 | 17746 | 17360 | 19928 | 17236 | 14843 | 11906 | 20710 | 20888 | 21817 | 20258 | 24886 | 17806 | 21112 | 17090 | 18930 | 23183 | 21496 | 13120 | 21486 | 24656 | 19950 | 12380 | 23728 | 24669 | 25109 | 14600 | 31924 | 30247 | 27183 | 23239 | 33368 | 27183 | 31924 | 24454 | 37905 | 17317 | 36556 | 35763 | 43512 | 40581 | 30914 | 48998 | 57526 | 42649 | 48935 | 57956 | 50344 | 54888 | 56736 | 71862 | 62239 | 77094 | 90113 | 95292 | 90416 | 118671 | 116024 | 119102 | 153936 | 182199 | 174365 | 274152
| Yorkshire | 3731 | 4345 | 4081 | 4213 | 3731 | 7447 | 6457 | 8734 | 4015 | 9361 | 9559 | 6173 | 9077 | 6919 | 6259 | 9691 | 11305 | 2299 | 14017 | 6758 | 10727 | 7117 | 11068 | 12265 | 16001 | 9671 | 7592 | 16247 | 12859 | 13754 | 10813 | 13717 | 13849 | 8569 | 14939 | 12509 | 11717 | 5929 | 8239 | 11849 | 14773 | 9409 | 13717 | 14291 | 15037 | 18205 | 13895 | 13717 | 10331 | 20044 | 19995 | 21048 | 17109 | 19835 | 16357 | 19261 | 14951 | 17347 | 22128 | 18845 | 12133 | 19951 | 20944 | 18271 | 11473 | 18343 | 22495 | 22891 | 13453 | 23399 | 26894 | 24805 | 21241 | 31315 | 24805 | 23399 | 21551 | 35769 | 16712 | 31121 | 28633 | 31867 | 41073 | 22168 | 40051 | 45179 | 42452 | 43925 | 53551 | 43554 | 46057 | 52264 | 56123 | 55231 | 70320 | 84527 | 75592 | 80820 | 92186 | 98672 | 96354 | 130999 | 152568 | 148205 | 219266
| Affinty | 5566 | 6315 | 5951 | 6133 | 5566 | 10592 | 9227 | 12366.5 | 5860 | 13231 | 13504 | 8933 | 12937 | 9864 | 8954 | 13686 | 15578 | 3494 | 19610 | 9608 | 15212 | 10137 | 15260 | 17235 | 22010 | 13756 | 10596 | 16016 | 18054 | 18864 | 15233 | 19237 | 19419 | 12139 | 20454 | 17669 | 16577 | 8499 | 11684 | 16759 | 20693 | 13034 | 19237 | 20126 | 22164 | 25425 | 19580 | 19237 | 14666 | 24206 | 27238 | 26077 | 24109 | 27770 | 22877 | 26881 | 21036 | 24242 | 30100 | 26405 | 17053 | 27468 | 31228 | 25516 | 16143 | 25908 | 31340 | 31886 | 18873 | 35438 | 36888 | 34525 | 29611 | 38440 | 34525 | 35438 | 30136 | 46437 | 22964 | 44947 | 39961 | 48452 | 51427 | 31823 | 60694 | 62714 | 52210 | 57737 | 74603 | 60530 | 68066 | 69867 | 80242 | 77642 | 97412 | 108492 | 107535 | 111208 | 131681 | 143535 | 147603 | 189550 | 213539 | 213529 | 311124
| Portsmouth | 5009 | 5590 | 5178 | 4949 | 5009 | 10431 | 8886 | 12439.5 | 5075 | 13418 | 13727 | 8820 | 13352 | 9607 | 8577 | 13933 | 16964 | 7872 | 22314 | 11359 | 15927 | 9916 | 16604 | 17950 | 22724 | 14279 | 11324 | 18340 | 18877 | 20684 | 15684 | 20216 | 20422 | 12182 | 22484 | 18708 | 17472 | 15562 | 11262 | 17678 | 21909 | 14084 | 20216 | 21489 | 22891 | 27220 | 20871 | 20216 | 15699 | 25675 | 30164 | 29423 | 26264 | 30141 | 24336 | 28868 | 23269 | 25881 | 33404 | 28596 | 17744 | 31399 | 31485 | 27323 | 16714 | 28567 | 33915 | 34533 | 19804 | 37233 | 44549 | 37520 | 31958 | 43225 | 37520 | 37233 | 32819 | 52569 | 26479 | 48564 | 43494 | 50781 | 56076 | 35895 | 64173 | 69693 | 58516 | 63016 | 80940 | 67398 | 73041 | 77458 | 90251 | 85563 | 105893 | 118562 | 121232 | 121833 | 149104 | 157057 | 159726 | 207076 | 241202 | 233750 | 352329
| United Utilities | 3477 | 6283 | 5795 | 6039 | 3477 | 12017 | 10187 | 14396 | 5673 | 15555 | 15921 | 7991 | 13359 | 11041 | 9821 | 16165 | 18803 | 2501 | 22687 | 8936 | 16409 | 11407 | 18374 | 20923 | 31013 | 16399 | 12082 | 24738 | 22021 | 23236 | 18239 | 23607 | 23851 | 14091 | 25381 | 21645 | 18239 | 9211 | 13481 | 18483 | 25559 | 15371 | 23607 | 22997 | 29245 | 31903 | 22265 | 23607 | 17619 | 31429 | 34533 | 34239 | 30419 | 33245 | 28487 | 33855 | 26159 | 30317 | 38394 | 31415 | 20679 | 34759 | 42738 | 32025 | 19459 | 29087 | 39833 | 40565 | 23119 | 47789 | 50312 | 44103 | 37515 | 49699 | 44103 | 47789 | 38359 | 61637 | 28896 | 60261 | 51179 | 66863 | 69752 | 45201 | 87157 | 80093 | 70627 | 78739 | 101648 | 78965 | 95633 | 93751 | 127795 | 103257 | 135927 | 150494 | 168426 | 155616 | 211670 | 200449 | 184661 | 272602 | 313117 | 294078 | 482909
| Thames | 7510 | 9630 | 10230 | 10170 | 7510 | 10860 | 9620 | 24015 | 8820 | 13580 | 27180 | 16000 | 24520 | 10120 | 15540 | 26760 | 19147 | 4140 | 26230 | 18090 | 30190 | 10360 | 34051 | 18040 | 46530 | 26410 | 11350 | 35140 | 38640 | 38410 | 30870 | 40410 | 40950 | 23550 | 43810 | 35860 | 32500 | 16272 | 13260 | 34840 | 41043 | 25330 | 44769 | 42370 | 45300 | 53550 | 41230 | 34460 | 24330 | 55490 | 57370 | 58180 | 35490 | 59110 | 43970 | 65055 | 39290 | 48060 | 64750 | 55780 | 34410 | 59790 | 65550 | 49120 | 36558 | 55947 | 60990 | 60550 | 39090 | 73930 | 79570 | 66998.5 | 54840 | 86670 | 60220 | 83317 | 56450 | 108220 | 28290 | 99040 | 89970 | 106480 | 117950 | 77280 | 128900 | 139270 | 116930 | 129300 | 178300 | 117140 | 143820 | 133200 | 205020 | 166990 | 236060 | 317698.5 | 278242 | 289700 | 324830 | 331450 | 316400 | 465163 | 499710 | 447310 | 760530
| Project | Job4 | Job5 | Job8 | Job9 | Job10 | Job12 | Job27 | Job13 | Job14 | Job15 | Job16 | Job17 | Job18 | Job19 | Job20 | Job21 | Job59 | Job22 | Job60 | Job17 | Job23 | Job24 | Job2 | Job26 | Job3 | Job28 | Job26 | Job29 | Job30 | Job6 | Job31 | Job32 | Job33 | Job34 | Job30 | Job35 | Job36 | Job37 | Job38 | Job39 | Job40 | Job66 | Job42 | Job43 | Job44 | Job45 | Job46 | Job47 | Job49 | Job95 | Job41 | Job50 | Job52 | Job53 | Job54 | Job56 | Job57 | Job58 | Job85 | Job61 | Job62 | Job71 | Job51 | Job63 | Job64 | Job65 | Job67 | Job68 | Job69 | Job70 | Job1 | Job72 | Job73 | Job74 | Job75 | Job76 | Job77 | Job79 | Job78 | Job80 | Job81 | Job82 | Job83 | Job84 | Job86 | Job87 | Job88 | Job89 | Job7 | Job91 | Job92 | Job93 | Job94 | Job96 | Job97 | Job55 | Job98 | Job11 | Job99 | Job102 | Job100 | Job101 | Job103 | Job104 | Job105
| AWS | 4046.04 | 4110.68 | 6325.72 | 6398.88 | 6407.4 | 7162.08 | 7309.36 | 7723.93 | 8060.16 | 8061.66 | 8181.18 | 8351.2 | 8593.68 | 8684.94 | 8713.54 | 8844.68 | 8856.99 | 8880.1 | 8905.69 | 8917.24 | 8917.84 | 9368.34 | 9386.29 | 9426.54 | 9655.06 | 9699.6 | 9760.41 | 9858.07 | 10010.18 | 10039.67 | 10056.88 | 10485.72 | 10558.88 | 10584.18 | 10588.37 | 10682.2 | 10833.58 | 10892 | 11666.7 | 11901.06 | 11912.88 | 12160.15 | 12256.74 | 12260.2 | 12398 | 12973.16 | 13035.04 | 13727.88 | 13947.94 | 13965.83 | 14110.17 | 14113.19 | 14483.68 | 14495.82 | 14617.42 | 14739.12 | 14759.76 | 15243.96 | 15688.17 | 15778.54 | 16101.54 | 16206.78 | 16743.1 | 16847.8 | 16916.42 | 17682.86 | 17913.72 | 18110.96 | 18604.16 | 19079.26 | 19523.24 | 19952.14 | 20036.96 | 20345.44 | 20542.48 | 20850.28 | 21169.3 | 22136 | 22606.14 | 22768.78 | 22885.18 | 23496.92 | 23916.88 | 24178.86 | 25671.48 | 28789.3 | 29697.6 | 29706.31 | 30586.35 | 34291.24 | 35288.64 | 36525.1 | 36696.08 | 39432.64 | 39936.91 | 46987.62 | 47742.53 | 49689.94 | 54233.52 | 64586.84 | 72687.62 | 81753.12 | 90589.32 | 104021.42 | 130271.12
| Upper quartile efficiency | 3604 | 4227.84 | 4086.5 | 4263 | 3643.65 | 7304.54 | 5891.01 | 8228.965 | 4092.135 | 7661.33 | 9280 | 6732 | 8905 | 7218.5 | 6240.16 | 9267.84 | 9345.97 | 2400 | 10407.5 | 8049.625 | 10592.5 | 7270 | 10328.085 | 8917.77 | 14885.5 | 9685.3 | 7433.5 | 12073 | 12655 | 11074.135 | 10562.5 | 13532.5 | 13057 | 8846.5 | 13695 | 12030 | 10643.29 | 6384.185 | 8451.5 | 11875.03 | 13015.36 | 10566.81 | 12986.87 | 14237.5 | 14446 | 12665.215 | 13832.5 | 13722.44 | 11118.5 | 18119.5 | 15218.845 | 16314.16 | 16150 | 18405.96 | 15487.21 | 18264 | 14855.38 | 16295.48 | 20429 | 16592.77 | 11413.36 | 18981.92 | 20304.13 | 17559.4 | 11617.86 | 16393.18 | 21099.5 | 17464.19 | 14026.5 | 23325.01 | 24480.975 | 23018 | 20638.98 | 24397.4 | 23018 | 23325.01 | 20865.71 | 33288 | 19961.57 | 30261 | 28787.5 | 32767 | 36966 | 23824.43 | 28912.585 | 30304.525 | 38448 | 41563.5 | 49686 | 41519.5 | 36985.16 | 48129 | 44336.755 | 52699.5 | 65461.5 | 80065.82 | 73449 | 75799.5 | 90585 | 107348 | 94424.31 | 126762.5 | 147356.5 | 142991.5 | 200790.575
| Median | 4146 | 5590 | 5795 | 6039 | 5009 | 8013.92 | 7309.36 | 12366.5 | 5673 | 9361 | 13504 | 8351.2 | 11599.12 | 8910.22 | 8577 | 10702.82 | 11305 | 4093.62 | 14288.02 | 8936 | 15212 | 9368.34 | 15260 | 12265 | 22010 | 11599.12 | 9136 | 16247 | 18054 | 13754 | 15233 | 19237 | 19419 | 12139 | 20454 | 17669 | 11717 | 9211 | 11666.7 | 16759 | 14952 | 12495.42 | 19237 | 20126 | 16406 | 18205 | 19580 | 19237 | 14666 | 24206 | 19995 | 21048 | 24109 | 19980 | 22877 | 26881 | 18769.52 | 23676 | 23676 | 18845 | 13120 | 27468 | 31228 | 22222 | 12771 | 18568 | 25857 | 22891 | 17133 | 24993 | 28354 | 28765 | 29611 | 31315 | 28765 | 24993 | 22812 | 46437 | 23707.69 | 44947 | 39961 | 48452 | 51427 | 31823 | 40051 | 46476 | 52210 | 57737 | 74603 | 60530 | 46057 | 69867 | 56123 | 74566 | 97412 | 108492 | 92266.12 | 111208 | 128954 | 147034 | 127500 | 187251 | 182199 | 203287 | 225814.82
| Lower quartile efficiency | 6538 | 7612.61 | 8277.86 | 8284.44 | 6958.7 | 10591 | 9056.5 | 14790.16 | 8440.08 | 13324.5 | 19435 | 12466.5 | 13355.5 | 9992 | 9045 | 13809.5 | 16271 | 8376.05 | 22062.5 | 14724.5 | 17141.11 | 10248.5 | 21025 | 17592.5 | 28180.26 | 14910.5 | 10960 | 20063.76 | 28301 | 19774 | 18504.26 | 23100.01 | 24127 | 15085.81 | 29981 | 19669.5 | 17024.5 | 15917 | 13370.5 | 26100 | 21301 | 14154.5 | 20837.21 | 26709.21 | 22527.5 | 26322.5 | 27239.51 | 21476.71 | 19538.71 | 31821.51 | 28701 | 27750 | 31316.51 | 28955.5 | 29716.5 | 32028.16 | 22313.5 | 25061.5 | 31752 | 27500.5 | 17398.5 | 39327 | 44770.5 | 26419.5 | 16815.21 | 27237.5 | 32627.5 | 33209.5 | 19338.5 | 36335.5 | 40718.5 | 36022.5 | 32982.31 | 40832.5 | 36022.5 | 36335.5 | 31477.5 | 53147.11 | 28593 | 50906.46 | 49786.5 | 68170 | 72014 | 61240.5 | 62433.5 | 66203.5 | 64704.51 | 67139.46 | 95377 | 81649 | 70553.5 | 89906 | 85246.5 | 86225.66 | 116650.11 | 175710.5 | 114383.5 | 156461.5 | 150262.96 | 163444.89 | 154677.66 | 216445.41 | 227370.5 | 233367.61 | 331726.5
| Percentage of difference to Lower Q | 10.93% | -2.85% | 35.4% | 33.38% | 43.13% | -1.989% | 19.4% | -6.539% | 49.23% | 4.966% | -13.43% | 19.39% | -3.623% | 16.88% | 28.39% | -4.784% | -5.521% | 72.97% | -16.86% | 9.73% | -18.78% | 22.4% | -10.03% | 5.397% | -54.17% | 0.1474% | 23.84% | -22.47% | -26.42% | -10.3% | -5.028% | -29.06% | -23.66% | 16.42% | -29.34% | -12.62% | 1.756% | 41.39% | 27.56% | 0.2187% | -9.255% | 13.1% | -5.957% | -16.13% | -16.52% | 2.374% | -6.118% | 0.03963% | 20.29% | -29.74% | -7.857% | -15.6% | -11.5% | -26.97% | -5.95% | -23.92% | -0.6478% | -6.898% | -30.22% | -5.16% | 29.12% | -17.12% | -21.27% | -4.224% | 31.32% | 7.293% | -17.78% | 3.571% | 24.61% | -22.25% | -25.39% | -15.37% | -3.005% | -19.92% | -12.05% | -11.87% | 1.434% | -50.38% | 11.7% | -32.91% | -25.79% | -39.45% | -54.56% | 1.466% | -12.63% | -5.263% | -29.47% | -39.91% | -62.45% | -21.08% | -4.808% | -31.77% | -20.82% | -33.64% | -63.91% | -70.4% | -53.84% | -52.54% | -67.03% | -66.21% | -29.9% | -55.06% | -62.66% | -37.46% | -54.13%
|  |  | Average Efficiency to lower quartile |  |  | -10.81%

## All data per plot segment
Construction Costs Only
| Project | Job27 | Job15 | Job26 | Job36 | Job65 | Job20 | Job26 | Job45 | Job12 | Job24 | Job68 | Job86 | Job5 | Job19 | Job62 | Job59 | Job87 | Job21 | Job6 | Job41 | Job64 | Job4 | Job10 | Job18 | Job28 | Job14 | Job66 | Job40 | Job60 | Job61 | Job13 | Job44 | Job50 | Job34 | Job69 | Job53 | Job23 | Job35 | Job29 | Job31 | Job57 | Job92 | Job74 | Job77 | Job42 | Job47 | Job49 | Job17 | Job17 | Job63 | Job1 | Job9 | Job16 | Job32 | Job70 | Job76 | Job22 | Job2 | Job58 | Job85 | Job33 | Job38 | Job94 | Job67 | Job3 | Job78 | Job8 | Job43 | Job72 | Job75 | Job46 | Job95 | Job52 | Job54 | Job56 | Job37 | Job39 | Job73 | Job30 | Job30 | Job71 | Job51 | Job80 | Job79 | Job81 | Job88 | Job89 | Job82 | Job83 | Job96 | Job91 | Job98 | Job93 | Job7 | Job97 | Job84 | Job100 | Job99 | Job102 | Job11 | Job103 | Job101 | Job105 | Job104 | Job55
| AWS | 5109.36 | 5861.66 | 7226.54 | 8633.58 | 15482.86 | 6513.54 | 7560.41 | 10773.16 | 4962.08 | 7168.34 | 15910.96 | 23471.48 | 1910.68 | 6484.94 | 13901.54 | 6656.99 | 26589.3 | 6644.68 | 7839.67 | 11910.17 | 14716.42 | 1846.04 | 4207.4 | 6393.68 | 7499.6 | 5860.16 | 9960.15 | 9712.88 | 6705.69 | 13578.54 | 5523.93 | 10198 | 11913.19 | 8384.18 | 16404.16 | 12295.82 | 6717.84 | 8482.2 | 7658.07 | 7856.88 | 12559.76 | 33088.64 | 18145.44 | 18969.3 | 10056.74 | 11527.88 | 11747.94 | 6151.2 | 6717.24 | 14647.8 | 17323.24 | 4198.88 | 5981.18 | 8285.72 | 16879.26 | 18650.28 | 6680.1 | 7186.29 | 13043.96 | 13488.17 | 8358.88 | 9466.7 | 34496.08 | 15713.72 | 7455.06 | 20406.14 | 4125.72 | 10060.2 | 17752.14 | 18342.48 | 10835.04 | 11765.83 | 12283.68 | 12417.42 | 12539.12 | 8692 | 9701.06 | 17836.96 | 7810.18 | 8388.37 | 14006.78 | 14543.1 | 20568.78 | 19936 | 20685.18 | 27497.6 | 27506.31 | 21296.92 | 21716.88 | 37232.64 | 32091.24 | 45542.53 | 34325.1 | 28386.35 | 37736.91 | 21978.86 | 70487.62 | 52033.52 | 62386.84 | 47489.94 | 88389.32 | 79553.12 | 128071.12 | 101821.42 | 44787.62
| Severn Trent | 3585.2 | 3585.2 | 3585.2 | 3585.2 | 3585.2 | 4481.5 | 4481.5 | 4481.5 | 6274.1 | 6274.1 | 6274.1 | 6274.1 | 7170.4 | 7170.4 | 7170.4 | 8066.7 | 8066.7 | 8963 | 8963 | 8963 | 8963 | 9859.3 | 9859.3 | 9859.3 | 9859.3 | 10755.6 | 10755.6 | 11651.9 | 12548.2 | 12548.2 | 13444.5 | 13444.5 | 13444.5 | 14340.8 | 14340.8 | 15237.1 | 16133.4 | 16133.4 | 17029.7 | 17029.7 | 17029.7 | 17926 | 18822.3 | 18822.3 | 19718.6 | 19718.6 | 19718.6 | 20614.9 | 20614.9 | 20614.9 | 20614.9 | 21511.2 | 21511.2 | 21511.2 | 21511.2 | 21511.2 | 22407.5 | 22407.5 | 22407.5 | 22407.5 | 23303.8 | 24200.1 | 24200.1 | 25096.4 | 25992.7 | 27785.3 | 28681.6 | 28681.6 | 28681.6 | 28681.6 | 30474.2 | 30474.2 | 30474.2 | 31370.5 | 31370.5 | 32266.8 | 32266.8 | 32266.8 | 35852 | 35852 | 44815 | 48400.2 | 51089.1 | 51985.4 | 52881.7 | 66326.2 | 69015.1 | 78874.4 | 85148.5 | 85148.5 | 89630 | 90526.3 | 96800.4 | 103074.5 | 123689.4 | 132652.4 | 147889.5 | 149682.1 | 156852.5 | 184637.8 | 204356.4 | 224075 | 224075 | 231245.4 | 238415.8
| Bristol | 4236.32 | 5940.17 | 7948.77 | 8679.95 | 14803.5 | 5013.62 | 8224.17 | 12057.27 | 4616.32 | 5607.07 | 16517.42 | 31853.69 | 1861.27 | 5165.37 | 11209.72 | 8585.42 | 31519.75 | 6473.17 | 10332.27 | 15927.52 | 11362.72 | 1937.3 | 3156.3 | 6853.95 | 6584.94 | 3766.27 | 11235.62 | 9988.22 | 7762.26 | 14524.4 | 5506.495 | 11417.75 | 14320.7 | 6916.12 | 13036.97 | 14294.9 | 7690.45 | 8243.14 | 9865.27 | 7553.97 | 11151.19 | 38281.68 | 22258.8 | 17239.94 | 9867.32 | 10476.82 | 8869.94 | 5150.1 | 8408.25 | 13931.42 | 24494.95 | 2988.97 | 6077.12 | 8953.07 | 20018.21 | 20932.46 | 3493.62 | 8988.17 | 12682.82 | 18020.77 | 9044.37 | 7297.37 | 51377.43 | 16243.52 | 9574.82 | 23107.69 | 2897.67 | 10460.3 | 18450.77 | 18755.52 | 11100.65 | 15505.96 | 11855.16 | 11998.07 | 13397.17 | 6004.37 | 9685.5 | 16899.92 | 8359.62 | 11177.52 | 17412.84 | 19064.26 | 23271.61 | 24228.9 | 21403.22 | 31704.31 | 34933.27 | 27142.11 | 26457.48 | 41572.34 | 32482.33 | 67811.89 | 38617.22 | 43909.42 | 59594.61 | 19633.1 | 91294.62 | 82733.82 | 84148.73 | 66841.04 | 122259.77 | 103567.89 | 189878.15 | 116036.4 | 74404.64
| South West | 4952 | 4952 | 4952 | 6996 | 11084 | 5679 | 5679 | 5679 | 7133 | 7133 | 7133 | 7133 | 7860 | 7860 | 7860 | 8587 | 10631 | 9314 | 9314 | 9314 | 9314 | 12085 | 12085 | 12085 | 12085 | 10768 | 10768 | 11495 | 18354 | 14266 | 12949 | 12949 | 14993 | 13676 | 13676 | 16447 | 17174 | 17174 | 17901 | 15857 | 17901 | 14540 | 23443 | 19355 | 15994 | 18038 | 20082 | 20809 | 20809 | 18765 | 24897 | 19492 | 19492 | 19492 | 21536 | 21536 | 20219 | 20219 | 20219 | 20219 | 20946 | 21673 | 21673 | 22400 | 25171 | 26625 | 25308 | 27352 | 25308 | 25308 | 28806 | 28806 | 30850 | 27489 | 27489 | 28216 | 30260 | 28216 | 31124 | 31124 | 40438 | 43346 | 45527 | 46254 | 44937 | 57886 | 60067 | 66020 | 70819 | 71109 | 80876 | 75471 | 82604 | 85649 | 104414 | 121904 | 124043 | 125497 | 143577 | 153850 | 169844 | 183794 | 185838 | 199830 | 197470
| NWL (NW) | 4731 | 7031 | 9363 | 11263 | 18338 | 5020 | 5201 | 16061 | 5494 | 5229 | 19808 | 38540 | 3320 | 5381 | 10449 | 8021 | 46246 | 8192 | 11186 | 16637 | 9839 | 2914 | 3208 | 8503 | 8698 | 2946 | 7391 | 12409 | 9047 | 17177 | 7307.5 | 13625 | 17214 | 7155 | 11669 | 19750 | 10228 | 11321 | 10410 | 10082 | 13258 | 43399 | 25906 | 19070 | 11913 | 11489 | 8956 | 5467 | 5467 | 15706 | 23837 | 3182 | 8771 | 13118 | 24394 | 24394 | 1360 | 8840 | 14980 | 18500 | 12035 | 6130 | 54613 | 19474 | 13540 | 12622 | 3007 | 13954 | 21001 | 21001 | 13540 | 15965 | 14961 | 13953 | 17037 | 4715 | 11401 | 18123 | 12221 | 12221 | 16990 | 18424 | 29171 | 30577 | 28712 | 34214 | 38972 | 33437 | 33121 | 49938 | 39255 | 71076 | 43764 | 45591 | 60373 | 23240 | 91044 | 88754 | 89961 | 70549 | 141915 | 122296 | 210273 | 137548 | 69919
| NWL(ESW) | 6467 | 9675 | 12887 | 14201 | 23498 | 6304 | 7045 | 19698 | 7558 | 7193 | 24879 | 48768 | 4253 | 7288 | 12890 | 10852 | 57296 | 10152 | 13943 | 20658 | 12150 | 3916 | 4320 | 10801 | 10980 | 3788 | 9268 | 15790 | 11308 | 21266 | 9079 | 17130 | 21587 | 8894 | 14370 | 24656 | 12926 | 14162 | 13276 | 12583 | 16860 | 54658 | 33138 | 24224 | 14666 | 14613 | 11676 | 7061 | 7061 | 19720 | 30017 | 4083 | 10968 | 16323 | 31694 | 31694 | 1864 | 11053 | 18700 | 22953 | 14814 | 8434 | 71632 | 24439 | 17006 | 17087 | 3862 | 17516 | 26953 | 26953 | 17006 | 20480 | 20028 | 17576 | 20882 | 5934 | 14371 | 23009 | 15218 | 15218 | 21256 | 24426 | 36326 | 37675 | 35533 | 42419 | 48705 | 43282 | 40351 | 62009 | 50114 | 95062 | 56506 | 57726 | 76864 | 30684 | 118872 | 118441 | 115794 | 90186 | 181969 | 153706 | 273922 | 174135 | 89883
| Yorkshire | 5062 | 7966 | 10870 | 10322 | 16948 | 4864 | 6197 | 16810 | 6052 | 5722 | 21496 | 38656 | 2950 | 5524 | 10738 | 9910 | 43784 | 8296 | 12359 | 18600 | 10078 | 2336 | 2336 | 7682 | 8276 | 2620 | 8014 | 13378 | 12622 | 17450 | 7339 | 13642 | 19653 | 7174 | 12058 | 18440 | 9332 | 11114 | 14852 | 9418 | 13556 | 44662 | 29920 | 20156 | 12322 | 12322 | 8936 | 4778 | 5363 | 16876 | 25499 | 2818 | 8164 | 12322 | 22004 | 22004 | 904 | 9673 | 15952 | 20733 | 12454 | 6844 | 54728 | 21100 | 14606 | 15317 | 2686 | 12896 | 23410 | 23410 | 12500 | 18649 | 15714 | 14962 | 17866 | 4534 | 10454 | 19846 | 11464 | 13544 | 18556 | 19549 | 29726 | 34374 | 27238 | 41057 | 42530 | 30472 | 39678 | 53836 | 41830 | 73868 | 50540 | 51827 | 68596 | 20444 | 94630 | 90462 | 96948 | 78602 | 150350 | 128781 | 217048 | 145987 | 82309
| Affinty | 7077 | 11081 | 15085 | 14427 | 23758 | 6804 | 8446 | 23275 | 8442 | 7987 | 29736 | 58544 | 4165 | 7714 | 14903 | 13428 | 60564 | 11536 | 16714 | 25088 | 13993 | 3416 | 3416 | 10787 | 11606 | 3710 | 10884 | 18543 | 17460 | 24255 | 10216.5 | 20014 | 23927 | 9989 | 16723 | 25620 | 13062 | 15519 | 13866 | 13083 | 18886 | 65916 | 36290 | 27986 | 17087 | 17087 | 12516 | 6783 | 7458 | 23366 | 34738 | 3983 | 11354 | 17087 | 33288 | 33288 | 1344 | 13110 | 22092 | 27950 | 17269 | 9534 | 78092 | 29190 | 19860 | 20814 | 3801 | 17976 | 32375 | 32375 | 17430 | 22056 | 21959 | 20727 | 24731 | 6349 | 14609 | 27461 | 15904 | 18304 | 25160 | 28920 | 42639 | 44129 | 37653 | 49902 | 55429 | 46144 | 49119 | 75334 | 58065 | 105070 | 67402 | 72138 | 94947 | 29358 | 145138 | 129216 | 141070 | 108586 | 210917 | 186928 | 308502 | 210907 | 105870
| Portsmouth | 8277 | 12809 | 17341 | 16863 | 27958 | 7968 | 10715 | 26611 | 9822 | 9307 | 33924 | 63564 | 4981 | 8998 | 17135 | 16355 | 69084 | 13324 | 20075 | 29555 | 16105 | 4400 | 4400 | 12743 | 13670 | 4466 | 13475 | 21300 | 21705 | 27987 | 11830.5 | 22282 | 28814 | 11573 | 19195 | 29532 | 15318 | 18099 | 17731 | 15075 | 22660 | 72432 | 42616 | 32210 | 19607 | 19607 | 15090 | 8211 | 10750 | 26714 | 43940 | 4340 | 13118 | 19607 | 36624 | 36624 | 7263 | 15995 | 25272 | 32795 | 19813 | 10653 | 89642 | 33306 | 22115 | 25870 | 4569 | 20880 | 36911 | 36911 | 20262 | 25066 | 25655 | 23727 | 28259 | 14953 | 17069 | 31349 | 18268 | 21875 | 30790 | 30876 | 47955 | 51960 | 42885 | 57907 | 62407 | 50172 | 55467 | 84954 | 66789 | 120623 | 76849 | 80331 | 105284 | 35286 | 159117 | 148495 | 156448 | 121224 | 240593 | 206467 | 351720 | 233141 | 117953
| United Utilities | 9628 | 14996 | 20364 | 17680 | 28528 | 9262 | 11523 | 31344 | 11458 | 10848 | 40006 | 86598 | 5724 | 10482 | 20120 | 18244 | 79534 | 15606 | 22677 | 33974 | 18900 | 2918 | 2918 | 12800 | 15840 | 5114 | 14812 | 25000 | 22128 | 30856 | 13837 | 28686 | 33680 | 13532 | 22560 | 32686 | 15850 | 21086 | 24179 | 17680 | 25600 | 95074 | 49140 | 37800 | 23048 | 23048 | 17060 | 7432 | 8377 | 31466 | 49753 | 5480 | 15362 | 23048 | 47230 | 47230 | 1942 | 17815 | 29758 | 37835 | 23292 | 12922 | 127236 | 39274 | 30454 | 28337 | 5236 | 22438 | 43544 | 43544 | 21706 | 30870 | 29860 | 27928 | 33296 | 8652 | 17924 | 36956 | 21462 | 24822 | 34200 | 42179 | 59702 | 61078 | 50620 | 70068 | 78180 | 66304 | 69193 | 102698 | 78406 | 167867 | 93192 | 101089 | 135368 | 44642 | 184102 | 211111 | 199890 | 155057 | 312558 | 272043 | 482350 | 293519 | 149935
| Thames | 9270 | 13230 | 17630 | 32150 | 48580 | 15130 | 10940 | 53140 | 10330 | 9830 | 60020 | 128370 | 9040 | 9530 | 33820 | 16580 | 138620 | 26050 | 37700 | 56660 | 31720 | 6740 | 6740 | 23750 | 25640 | 7990 | 24500 | 35620 | 25280 | 54830 | 23005 | 44290 | 57170 | 22480 | 38020 | 57980 | 29000 | 34670 | 33890 | 29620 | 38040 | 142510 | 85300 | 55080 | 38860 | 33030 | 22900 | 14510 | 16600 | 47630 | 78080 | 8620 | 25630 | 38860 | 72380 | 72380 | 2530 | 29540 | 46450 | 63140 | 39280 | 11530 | 203290 | 59200 | 44680 | 26320 | 8200 | 40340 | 58190 | 58190 | 39080 | 53340 | 33340 | 41760 | 56500 | 14080 | 32570 | 52570 | 36130 | 41300 | 56680 | 62200 | 95510 | 104630 | 86320 | 112380 | 124570 | 101090 | 112140 | 161180 | 111030 | 241880 | 126610 | 171290 | 227670 | 68290 | 306390 | 314700 | 320840 | 277230 | 485920 | 404420 | 745420 | 431720 | 276190
| Metres | 63 | 107 | 151 | 129 | 202 | 60 | 67 | 241 | 78 | 73 | 312 | 572 | 31 | 70 | 149 | 114 | 636 | 112 | 145 | 224 | 139 | 8 | 8 | 89 | 98 | 26 | 90 | 192 | 114 | 237 | 97.5 | 193 | 217 | 95 | 169 | 252 | 114 | 141 | 114 | 129 | 228 | 663 | 278 | 278 | 173 | 173 | 134 | 45 | 45 | 242 | 277 | 110 | 110 | 173 | 306 | 306 | 365 | 111 | 228 | 251 | 175 | 63 | 712 | 306 | 162 | 171 | 27 | 168 | 341 | 341 | 162 | 162 | 197 | 213 | 257 | 555 | 131 | 287 | 160 | 160 | 212 | 156 | 423 | 443 | 399 | 514 | 539 | 448 | 525 | 802 | 579 | 978 | 684 | 626 | 800 | 194 | 1224 | 1168 | 1132 | 888 | 2111 | 1910 | 2956 | 2113 | 846
| Plots | 4 | 4 | 4 | 4 | 4 | 5 | 5 | 5 | 7 | 7 | 7 | 7 | 8 | 8 | 8 | 9 | 9 | 10 | 10 | 10 | 10 | 11 | 11 | 11 | 11 | 12 | 12 | 13 | 14 | 14 | 15 | 15 | 15 | 16 | 16 | 17 | 18 | 18 | 19 | 19 | 19 | 20 | 21 | 21 | 22 | 22 | 22 | 23 | 23 | 23 | 23 | 24 | 24 | 24 | 24 | 24 | 25 | 25 | 25 | 25 | 26 | 27 | 27 | 28 | 29 | 31 | 32 | 32 | 32 | 32 | 34 | 34 | 34 | 35 | 35 | 36 | 36 | 36 | 40 | 40 | 50 | 54 | 57 | 58 | 59 | 74 | 77 | 88 | 95 | 95 | 100 | 101 | 108 | 115 | 138 | 148 | 165 | 167 | 175 | 206 | 228 | 250 | 250 | 258 | 266
| Contaminated | N | N | N | N | N | N | Y | N | N | N | N | N | N | N | N | Y | N | N | Y | Y | N | N | N | N | N | N | Y | N | Y | N | N | N | N | N | N | N | N | N | N | N | N | N | N | N | N | N | N | N | Y | N | Y | N | N | N | N | N | N | Y | N | Y | N | N | N | N | Y | Y | N | N | N | N | N | Y | N | N | N | N | N | N | N | Y | Y | mixed | N | N | N | N | N | N | N | N | N | N | N | Y | Y | N | N | N | Y | Y | N | N | N | N | Y
Additional Fees
| Project | Job27 | Job15 | Job26 | Job36 | Job65 | Job20 | Job26 | Job45 | Job12 | Job24 | Job68 | Job86 | Job5 | Job19 | Job62 | Job59 | Job87 | Job21 | Job6 | Job41 | Job64 | Job4 | Job10 | Job18 | Job28 | Job14 | Job66 | Job40 | Job60 | Job61 | Job13 | Job44 | Job50 | Job34 | Job69 | Job53 | Job23 | Job35 | Job29 | Job31 | Job57 | Job92 | Job74 | Job77 | Job42 | Job47 | Job49 | Job17 | Job17 | Job63 | Job1 | Job9 | Job16 | Job32 | Job70 | Job76 | Job22 | Job2 | Job58 | Job85 | Job33 | Job38 | Job94 | Job67 | Job3 | Job78 | Job8 | Job43 | Job72 | Job75 | Job46 | Job95 | Job52 | Job54 | Job56 | Job37 | Job39 | Job73 | Job30 | Job30 | Job71 | Job51 | Job80 | Job79 | Job81 | Job88 | Job89 | Job82 | Job83 | Job96 | Job91 | Job98 | Job93 | Job7 | Job97 | Job84 | Job100 | Job99 | Job102 | Job11 | Job103 | Job101 | Job105 | Job104 | Job55
| AWS | 2200 | 2200 | 2200 | 2200 | 2200 | 2200 | 2200 | 2200 | 2200 | 2200 | 2200 | 2200 | 2200 | 2200 | 2200 | 2200 | 2200 | 2200 | 2200 | 2200 | 2200 | 2200 | 2200 | 2200 | 2200 | 2200 | 2200 | 2200 | 2200 | 2200 | 2200 | 2200 | 2200 | 2200 | 2200 | 2200 | 2200 | 2200 | 2200 | 2200 | 2200 | 2200 | 2200 | 2200 | 2200 | 2200 | 2200 | 2200 | 2200 | 2200 | 2200 | 2200 | 2200 | 2200 | 2200 | 2200 | 2200 | 2200 | 2200 | 2200 | 2200 | 2200 | 2200 | 2200 | 2200 | 2200 | 2200 | 2200 | 2200 | 2200 | 2200 | 2200 | 2200 | 2200 | 2200 | 2200 | 2200 | 2200 | 2200 | 2200 | 2200 | 2200 | 2200 | 2200 | 2200 | 2200 | 2200 | 2200 | 2200 | 2200 | 2200 | 2200 | 2200 | 2200 | 2200 | 2200 | 2200 | 2200 | 2200 | 2200 | 2200 | 2200 | 2200 | 2200 | 2200
| Severn Trent | 1739.82 | 1739.82 | 1739.82 | 1739.82 | 1739.82 | 1739.82 | 1739.82 | 1739.82 | 1739.82 | 1739.82 | 1739.82 | 1739.82 | 1739.82 | 1739.82 | 1739.82 | 1739.82 | 1739.82 | 1739.82 | 1739.82 | 1739.82 | 1739.82 | 1739.82 | 1739.82 | 1739.82 | 1739.82 | 1739.82 | 1739.82 | 1739.82 | 1739.82 | 1739.82 | 1739.82 | 1739.82 | 1739.82 | 1739.82 | 1739.82 | 1739.82 | 1739.82 | 1739.82 | 1739.82 | 1739.82 | 1739.82 | 1739.82 | 1739.82 | 1739.82 | 1739.82 | 1739.82 | 1739.82 | 1739.82 | 1739.82 | 1739.82 | 1739.82 | 1739.82 | 1739.82 | 1739.82 | 1739.82 | 1739.82 | 1739.82 | 1739.82 | 1739.82 | 1739.82 | 1739.82 | 1739.82 | 1739.82 | 1739.82 | 1739.82 | 1739.82 | 1739.82 | 1739.82 | 1739.82 | 1739.82 | 1739.82 | 1739.82 | 1739.82 | 1739.82 | 1739.82 | 1739.82 | 1739.82 | 1739.82 | 1739.82 | 1739.82 | 1739.82 | 1739.82 | 1739.82 | 1739.82 | 1739.82 | 1739.82 | 1739.82 | 1739.82 | 1739.82 | 1739.82 | 1739.82 | 1739.82 | 1739.82 | 1739.82 | 1739.82 | 1739.82 | 1739.82 | 1739.82 | 1739.82 | 1739.82 | 1739.82 | 1739.82 | 1739.82 | 1739.82 | 1739.82
| Bristol | 300 | 300 | 300 | 300 | 300 | 300 | 300 | 300 | 300 | 300 | 300 | 300 | 300 | 300 | 300 | 300 | 300 | 400 | 400 | 400 | 400 | 400 | 400 | 400 | 400 | 400 | 400 | 400 | 400 | 400 | 400 | 400 | 400 | 400 | 400 | 400 | 400 | 400 | 400 | 400 | 400 | 400 | 400 | 400 | 400 | 400 | 400 | 400 | 400 | 400 | 400 | 400 | 400 | 400 | 400 | 400 | 600 | 600 | 600 | 600 | 600 | 600 | 600 | 600 | 600 | 600 | 600 | 600 | 600 | 600 | 600 | 600 | 600 | 600 | 600 | 600 | 600 | 600 | 600 | 600 | 600 | 600 | 600 | 600 | 600 | 600 | 900 | 900 | 900 | 900 | 900 | 900 | 900 | 900 | 900 | 900 | 1200 | 1200 | 84148.73 | 1200 | 1200 | 1200 | 1200 | 1200 | 1200
| South West | 3457 | 3457 | 3457 | 3457 | 3457 | 3457 | 3457 | 3457 | 3457 | 3457 | 3457 | 3457 | 3457 | 3457 | 3457 | 3457 | 3457 | 3457 | 3457 | 3457 | 3457 | 3457 | 3457 | 3457 | 3457 | 3457 | 3457 | 3457 | 3457 | 3457 | 3457 | 3457 | 3457 | 3457 | 3457 | 3457 | 3457 | 3457 | 3457 | 3457 | 3457 | 3457 | 3457 | 3457 | 3457 | 3457 | 3457 | 3457 | 3457 | 3457 | 3457 | 3457 | 3457 | 3457 | 3457 | 3457 | 3457 | 3457 | 3457 | 3457 | 3457 | 3457 | 3457 | 3457 | 3457 | 3457 | 3457 | 3457 | 3457 | 3457 | 3457 | 3457 | 3457 | 3457 | 3457 | 3457 | 3457 | 3457 | 3457 | 3457 | 3457 | 3457 | 3457 | 3457 | 3457 | 3457 | 3457 | 3457 | 3457 | 3457 | 3457 | 3457 | 3457 | 3457 | 3457 | 3457 | 3457 | 3457 | 3457 | 3457 | 3457 | 3457 | 3457 | 3457 | 3457
| NWL (NW) | 230 | 230 | 230 | 230 | 230 | 230 | 230 | 230 | 230 | 230 | 230 | 230 | 230 | 230 | 230 | 230 | 230 | 230 | 230 | 230 | 230 | 230 | 230 | 230 | 230 | 230 | 230 | 230 | 230 | 230 | 230 | 230 | 230 | 230 | 230 | 230 | 230 | 230 | 230 | 230 | 230 | 230 | 230 | 230 | 230 | 230 | 230 | 230 | 230 | 230 | 230 | 230 | 230 | 230 | 230 | 230 | 230 | 230 | 230 | 230 | 230 | 230 | 230 | 230 | 230 | 230 | 230 | 230 | 230 | 230 | 230 | 230 | 230 | 230 | 230 | 230 | 230 | 230 | 230 | 230 | 230 | 230 | 230 | 230 | 230 | 230 | 230 | 230 | 230 | 230 | 230 | 230 | 230 | 230 | 230 | 230 | 230 | 230 | 230 | 230 | 230 | 230 | 230 | 230 | 230
| NWL(ESW) | 230 | 230 | 230 | 230 | 230 | 230 | 230 | 230 | 230 | 230 | 230 | 230 | 230 | 230 | 230 | 230 | 230 | 230 | 230 | 230 | 230 | 230 | 230 | 230 | 230 | 230 | 230 | 230 | 230 | 230 | 230 | 230 | 230 | 230 | 230 | 230 | 230 | 230 | 230 | 230 | 230 | 230 | 230 | 230 | 230 | 230 | 230 | 230 | 230 | 230 | 230 | 230 | 230 | 230 | 230 | 230 | 230 | 230 | 230 | 230 | 230 | 230 | 230 | 230 | 230 | 230 | 230 | 230 | 230 | 230 | 230 | 230 | 230 | 230 | 230 | 230 | 230 | 230 | 230 | 230 | 230 | 230 | 230 | 230 | 230 | 230 | 230 | 230 | 230 | 230 | 230 | 230 | 230 | 230 | 230 | 230 | 230 | 230 | 230 | 230 | 230 | 230 | 230 | 230 | 230
| Yorkshire | 1395 | 1395 | 1395 | 1395 | 1395 | 1395 | 1395 | 1395 | 1395 | 1395 | 1395 | 1395 | 1395 | 1395 | 1395 | 1395 | 1395 | 1395 | 1395 | 1395 | 1395 | 1395 | 1395 | 1395 | 1395 | 1395 | 1395 | 1395 | 1395 | 1395 | 1395 | 1395 | 1395 | 1395 | 1395 | 1395 | 1395 | 1395 | 1395 | 1395 | 1395 | 1395 | 1395 | 1395 | 1395 | 1395 | 1395 | 1395 | 1395 | 1395 | 1395 | 1395 | 1395 | 1395 | 1395 | 1395 | 1395 | 1395 | 1395 | 1395 | 1395 | 1395 | 1395 | 1395 | 1395 | 1395 | 1395 | 1395 | 1395 | 1395 | 1395 | 1395 | 1395 | 1395 | 1395 | 1395 | 1395 | 1395 | 1395 | 1395 | 1395 | 1395 | 1395 | 1395 | 1395 | 1395 | 1395 | 1395 | 1395 | 1395 | 1724 | 1724 | 1724 | 1724 | 1724 | 1724 | 1724 | 1724 | 1724 | 2218 | 2218 | 2218 | 2218 | 2218 | 2218
| Affinty | 2150 | 2150 | 2150 | 2150 | 2150 | 2150 | 2150 | 2150 | 2150 | 2150 | 2150 | 2150 | 2150 | 2150 | 2150 | 2150 | 2150 | 2150 | 2150 | 2150 | 2150 | 2150 | 2150 | 2150 | 2150 | 2150 | 2150 | 2150 | 2150 | 2150 | 2150 | 2150 | 2150 | 2150 | 2150 | 2150 | 2150 | 2150 | 2150 | 2150 | 2150 | 2150 | 2150 | 2150 | 2150 | 2150 | 2150 | 2150 | 2150 | 2150 | 2150 | 2150 | 2150 | 2150 | 2150 | 2150 | 2150 | 2150 | 2150 | 2150 | 2150 | 2150 | 2150 | 2150 | 2150 | 2150 | 2150 | 2150 | 2150 | 2150 | 2150 | 2150 | 2150 | 2150 | 2150 | 2150 | 2150 | 2150 | 2150 | 2150 | 2308 | 2308 | 2308 | 2308 | 2308 | 2308 | 2308 | 2308 | 2308 | 2308 | 2465 | 2465 | 2465 | 2465 | 2465 | 2465 | 2465 | 2465 | 2465 | 2622 | 2622 | 2622 | 2622 | 2622 | 2622
| Portsmouth | 609 | 609 | 609 | 609 | 609 | 609 | 609 | 609 | 609 | 609 | 609 | 609 | 609 | 609 | 609 | 609 | 609 | 609 | 609 | 609 | 609 | 609 | 609 | 609 | 609 | 609 | 609 | 609 | 609 | 609 | 609 | 609 | 609 | 609 | 609 | 609 | 609 | 609 | 609 | 609 | 609 | 609 | 609 | 609 | 609 | 609 | 609 | 609 | 609 | 609 | 609 | 609 | 609 | 609 | 609 | 609 | 609 | 609 | 609 | 609 | 609 | 609 | 609 | 609 | 609 | 609 | 609 | 609 | 609 | 609 | 609 | 609 | 609 | 609 | 609 | 609 | 609 | 609 | 609 | 609 | 609 | 609 | 609 | 609 | 609 | 609 | 609 | 609 | 609 | 609 | 609 | 609 | 609 | 609 | 609 | 609 | 609 | 609 | 609 | 609 | 609 | 609 | 609 | 609 | 609
| United Utilities | 559 | 559 | 559 | 559 | 559 | 559 | 559 | 559 | 559 | 559 | 559 | 559 | 559 | 559 | 559 | 559 | 559 | 559 | 559 | 559 | 559 | 559 | 559 | 559 | 559 | 559 | 559 | 559 | 559 | 559 | 559 | 559 | 559 | 559 | 559 | 559 | 559 | 559 | 559 | 559 | 559 | 559 | 559 | 559 | 559 | 559 | 559 | 559 | 559 | 559 | 559 | 559 | 559 | 559 | 559 | 559 | 559 | 559 | 559 | 559 | 559 | 559 | 559 | 559 | 559 | 559 | 559 | 559 | 559 | 559 | 559 | 559 | 559 | 559 | 559 | 559 | 559 | 559 | 559 | 559 | 559 | 559 | 559 | 559 | 559 | 559 | 559 | 559 | 559 | 559 | 559 | 559 | 559 | 559 | 559 | 559 | 559 | 559 | 559 | 559 | 559 | 559 | 559 | 559 | 559
| Thames | 350 | 350 | 410 | 350 | 7367 | 410 | 410 | 410 | 530 | 530 | 530 | 530 | 590 | 590 | 590 | 2567 | 650 | 710 | 710 | 710 | 4838 | 770 | 770 | 770 | 770 | 830 | 830 | 5423 | 950 | 950 | 1010 | 1010 | 1010 | 1070 | 1070 | 1130 | 1190 | 1190 | 1250 | 1250 | 1250 | 1310 | 1370 | 1370 | 5909 | 1430 | 1430 | 1490 | 1490 | 1490 | 1490 | 1550 | 1550 | 1550 | 1550 | 10937 | 1610 | 4511 | 1610 | 1610 | 1670 | 1730 | 1730 | 1790 | 1850 | 1970 | 2030 | 2030 | 8808.5 | 2030 | 2150 | 2150 | 2150 | 2210 | 8555 | 2192 | 2270 | 2270 | 2510 | 2510 | 3110 | 3350 | 3530 | 3590 | 3650 | 4550 | 4730 | 5390 | 5810 | 5810 | 6110 | 36362 | 6590 | 7010 | 8390 | 8990 | 10010 | 10130 | 10610 | 12470 | 13790 | 60743 | 15110 | 15590 | 41508.5
Combined
| Project | Job27 | Job15 | Job26 | Job36 | Job65 | Job20 | Job26 | Job45 | Job12 | Job24 | Job68 | Job86 | Job5 | Job19 | Job62 | Job59 | Job87 | Job21 | Job6 | Job41 | Job64 | Job4 | Job10 | Job18 | Job28 | Job14 | Job66 | Job40 | Job60 | Job61 | Job13 | Job44 | Job50 | Job34 | Job69 | Job53 | Job23 | Job35 | Job29 | Job31 | Job57 | Job92 | Job74 | Job77 | Job42 | Job47 | Job49 | Job17 | Job17 | Job63 | Job1 | Job9 | Job16 | Job32 | Job70 | Job76 | Job22 | Job2 | Job58 | Job85 | Job33 | Job38 | Job94 | Job67 | Job3 | Job78 | Job8 | Job43 | Job72 | Job75 | Job46 | Job95 | Job52 | Job54 | Job56 | Job37 | Job39 | Job73 | Job30 | Job30 | Job71 | Job51 | Job80 | Job79 | Job81 | Job88 | Job89 | Job82 | Job83 | Job96 | Job91 | Job98 | Job93 | Job7 | Job97 | Job84 | Job100 | Job99 | Job102 | Job11 | Job103 | Job101 | Job105 | Job104 | Job55
| AWS | 7309.36 | 8061.66 | 9426.54 | 10833.58 | 17682.86 | 8713.54 | 9760.41 | 12973.16 | 7162.08 | 9368.34 | 18110.96 | 25671.48 | 4110.68 | 8684.94 | 16101.54 | 8856.99 | 28789.3 | 8844.68 | 10039.67 | 14110.17 | 16916.42 | 4046.04 | 6407.4 | 8593.68 | 9699.6 | 8060.16 | 12160.15 | 11912.88 | 8905.69 | 15778.54 | 7723.93 | 12398 | 14113.19 | 10584.18 | 18604.16 | 14495.82 | 8917.84 | 10682.2 | 9858.07 | 10056.88 | 14759.76 | 35288.64 | 20345.44 | 21169.3 | 12256.74 | 13727.88 | 13947.94 | 8351.2 | 8917.24 | 16847.8 | 19523.24 | 6398.88 | 8181.18 | 10485.72 | 19079.26 | 20850.28 | 8880.1 | 9386.29 | 15243.96 | 15688.17 | 10558.88 | 11666.7 | 36696.08 | 17913.72 | 9655.06 | 22606.14 | 6325.72 | 12260.2 | 19952.14 | 20542.48 | 13035.04 | 13965.83 | 14483.68 | 14617.42 | 14739.12 | 10892 | 11901.06 | 20036.96 | 10010.18 | 10588.37 | 16206.78 | 16743.1 | 22768.78 | 22136 | 22885.18 | 29697.6 | 29706.31 | 23496.92 | 23916.88 | 39432.64 | 34291.24 | 47742.53 | 36525.1 | 30586.35 | 39936.91 | 24178.86 | 72687.62 | 54233.52 | 64586.84 | 49689.94 | 90589.32 | 81753.12 | 130271.12 | 104021.42 | 46987.62
| Severn Trent | 5325.02 | 5325.02 | 5325.02 | 5325.02 | 5325.02 | 6221.32 | 6221.32 | 6221.32 | 8013.92 | 8013.92 | 8013.92 | 8013.92 | 8910.22 | 8910.22 | 8910.22 | 9806.52 | 9806.52 | 10702.82 | 10702.82 | 10702.82 | 10702.82 | 11599.12 | 11599.12 | 11599.12 | 11599.12 | 12495.42 | 12495.42 | 13391.72 | 14288.02 | 14288.02 | 15184.32 | 15184.32 | 15184.32 | 16080.62 | 16080.62 | 16976.92 | 17873.22 | 17873.22 | 18769.52 | 18769.52 | 18769.52 | 19665.82 | 20562.12 | 20562.12 | 21458.42 | 21458.42 | 21458.42 | 22354.72 | 22354.72 | 22354.72 | 22354.72 | 23251.02 | 23251.02 | 23251.02 | 23251.02 | 23251.02 | 24147.32 | 24147.32 | 24147.32 | 24147.32 | 25043.62 | 25939.92 | 25939.92 | 26836.22 | 27732.52 | 29525.12 | 30421.42 | 30421.42 | 30421.42 | 30421.42 | 32214.02 | 32214.02 | 32214.02 | 33110.32 | 33110.32 | 34006.62 | 34006.62 | 34006.62 | 37591.82 | 37591.82 | 46554.82 | 50140.02 | 52828.92 | 53725.22 | 54621.52 | 68066.02 | 70754.92 | 80614.22 | 86888.32 | 86888.32 | 91369.82 | 92266.12 | 98540.22 | 104814.32 | 125429.22 | 134392.22 | 149629.32 | 151421.92 | 158592.32 | 186377.62 | 206096.22 | 225814.82 | 225814.82 | 232985.22 | 240155.62
| Bristol | 4536.32 | 6240.17 | 8248.77 | 8979.95 | 15103.5 | 5313.62 | 8524.17 | 12357.27 | 4916.32 | 5907.07 | 16817.42 | 32153.69 | 2161.27 | 5465.37 | 11509.72 | 8885.42 | 31819.75 | 6873.17 | 10732.27 | 16327.52 | 11762.72 | 2337.3 | 3556.3 | 7253.95 | 6984.94 | 4166.27 | 11635.62 | 10388.22 | 8162.26 | 14924.4 | 5906.495 | 11817.75 | 14720.7 | 7316.12 | 13436.97 | 14694.9 | 8090.45 | 8643.14 | 10265.27 | 7953.97 | 11551.19 | 38681.68 | 22658.8 | 17639.94 | 10267.32 | 10876.82 | 9269.94 | 5550.1 | 8808.25 | 14331.42 | 24894.95 | 3388.97 | 6477.12 | 9353.07 | 20418.21 | 21332.46 | 4093.62 | 9588.17 | 13282.82 | 18620.77 | 9644.37 | 7897.37 | 51977.43 | 16843.52 | 10174.82 | 23707.69 | 3497.67 | 11060.3 | 19050.77 | 19355.52 | 11700.65 | 16105.96 | 12455.16 | 12598.07 | 13997.17 | 6604.37 | 10285.5 | 17499.92 | 8959.62 | 11777.52 | 18012.84 | 19664.26 | 23871.61 | 24828.9 | 22003.22 | 32304.31 | 35833.27 | 28042.11 | 27357.48 | 42472.34 | 33382.33 | 68711.89 | 39517.22 | 44809.42 | 60494.61 | 20533.1 | 92494.62 | 83933.82 | 168297.46 | 68041.04 | 123459.77 | 104767.89 | 191078.15 | 117236.4 | 75604.64
| South West | 8409 | 8409 | 8409 | 10453 | 14541 | 9136 | 9136 | 9136 | 10590 | 10590 | 10590 | 10590 | 11317 | 11317 | 11317 | 12044 | 14088 | 12771 | 12771 | 12771 | 12771 | 15542 | 15542 | 15542 | 15542 | 14225 | 14225 | 14952 | 21811 | 17723 | 16406 | 16406 | 18450 | 17133 | 17133 | 19904 | 20631 | 20631 | 21358 | 19314 | 21358 | 17997 | 26900 | 22812 | 19451 | 21495 | 23539 | 24266 | 24266 | 22222 | 28354 | 22949 | 22949 | 22949 | 24993 | 24993 | 23676 | 23676 | 23676 | 23676 | 24403 | 25130 | 25130 | 25857 | 28628 | 30082 | 28765 | 30809 | 28765 | 28765 | 32263 | 32263 | 34307 | 30946 | 30946 | 31673 | 33717 | 31673 | 34581 | 34581 | 43895 | 46803 | 48984 | 49711 | 48394 | 61343 | 63524 | 69477 | 74276 | 74566 | 84333 | 78928 | 86061 | 89106 | 107871 | 125361 | 127500 | 128954 | 147034 | 157307 | 173301 | 187251 | 189295 | 203287 | 200927
| NWL (NW) | 4961 | 7261 | 9593 | 11493 | 18568 | 5250 | 5431 | 16291 | 5724 | 5459 | 20038 | 38770 | 3550 | 5611 | 10679 | 8251 | 46476 | 8422 | 11416 | 16867 | 10069 | 3144 | 3438 | 8733 | 8928 | 3176 | 7621 | 12639 | 9277 | 17407 | 7537.5 | 13855 | 17444 | 7385 | 11899 | 19980 | 10458 | 11551 | 10640 | 10312 | 13488 | 43629 | 26136 | 19300 | 12143 | 11719 | 9186 | 5697 | 5697 | 15936 | 24067 | 3412 | 9001 | 13348 | 24624 | 24624 | 1590 | 9070 | 15210 | 18730 | 12265 | 6360 | 54843 | 19704 | 13770 | 12852 | 3237 | 14184 | 21231 | 21231 | 13770 | 16195 | 15191 | 14183 | 17267 | 4945 | 11631 | 18353 | 12451 | 12451 | 17220 | 18654 | 29401 | 30807 | 28942 | 34444 | 39202 | 33667 | 33351 | 50168 | 39485 | 71306 | 43994 | 45821 | 60603 | 23470 | 91274 | 88984 | 90191 | 70779 | 142145 | 122526 | 210503 | 137778 | 70149
| NWL(ESW) | 6697 | 9905 | 13117 | 14431 | 23728 | 6534 | 7275 | 19928 | 7788 | 7423 | 25109 | 48998 | 4483 | 7518 | 13120 | 11082 | 57526 | 10382 | 14173 | 20888 | 12380 | 4146 | 4550 | 11031 | 11210 | 4018 | 9498 | 16020 | 11538 | 21496 | 9309 | 17360 | 21817 | 9124 | 14600 | 24886 | 13156 | 14392 | 13506 | 12813 | 17090 | 54888 | 33368 | 24454 | 14896 | 14843 | 11906 | 7291 | 7291 | 19950 | 30247 | 4313 | 11198 | 16553 | 31924 | 31924 | 2094 | 11283 | 18930 | 23183 | 15044 | 8664 | 71862 | 24669 | 17236 | 17317 | 4092 | 17746 | 27183 | 27183 | 17236 | 20710 | 20258 | 17806 | 21112 | 6164 | 14601 | 23239 | 15448 | 15448 | 21486 | 24656 | 36556 | 37905 | 35763 | 42649 | 48935 | 43512 | 40581 | 62239 | 50344 | 95292 | 56736 | 57956 | 77094 | 30914 | 119102 | 118671 | 116024 | 90416 | 182199 | 153936 | 274152 | 174365 | 90113
| Yorkshire | 6457 | 9361 | 12265 | 11717 | 18343 | 6259 | 7592 | 18205 | 7447 | 7117 | 22891 | 40051 | 4345 | 6919 | 12133 | 11305 | 45179 | 9691 | 13754 | 19995 | 11473 | 3731 | 3731 | 9077 | 9671 | 4015 | 9409 | 14773 | 14017 | 18845 | 8734 | 15037 | 21048 | 8569 | 13453 | 19835 | 10727 | 12509 | 16247 | 10813 | 14951 | 46057 | 31315 | 21551 | 13717 | 13717 | 10331 | 6173 | 6758 | 18271 | 26894 | 4213 | 9559 | 13717 | 23399 | 23399 | 2299 | 11068 | 17347 | 22128 | 13849 | 8239 | 56123 | 22495 | 16001 | 16712 | 4081 | 14291 | 24805 | 24805 | 13895 | 20044 | 17109 | 16357 | 19261 | 5929 | 11849 | 21241 | 12859 | 14939 | 19951 | 20944 | 31121 | 35769 | 28633 | 42452 | 43925 | 31867 | 41073 | 55231 | 43554 | 75592 | 52264 | 53551 | 70320 | 22168 | 96354 | 92186 | 98672 | 80820 | 152568 | 130999 | 219266 | 148205 | 84527
| Affinty | 9227 | 13231 | 17235 | 16577 | 25908 | 8954 | 10596 | 25425 | 10592 | 10137 | 31886 | 60694 | 6315 | 9864 | 17053 | 15578 | 62714 | 13686 | 18864 | 27238 | 16143 | 5566 | 5566 | 12937 | 13756 | 5860 | 13034 | 20693 | 19610 | 26405 | 12366.5 | 22164 | 26077 | 12139 | 18873 | 27770 | 15212 | 17669 | 16016 | 15233 | 21036 | 68066 | 38440 | 30136 | 19237 | 19237 | 14666 | 8933 | 9608 | 25516 | 36888 | 6133 | 13504 | 19237 | 35438 | 35438 | 3494 | 15260 | 24242 | 30100 | 19419 | 11684 | 80242 | 31340 | 22010 | 22964 | 5951 | 20126 | 34525 | 34525 | 19580 | 24206 | 24109 | 22877 | 26881 | 8499 | 16759 | 29611 | 18054 | 20454 | 27468 | 31228 | 44947 | 46437 | 39961 | 52210 | 57737 | 48452 | 51427 | 77642 | 60530 | 107535 | 69867 | 74603 | 97412 | 31823 | 147603 | 131681 | 143535 | 111208 | 213539 | 189550 | 311124 | 213529 | 108492
| Portsmouth | 8886 | 13418 | 17950 | 17472 | 28567 | 8577 | 11324 | 27220 | 10431 | 9916 | 34533 | 64173 | 5590 | 9607 | 17744 | 16964 | 69693 | 13933 | 20684 | 30164 | 16714 | 5009 | 5009 | 13352 | 14279 | 5075 | 14084 | 21909 | 22314 | 28596 | 12439.5 | 22891 | 29423 | 12182 | 19804 | 30141 | 15927 | 18708 | 18340 | 15684 | 23269 | 73041 | 43225 | 32819 | 20216 | 20216 | 15699 | 8820 | 11359 | 27323 | 44549 | 4949 | 13727 | 20216 | 37233 | 37233 | 7872 | 16604 | 25881 | 33404 | 20422 | 11262 | 90251 | 33915 | 22724 | 26479 | 5178 | 21489 | 37520 | 37520 | 20871 | 25675 | 26264 | 24336 | 28868 | 15562 | 17678 | 31958 | 18877 | 22484 | 31399 | 31485 | 48564 | 52569 | 43494 | 58516 | 63016 | 50781 | 56076 | 85563 | 67398 | 121232 | 77458 | 80940 | 105893 | 35895 | 159726 | 149104 | 157057 | 121833 | 241202 | 207076 | 352329 | 233750 | 118562
| United Utilities | 10187 | 15555 | 20923 | 18239 | 29087 | 9821 | 12082 | 31903 | 12017 | 11407 | 40565 | 87157 | 6283 | 11041 | 20679 | 18803 | 80093 | 16165 | 23236 | 34533 | 19459 | 3477 | 3477 | 13359 | 16399 | 5673 | 15371 | 25559 | 22687 | 31415 | 14396 | 29245 | 34239 | 14091 | 23119 | 33245 | 16409 | 21645 | 24738 | 18239 | 26159 | 95633 | 49699 | 38359 | 23607 | 23607 | 17619 | 7991 | 8936 | 32025 | 50312 | 6039 | 15921 | 23607 | 47789 | 47789 | 2501 | 18374 | 30317 | 38394 | 23851 | 13481 | 127795 | 39833 | 31013 | 28896 | 5795 | 22997 | 44103 | 44103 | 22265 | 31429 | 30419 | 28487 | 33855 | 9211 | 18483 | 37515 | 22021 | 25381 | 34759 | 42738 | 60261 | 61637 | 51179 | 70627 | 78739 | 66863 | 69752 | 103257 | 78965 | 168426 | 93751 | 101648 | 135927 | 45201 | 184661 | 211670 | 200449 | 155616 | 313117 | 272602 | 482909 | 294078 | 150494
| Thames | 9620 | 13580 | 18040 | 32500 | 55947 | 15540 | 11350 | 53550 | 10860 | 10360 | 60550 | 128900 | 9630 | 10120 | 34410 | 19147 | 139270 | 26760 | 38410 | 57370 | 36558 | 7510 | 7510 | 24520 | 26410 | 8820 | 25330 | 41043 | 26230 | 55780 | 24015 | 45300 | 58180 | 23550 | 39090 | 59110 | 30190 | 35860 | 35140 | 30870 | 39290 | 143820 | 86670 | 56450 | 44769 | 34460 | 24330 | 16000 | 18090 | 49120 | 79570 | 10170 | 27180 | 40410 | 73930 | 83317 | 4140 | 34051 | 48060 | 64750 | 40950 | 13260 | 205020 | 60990 | 46530 | 28290 | 10230 | 42370 | 66998.5 | 60220 | 41230 | 55490 | 35490 | 43970 | 65055 | 16272 | 34840 | 54840 | 38640 | 43810 | 59790 | 65550 | 99040 | 108220 | 89970 | 116930 | 129300 | 106480 | 117950 | 166990 | 117140 | 278242 | 133200 | 178300 | 236060 | 77280 | 316400 | 324830 | 331450 | 289700 | 499710 | 465163 | 760530 | 447310 | 317698.5
| Project | Job27 | Job15 | Job26 | Job36 | Job65 | Job20 | Job26 | Job45 | Job12 | Job24 | Job68 | Job86 | Job5 | Job19 | Job62 | Job59 | Job87 | Job21 | Job6 | Job41 | Job64 | Job4 | Job10 | Job18 | Job28 | Job14 | Job66 | Job40 | Job60 | Job61 | Job13 | Job44 | Job50 | Job34 | Job69 | Job53 | Job23 | Job35 | Job29 | Job31 | Job57 | Job92 | Job74 | Job77 | Job42 | Job47 | Job49 | Job17 | Job17 | Job63 | Job1 | Job9 | Job16 | Job32 | Job70 | Job76 | Job22 | Job2 | Job58 | Job85 | Job33 | Job38 | Job94 | Job67 | Job3 | Job78 | Job8 | Job43 | Job72 | Job75 | Job46 | Job95 | Job52 | Job54 | Job56 | Job37 | Job39 | Job73 | Job30 | Job30 | Job71 | Job51 | Job80 | Job79 | Job81 | Job88 | Job89 | Job82 | Job83 | Job96 | Job91 | Job98 | Job93 | Job7 | Job97 | Job84 | Job100 | Job99 | Job102 | Job11 | Job103 | Job101 | Job105 | Job104 | Job55
| AWS | 7309.36 | 8061.66 | 9426.54 | 10833.58 | 17682.86 | 8713.54 | 9760.41 | 12973.16 | 7162.08 | 9368.34 | 18110.96 | 25671.48 | 4110.68 | 8684.94 | 16101.54 | 8856.99 | 28789.3 | 8844.68 | 10039.67 | 14110.17 | 16916.42 | 4046.04 | 6407.4 | 8593.68 | 9699.6 | 8060.16 | 12160.15 | 11912.88 | 8905.69 | 15778.54 | 7723.93 | 12398 | 14113.19 | 10584.18 | 18604.16 | 14495.82 | 8917.84 | 10682.2 | 9858.07 | 10056.88 | 14759.76 | 35288.64 | 20345.44 | 21169.3 | 12256.74 | 13727.88 | 13947.94 | 8351.2 | 8917.24 | 16847.8 | 19523.24 | 6398.88 | 8181.18 | 10485.72 | 19079.26 | 20850.28 | 8880.1 | 9386.29 | 15243.96 | 15688.17 | 10558.88 | 11666.7 | 36696.08 | 17913.72 | 9655.06 | 22606.14 | 6325.72 | 12260.2 | 19952.14 | 20542.48 | 13035.04 | 13965.83 | 14483.68 | 14617.42 | 14739.12 | 10892 | 11901.06 | 20036.96 | 10010.18 | 10588.37 | 16206.78 | 16743.1 | 22768.78 | 22136 | 22885.18 | 29697.6 | 29706.31 | 23496.92 | 23916.88 | 39432.64 | 34291.24 | 47742.53 | 36525.1 | 30586.35 | 39936.91 | 24178.86 | 72687.62 | 54233.52 | 64586.84 | 49689.94 | 90589.32 | 81753.12 | 130271.12 | 104021.42 | 46987.62
| Lower Q | 5891.01 | 7661.33 | 8917.77 | 10643.29 | 16393.18 | 6240.16 | 7433.5 | 12665.215 | 7304.54 | 7270 | 17464.19 | 28912.585 | 4227.84 | 7218.5 | 11413.36 | 9345.97 | 30304.525 | 9267.84 | 11074.135 | 15218.845 | 11617.86 | 3604 | 3643.65 | 8905 | 9685.3 | 4092.135 | 10566.81 | 13015.36 | 10407.5 | 16592.77 | 8228.965 | 14446 | 16314.16 | 8846.5 | 14026.5 | 18405.96 | 10592.5 | 12030 | 12073 | 10562.5 | 14855.38 | 36985.16 | 24397.4 | 20865.71 | 12986.87 | 13722.44 | 11118.5 | 6732 | 8049.625 | 17559.4 | 24480.975 | 4263 | 9280 | 13532.5 | 23325.01 | 23325.01 | 2400 | 10328.085 | 16295.48 | 20429 | 13057 | 8451.5 | 44336.755 | 21099.5 | 14885.5 | 19961.57 | 4086.5 | 14237.5 | 23018 | 23018 | 13832.5 | 18119.5 | 16150 | 15487.21 | 18264 | 6384.185 | 11875.03 | 20638.98 | 12655 | 13695 | 18981.92 | 20304.13 | 30261 | 33288 | 28787.5 | 38448 | 41563.5 | 32767 | 36966 | 52699.5 | 41519.5 | 73449 | 48129 | 49686 | 65461.5 | 23824.43 | 94424.31 | 90585 | 107348 | 75799.5 | 147356.5 | 126762.5 | 200790.575 | 142991.5 | 80065.82
| Median | 7309.36 | 9361 | 12265 | 11717 | 18568 | 8577 | 9136 | 18205 | 8013.92 | 9368.34 | 22891 | 40051 | 5590 | 8910.22 | 13120 | 11305 | 46476 | 10702.82 | 13754 | 19995 | 12771 | 4146 | 5009 | 11599.12 | 11599.12 | 5673 | 12495.42 | 14952 | 14288.02 | 18845 | 12366.5 | 16406 | 21048 | 12139 | 17133 | 19980 | 15212 | 17669 | 16247 | 15233 | 18769.52 | 46057 | 31315 | 22812 | 19237 | 19237 | 14666 | 8351.2 | 8936 | 22222 | 28354 | 6039 | 13504 | 19237 | 24993 | 24993 | 4093.62 | 15260 | 23676 | 23676 | 19419 | 11666.7 | 56123 | 25857 | 22010 | 23707.69 | 5795 | 20126 | 28765 | 28765 | 19580 | 24206 | 24109 | 22877 | 26881 | 9211 | 16759 | 29611 | 18054 | 20454 | 27468 | 31228 | 44947 | 46437 | 39961 | 52210 | 57737 | 48452 | 51427 | 74566 | 60530 | 92266.12 | 69867 | 74603 | 97412 | 31823 | 127500 | 128954 | 147034 | 111208 | 182199 | 187251 | 225814.82 | 203287 | 108492
| Higher Q | 9056.5 | 13324.5 | 17592.5 | 17024.5 | 27237.5 | 9045 | 10960 | 26322.5 | 10591 | 10248.5 | 33209.5 | 62433.5 | 7612.61 | 9992 | 17398.5 | 16271 | 66203.5 | 13809.5 | 19774 | 28701 | 16815.21 | 6538 | 6958.7 | 13355.5 | 14910.5 | 8440.08 | 14154.5 | 21301 | 22062.5 | 27500.5 | 14790.16 | 22527.5 | 27750 | 15085.81 | 19338.5 | 28955.5 | 17141.11 | 19669.5 | 20063.76 | 18504.26 | 22313.5 | 70553.5 | 40832.5 | 31477.5 | 20837.21 | 21476.71 | 19538.71 | 12466.5 | 14724.5 | 26419.5 | 40718.5 | 8284.44 | 19435 | 23100.01 | 36335.5 | 36335.5 | 8376.05 | 21025 | 25061.5 | 31752 | 24127 | 13370.5 | 85246.5 | 32627.5 | 28180.26 | 28593 | 8277.86 | 26709.21 | 36022.5 | 36022.5 | 27239.51 | 31821.51 | 31316.51 | 29716.5 | 32028.16 | 15917 | 26100 | 32982.31 | 28301 | 29981 | 39327 | 44770.5 | 50906.46 | 53147.11 | 49786.5 | 64704.51 | 67139.46 | 68170 | 72014 | 86225.66 | 81649 | 114383.5 | 89906 | 95377 | 116650.11 | 61240.5 | 154677.66 | 150262.96 | 163444.89 | 156461.5 | 227370.5 | 216445.41 | 331726.5 | 233367.61 | 175710.5
| Percentage of difference to Lower Q | 19.4% | 4.966% | 5.397% | 1.756% | 7.293% | 28.39% | 23.84% | 2.374% | -1.989% | 22.4% | 3.571% | -12.63% | -2.85% | 16.88% | 29.12% | -5.521% | -5.263% | -4.784% | -10.3% | -7.857% | 31.32% | 10.93% | 43.13% | -3.623% | 0.1474% | 49.23% | 13.1% | -9.255% | -16.86% | -5.16% | -6.539% | -16.52% | -15.6% | 16.42% | 24.61% | -26.97% | -18.78% | -12.62% | -22.47% | -5.028% | -0.6478% | -4.808% | -19.92% | 1.434% | -5.957% | 0.03963% | 20.29% | 19.39% | 9.73% | -4.224% | -25.39% | 33.38% | -13.43% | -29.06% | -22.25% | -11.87% | 72.97% | -10.03% | -6.898% | -30.22% | -23.66% | 27.56% | -20.82% | -17.78% | -54.17% | 11.7% | 35.4% | -16.13% | -15.37% | -12.05% | -6.118% | -29.74% | -11.5% | -5.95% | -23.92% | 41.39% | 0.2187% | -3.005% | -26.42% | -29.34% | -17.12% | -21.27% | -32.91% | -50.38% | -25.79% | -29.47% | -39.91% | -39.45% | -54.56% | -33.64% | -21.08% | -53.84% | -31.77% | -62.45% | -63.91% | 1.466% | -29.9% | -67.03% | -66.21% | -52.54% | -62.66% | -55.06% | -54.13% | -37.46% | -70.4%
|  |  |  | Average Efficiency to lower quartile |  |  | -0.9958% | [14 empty] | Average Efficiency to lower quartile |  |  | -34.85%
[43 empty] | Average Efficiency to lower quartile |  |  | -50.42%

## Contaminated Only
Construction Costs Only
| Project | Job26 | Job59 | Job41 | Job6 | Job66 | Job60 | Job17 | Job1 | Job2 | Job85 | Job3 | Job78 | Job95 | Job30 | Job71 | Job51 | Job7 | Job97 | Job102 | Job11 | Job55
| AW Published | 7560.41 | 6656.99 | 11910.17 | 7839.67 | 9960.15 | 6705.69 | 6717.24 | 17323.24 | 7186.29 | 13488.17 | 7455.06 | 20406.14 | 11765.83 | 8388.37 | 14006.78 | 14543.1 | 28386.35 | 37736.91 | 62386.84 | 47489.94 | 44787.62
Based on cost per plot (£896.3) | Severn Trent | 4481.5 | 8066.7 | 8963 | 8963 | 10755.6 | 12548.2 | 20614.9 | 20614.9 | 22407.5 | 22407.5 | 25992.7 | 27785.3 | 30474.2 | 35852 | 44815 | 48400.2 | 103074.5 | 123689.4 | 156852.5 | 184637.8 | 238415.8
| Bristol | 8224.17 | 8585.42 | 15927.52 | 10332.27 | 11235.62 | 7762.26 | 8408.25 | 24494.95 | 8988.17 | 18020.77 | 9574.82 | 23107.69 | 15505.96 | 11177.52 | 17412.84 | 19064.26 | 43909.42 | 59594.61 | 84148.73 | 66841.04 | 74404.64
Based on cost per plot (£727+connections) | South West | 5679 | 8587 | 9314 | 9314 | 10768 | 18354 | 20809 | 24897 | 20219 | 20219 | 25171 | 26625 | 28806 | 31124 | 40438 | 43346 | 85649 | 104414 | 143577 | 153850 | 197470
| NWL (NW) | 5201 | 8021 | 16637 | 11186 | 7391 | 9047 | 5467 | 23837 | 8840 | 18500 | 13540 | 12622 | 15965 | 12221 | 16990 | 18424 | 45591 | 60373 | 89961 | 70549 | 69919
| NWL(ESW) | 7045 | 10852 | 20658 | 13943 | 9268 | 11308 | 7061 | 30017 | 11053 | 22953 | 17006 | 17087 | 20480 | 15218 | 21256 | 24426 | 57726 | 76864 | 115794 | 90186 | 89883
| Yorkshire | 6197 | 9910 | 18600 | 12359 | 8014 | 12622 | 5363 | 25499 | 9673 | 20733 | 14606 | 15317 | 18649 | 13544 | 18556 | 19549 | 51827 | 68596 | 96948 | 78602 | 82309
| Affinty | 8446 | 13428 | 25088 | 16714 | 10884 | 17460 | 7458 | 34738 | 13110 | 27950 | 19860 | 20814 | 22056 | 18304 | 25160 | 28920 | 72138 | 94947 | 141070 | 108586 | 105870
| Portsmouth | 10715 | 16355 | 29555 | 20075 | 13475 | 21705 | 10750 | 43940 | 15995 | 32795 | 22115 | 25870 | 25066 | 21875 | 30790 | 30876 | 80331 | 105284 | 156448 | 121224 | 117953
| United Utilities | 11523 | 18244 | 33974 | 22677 | 14812 | 22128 | 8377 | 49753 | 17815 | 37835 | 30454 | 28337 | 30870 | 24822 | 34200 | 42179 | 101089 | 135368 | 199890 | 155057 | 149935
| Thames | 10940 | 16580 | 56660 | 37700 | 24500 | 25280 | 16600 | 78080 | 29540 | 63140 | 44680 | 26320 | 53340 | 41300 | 56680 | 62200 | 171290 | 227670 | 320840 | 277230 | 276190
| Metres | 67 | 114 | 224 | 145 | 90 | 114 | 45 | 277 | 111 | 251 | 162 | 171 | 162 | 160 | 212 | 156 | 626 | 800 | 1132 | 888 | 846
| Plots | 5 | 9 | 10 | 10 | 12 | 14 | 23 | 23 | 25 | 25 | 29 | 31 | 34 | 40 | 50 | 54 | 115 | 138 | 175 | 206 | 266
| Contaminated | Y | Y | Y | Y | Y | Y | Y | Y | Y | Y | Y | Y | Y | Y | Y | mixed | Y | Y | Y | Y | Y
Additional Fees
| Project | Job26 | Job59 | Job41 | Job6 | Job66 | Job60 | Job17 | Job1 | Job2 | Job85 | Job3 | Job78 | Job95 | Job30 | Job71 | Job51 | Job7 | Job97 | Job102 | Job11 | Job55
| AW Published | 2200 | 2200 | 2200 | 2200 | 2200 | 2200 | 2200 | 2200 | 2200 | 2200 | 2200 | 2200 | 2200 | 2200 | 2200 | 2200 | 2200 | 2200 | 2200 | 2200 | 2200
| Severn Trent | 1739.82 | 1739.82 | 1739.82 | 1739.82 | 1739.82 | 1739.82 | 1739.82 | 1739.82 | 1739.82 | 1739.82 | 1739.82 | 1739.82 | 1739.82 | 1739.82 | 1739.82 | 1739.82 | 1739.82 | 1739.82 | 1739.82 | 1739.82 | 1739.82
| Bristol | 300 | 300 | 400 | 400 | 400 | 400 | 400 | 400 | 600 | 600 | 600 | 600 | 600 | 600 | 600 | 600 | 900 | 900 | 84148.73 | 1200 | 1200
| South West | 3457 | 3457 | 3457 | 3457 | 3457 | 3457 | 3457 | 3457 | 3457 | 3457 | 3457 | 3457 | 3457 | 3457 | 3457 | 3457 | 3457 | 3457 | 3457 | 3457 | 3457
| NWL (NW) | 230 | 230 | 230 | 230 | 230 | 230 | 230 | 230 | 230 | 230 | 230 | 230 | 230 | 230 | 230 | 230 | 230 | 230 | 230 | 230 | 230
| NWL(ESW) | 230 | 230 | 230 | 230 | 230 | 230 | 230 | 230 | 230 | 230 | 230 | 230 | 230 | 230 | 230 | 230 | 230 | 230 | 230 | 230 | 230
| Yorkshire | 1395 | 1395 | 1395 | 1395 | 1395 | 1395 | 1395 | 1395 | 1395 | 1395 | 1395 | 1395 | 1395 | 1395 | 1395 | 1395 | 1724 | 1724 | 1724 | 2218 | 2218
| Affinty | 2150 | 2150 | 2150 | 2150 | 2150 | 2150 | 2150 | 2150 | 2150 | 2150 | 2150 | 2150 | 2150 | 2150 | 2308 | 2308 | 2465 | 2465 | 2465 | 2622 | 2622
| Portsmouth | 609 | 609 | 609 | 609 | 609 | 609 | 609 | 609 | 609 | 609 | 609 | 609 | 609 | 609 | 609 | 609 | 609 | 609 | 609 | 609 | 609
| United Utilities | 559 | 559 | 559 | 559 | 559 | 559 | 559 | 559 | 559 | 559 | 559 | 559 | 559 | 559 | 559 | 559 | 559 | 559 | 559 | 559 | 559
| Thames | 410 | 2567 | 710 | 710 | 830 | 950 | 1490 | 1490 | 4511 | 1610 | 1850 | 1970 | 2150 | 2510 | 3110 | 3350 | 7010 | 8390 | 10610 | 12470 | 41508.5
Combined
| Project | Job26 | Job59 | Job41 | Job6 | Job66 | Job60 | Job17 | Job1 | Job2 | Job85 | Job3 | Job78 | Job95 | Job30 | Job71 | Job51 | Job7 | Job97 | Job102 | Job11 | Job55
| AW Published | 9760.41 | 8856.99 | 14110.17 | 10039.67 | 12160.15 | 8905.69 | 8917.24 | 19523.24 | 9386.29 | 15688.17 | 9655.06 | 22606.14 | 13965.83 | 10588.37 | 16206.78 | 16743.1 | 30586.35 | 39936.91 | 64586.84 | 49689.94 | 46987.62
| Severn Trent | 6221.32 | 9806.52 | 10702.82 | 10702.82 | 12495.42 | 14288.02 | 22354.72 | 22354.72 | 24147.32 | 24147.32 | 27732.52 | 29525.12 | 32214.02 | 37591.82 | 46554.82 | 50140.02 | 104814.32 | 125429.22 | 158592.32 | 186377.62 | 240155.62
| Bristol | 8524.17 | 8885.42 | 16327.52 | 10732.27 | 11635.62 | 8162.26 | 8808.25 | 24894.95 | 9588.17 | 18620.77 | 10174.82 | 23707.69 | 16105.96 | 11777.52 | 18012.84 | 19664.26 | 44809.42 | 60494.61 | 168297.46 | 68041.04 | 75604.64
| South West | 9136 | 12044 | 12771 | 12771 | 14225 | 21811 | 24266 | 28354 | 23676 | 23676 | 28628 | 30082 | 32263 | 34581 | 43895 | 46803 | 89106 | 107871 | 147034 | 157307 | 200927
| NWL (NW) | 5431 | 8251 | 16867 | 11416 | 7621 | 9277 | 5697 | 24067 | 9070 | 18730 | 13770 | 12852 | 16195 | 12451 | 17220 | 18654 | 45821 | 60603 | 90191 | 70779 | 70149
| NWL(ESW) | 7275 | 11082 | 20888 | 14173 | 9498 | 11538 | 7291 | 30247 | 11283 | 23183 | 17236 | 17317 | 20710 | 15448 | 21486 | 24656 | 57956 | 77094 | 116024 | 90416 | 90113
| Yorkshire | 7592 | 11305 | 19995 | 13754 | 9409 | 14017 | 6758 | 26894 | 11068 | 22128 | 16001 | 16712 | 20044 | 14939 | 19951 | 20944 | 53551 | 70320 | 98672 | 80820 | 84527
| Affinty | 10596 | 15578 | 27238 | 18864 | 13034 | 19610 | 9608 | 36888 | 15260 | 30100 | 22010 | 22964 | 24206 | 20454 | 27468 | 31228 | 74603 | 97412 | 143535 | 111208 | 108492
| Portsmouth | 11324 | 16964 | 30164 | 20684 | 14084 | 22314 | 11359 | 44549 | 16604 | 33404 | 22724 | 26479 | 25675 | 22484 | 31399 | 31485 | 80940 | 105893 | 157057 | 121833 | 118562
| United Utilities | 12082 | 18803 | 34533 | 23236 | 15371 | 22687 | 8936 | 50312 | 18374 | 38394 | 31013 | 28896 | 31429 | 25381 | 34759 | 42738 | 101648 | 135927 | 200449 | 155616 | 150494
| Thames | 11350 | 19147 | 57370 | 38410 | 25330 | 26230 | 18090 | 79570 | 34051 | 64750 | 46530 | 28290 | 55490 | 43810 | 59790 | 65550 | 178300 | 236060 | 331450 | 289700 | 317698.5
Combined - sorted by company
| Project | Job26 | Job59 | Job41 | Job6 | Job66 | Job60 | Job17 | Job1 | Job2 | Job85 | Job3 | Job78 | Job95 | Job30 | Job71 | Job51 | Job7 | Job97 | Job102 | Job11 | Job55
| AW Published | 9760.41 | 8856.99 | 14110.17 | 10039.67 | 12160.15 | 8905.69 | 8917.24 | 19523.24 | 9386.29 | 15688.17 | 9655.06 | 22606.14 | 13965.83 | 10588.37 | 16206.78 | 16743.1 | 30586.35 | 39936.91 | 64586.84 | 49689.94 | 46987.62
| NWL (NW) | 5431 | 8251 | 16867 | 11416 | 7621 | 9277 | 5697 | 24067 | 9070 | 18730 | 13770 | 12852 | 16195 | 12451 | 17220 | 18654 | 45821 | 60603 | 90191 | 70779 | 70149
| Severn Trent | 6221.32 | 9806.52 | 10702.82 | 10702.82 | 12495.42 | 14288.02 | 22354.72 | 22354.72 | 24147.32 | 24147.32 | 27732.52 | 29525.12 | 32214.02 | 37591.82 | 46554.82 | 50140.02 | 104814.32 | 125429.22 | 158592.32 | 186377.62 | 240155.62
| NWL(ESW) | 7275 | 11082 | 20888 | 14173 | 9498 | 11538 | 7291 | 30247 | 11283 | 23183 | 17236 | 17317 | 20710 | 15448 | 21486 | 24656 | 57956 | 77094 | 116024 | 90416 | 90113
| Yorkshire | 7994 | 11989 | 21339 | 14624 | 9949 | 14701 | 7028 | 28556 | 11734 | 23634 | 16973 | 17738 | 23039 | 15899 | 21223 | 23860 | 57307 | 76310 | 105714 | 83934 | 89965
| Bristol | 8524.17 | 8885.42 | 16327.52 | 10732.27 | 11635.62 | 8162.26 | 8808.25 | 24894.95 | 9588.17 | 18620.77 | 10174.82 | 23707.69 | 16105.96 | 11777.52 | 18012.84 | 19664.26 | 44809.42 | 60494.61 | 168297.46 | 68041.04 | 75604.64
| South West | 9136 | 12044 | 12771 | 12771 | 14225 | 21811 | 24266 | 28354 | 23676 | 23676 | 28628 | 30082 | 32263 | 34581 | 43895 | 46803 | 89106 | 107871 | 147034 | 157307 | 200927
| Affinty | 10596 | 15578 | 27238 | 18864 | 13034 | 19610 | 9608 | 36888 | 15260 | 30100 | 22010 | 22964 | 24206 | 20454 | 27468 | 31228 | 74603 | 97412 | 143535 | 111208 | 108492
| Portsmouth | 11324 | 16964 | 30164 | 20684 | 14084 | 22314 | 11359 | 44549 | 16604 | 33404 | 22724 | 26479 | 25675 | 22484 | 31399 | 31485 | 80940 | 105893 | 157057 | 121833 | 118562
| United Utilities | 12082 | 18803 | 34533 | 23236 | 15371 | 22687 | 8936 | 50312 | 18374 | 38394 | 31013 | 28896 | 31429 | 25381 | 34759 | 42738 | 101648 | 135927 | 200449 | 155616 | 150494
| Thames | 25964.5 | 36592 | 66952 | 45148 | 29968 | 45976 | 20676 | 90964 | 35764 | 69364 | 52968 | 55452 | 59040 | 49288 | 66768 | 81281 | 196131.5 | 258116.5 | 381040 | 319871.5 | 313914.5
| Project | Job26 | Job59 | Job41 | Job6 | Job66 | Job60 | Job17 | Job1 | Job2 | Job85 | Job3 | Job78 | Job95 | Job30 | Job71 | Job51 | Job7 | Job97 | Job102 | Job11 | Job55
| AW Published | 9760.41 | 8856.99 | 14110.17 | 10039.67 | 12160.15 | 8905.69 | 8917.24 | 19523.24 | 9386.29 | 15688.17 | 9655.06 | 22606.14 | 13965.83 | 10588.37 | 16206.78 | 16743.1 | 30586.35 | 39936.91 | 64586.84 | 49689.94 | 46987.62
| Lower Q | 7634.5 | 9345.97 | 15218.845 | 11074.135 | 10792.31 | 10407.5 | 8049.625 | 24480.975 | 10435.585 | 20956.5 | 15371.5 | 20172.07 | 18452.5 | 13949.5 | 19617.92 | 21762.13 | 51564 | 68456.5 | 110869 | 77356.5 | 82784.82
| Median | 9136 | 11989 | 20888 | 14173 | 12495.42 | 14701 | 8936 | 28556 | 15260 | 23676 | 22010 | 23707.69 | 24206 | 20454 | 27468 | 31228 | 74603 | 97412 | 147034 | 111208 | 108492
| Higher Q | 10960 | 16271 | 28701 | 19774 | 14154.5 | 22062.5 | 16017.5 | 40718.5 | 21025 | 31752 | 28180.26 | 29210.56 | 31821.51 | 29981 | 39327 | 44770.5 | 95377 | 116650.11 | 163444.89 | 156461.5 | 175710.5
| Percentage of difference to Lower Q | 21.78% | -5.521% | -7.857% | -10.3% | 11.25% | -16.86% | 9.73% | -25.39% | -11.18% | -33.58% | -59.21% | 10.77% | -32.13% | -31.74% | -21.05% | -29.98% | -68.59% | -71.41% | -71.66% | -55.68% | -76.18%

## AWS
[65 empty] | New data | [119 empty] | Data 21.08.2019 | [53 empty] | Data 21.08.2019 PM
| Job No | Job103 |  |  | Job93 |  |  | Job83 |  |  | Job101 |  |  | Job50 |  |  | Job79 |  |  | Job100 |  |  | Job89 |  |  | Job99 |  |  | Job74 |  |  | Job98 |  |  | Job102 |  |  | Job104 |  |  | Job51 |  |  | Job29 |  |  | Job7 |  |  | Job95 |  |  | Job55 |  |  | Job11 |  |  | Job88 |  |  | Job97 |  |  | Job13 |  |  | Job80 |  |  | Job45 |  |  | Job40 |  |  | Job12 |  |  | Job22 |  |  | Job84 |  |  | Job94 |  |  | Job38 |  |  | Job44 |  |  | Job25 |  |  | Job27 |  |  | Job86 |  |  | Job57 |  |  | Job24 |  |  | Job105 |  |  | Job91 |  |  | Job56 |  |  | Job54 |  |  | Job73 |  |  | Job15 |  |  | Job96 |  |  | Job47 |  |  | Job92 |  |  | Job42 |  |  | Job20 |  |  | Job60 |  |  | Job49 |  |  | Job78 |  |  | Job77 |  |  | Job67 |  |  | Job59 |  |  | Job41 |  |  | Job68 |  |  | Job66 |  |  | Job6 |  |  | Job8 |  |  | Job62 |  |  | Job64 |  |  | Job34 |  |  | Job21 |  |  | Job69 |  |  | Job26 |  |  | Job58 |  |  | Job63 |  |  | Job72 |  |  | Job14 |  |  | Job75 |  |  | Job52 |  |  | Job35 |  |  | Job71 |  |  | Job61 |  |  | Job37 |  |  | Job28 |  |  | Job17 |  |  | Job33 |  |  | Job4 |  |  | Job30 |  |  | Job70 |  |  | Job2 |  |  | Job9 |  |  | Job43 |  |  | Job39 |  |  | Job46 |  |  | Job23 |  |  | Job81 |  |  | Job76 |  |  | Job85 |  |  | Job16 |  |  | Job18 |  |  | Job48 |  |  | Job32 |  |  | Job10 |  |  | Job90 |  |  | Job82 |  |  | Job19 |  |  | Job1 |  |  | Job87 |  |  | Job31 |  |  | Job36 |  |  | Job65 |  |  | Job53 |  |  | Job5 |  |  | Job3
| Area | East |  |  | East |  |  | East |  |  | East |  |  | East |  |  | East |  |  | East |  |  | North |  |  | North |  |  | North |  |  | North |  |  | North |  |  | North |  |  | North |  |  | West |  |  | West |  |  | West |  |  | West |  |  | West |  |  | West |  |  | West |  |  | North |  |  | North |  |  | North |  |  | North |  |  | North |  |  | North |  |  | North |  |  | North |  |  | North |  |  | North |  |  | North |  |  | North |  |  | North |  |  | North |  |  | North |  |  | North |  |  | North |  |  | North |  |  | North |  |  | North |  |  | North |  |  | North |  |  | North |  |  | North |  |  | North |  |  | North |  |  | North |  |  | North |  |  | North |  |  | North |  |  | North |  |  | North |  |  | North |  |  | North |  |  | North |  |  | North |  |  | North |  |  | North |  |  | North |  |  | North |  |  | North |  |  | North |  |  | North |  |  | North |  |  | North |  |  | North |  |  | North |  |  | North |  |  | North |  |  | West |  |  | West |  |  | West |  |  | West |  |  | West |  |  | West |  |  | West |  |  | West |  |  | West |  |  | West |  |  | West |  |  | West |  |  | West |  |  | West |  |  | West |  |  | West |  |  | West |  |  | West |  |  | West |  |  | West |  |  | West |  |  | West |  |  | West |  |  | West |  |  | West |  |  | West |  |  | West |  |  | West |  |  | West |  |  | West |  |  | West |  |  | West |  |  | West |  |  | West |  |  | West
| No of Plots | 228 |  |  | 108 |  |  | 95 |  |  | 250 |  |  | 15 |  |  | 58 |  |  | 165 |  |  | 77 |  |  | 167 |  |  | 21 |  |  | 101 |  |  | 175 |  |  | 258 |  |  | 54 |  |  | 19 |  |  | 115 |  |  | 34 |  |  | 266 |  |  | 206 |  |  | 74 |  |  | 138 |  |  | 15 |  |  | 57 |  |  | 5 |  |  | 13 |  |  | 7 |  |  | 25 |  |  | 148 |  |  | 27 |  |  | 27 |  |  | 15 |  |  | 4 |  |  | 4 |  |  | 7 |  |  | 19 |  |  | 7 |  |  | 250 |  |  | 100 |  |  | 35 |  |  | 35 |  |  | 36 |  |  | 4 |  |  | 95 |  |  | 22 |  |  | 20 |  |  | 22 |  |  | 5 |  |  | 14 |  |  | 22 |  |  | 31 |  |  | 21 |  |  | 28 |  |  | 9 |  |  | 10 |  |  | 7 |  |  | 12 |  |  | 10 |  |  | 32 |  |  | 8 |  |  | 10 |  |  | 16 |  |  | 10 |  |  | 16 |  |  | 5 |  |  | 25 |  |  | 23 |  |  | 32 |  |  | 12 |  |  | 32 |  |  | 34 |  |  | 18 |  |  | 50 |  |  | 14 |  |  | 36 |  |  | 11 |  |  | 23 |  |  | 26 |  |  | 11 |  |  | 40 |  |  | 24 |  |  | 25 |  |  | 24 |  |  | 32 |  |  | 36 |  |  | 34 |  |  | 18 |  |  | 59 |  |  | 24 |  |  | 25 |  |  | 24 |  |  | 11 |  |  | 23 |  |  | 24 |  |  | 11 |  |  | 40 |  |  | 88 |  |  | 8 |  |  | 23 |  |  | 9 |  |  | 19 |  |  | 4 |  |  | 4 |  |  | 17 |  |  | 8 |  |  | 29
| Total Meterage | 2111 |  |  | 684 |  |  | 525 |  |  | 1910 |  |  | 217 |  |  | 443 |  |  | 1224 |  |  | 539 |  |  | 1168 |  |  | 278 |  |  | 978 |  |  | 1132 |  |  | 2113 |  |  | 156 |  |  | 114 |  |  | 626 |  |  | 162 |  |  | 846 |  |  | 888 |  |  | 514 |  |  | 800 |  |  | 97.5 |  |  | 423 |  |  | 241 |  |  | 192 |  |  | 78 |  |  | 365 |  |  | 194 |  |  | 712 |  |  | 63 |  |  | 193 |  |  | 151 |  |  | 63 |  |  | 572 |  |  | 228 |  |  | 73 |  |  | 2956 |  |  | 579 |  |  | 257 |  |  | 213 |  |  | 287 |  |  | 107 |  |  | 802 |  |  | 173 |  |  | 663 |  |  | 173 |  |  | 60 |  |  | 114 |  |  | 134 |  |  | 171 |  |  | 278 |  |  | 306 |  |  | 114 |  |  | 224 |  |  | 312 |  |  | 90 |  |  | 145 |  |  | 27 |  |  | 149 |  |  | 139 |  |  | 95 |  |  | 112 |  |  | 169 |  |  | 67 |  |  | 228 |  |  | 242 |  |  | 341 |  |  | 26 |  |  | 341 |  |  | 197 |  |  | 141 |  |  | 212 |  |  | 237 |  |  | 555 |  |  | 98 |  |  | 45 |  |  | 175 |  |  | 8 |  |  | 160 |  |  | 306 |  |  | 111 |  |  | 110 |  |  | 168 |  |  | 131 |  |  | 162 |  |  | 114 |  |  | 399 |  |  | 306 |  |  | 251 |  |  | 110 |  |  | 89 |  |  | 45 |  |  | 173 |  |  | 8 |  |  | 160 |  |  | 448 |  |  | 70 |  |  | 277 |  |  | 636 |  |  | 129 |  |  | 129 |  |  | 202 |  |  | 252 |  |  | 31 |  |  | 162
| Contaminated | N |  |  | N |  |  | N |  |  | N |  |  | N |  |  | N |  |  | N |  |  | N |  |  | N |  |  | N |  |  | N |  |  | Y |  |  | N |  |  | mixed |  |  | N |  |  | Y |  |  | Y |  |  | Y |  |  | Y |  |  | N |  |  | Y |  |  | N |  |  | N |  |  | N |  |  | N |  |  | N |  |  | N |  |  | N |  |  | N |  |  | N |  |  | N |  |  | N |  |  | N |  |  | N |  |  | N |  |  | N |  |  | N |  |  | N |  |  | N |  |  | N |  |  | N |  |  | N |  |  | N |  |  | N |  |  | N |  |  | N |  |  | N |  |  | Y |  |  | N |  |  | Y |  |  | N |  |  | N |  |  | Y |  |  | Y |  |  | N |  |  | Y |  |  | Y |  |  | N |  |  | N |  |  | N |  |  | N |  |  | N |  |  | N |  |  | Y |  |  | N |  |  | N |  |  | N |  |  | N |  |  | N |  |  | N |  |  | N |  |  | Y |  |  | N |  |  | N |  |  | N |  |  | Y |  |  | N |  |  | N |  |  | Y |  |  | N |  |  | Y |  |  | N |  |  | N |  |  | N |  |  | N |  |  | N |  |  | N |  |  | N |  |  | Y |  |  | N |  |  | N |  |  | N |  |  | N |  |  | N |  |  | N |  |  | N |  |  | N |  |  | Y |  |  | N |  |  | N |  |  | N |  |  | N |  |  | N |  |  | N |  |  | Y
| Connection Diameter (mm) | 180 |  |  | 125 |  |  | 100 |  |  | 180 |  |  | 150 |  |  | 150 |  |  | 180 |  |  | 150 |  |  | 180 |  |  | 125 |  |  | 150 |  |  | 150 |  |  | 125 |  |  | (UP 200) (b2b 150) |  |  | 180 |  |  | 150 |  |  | 125 |  |  | 180 |  |  | 200 |  |  | 125 |  |  | 150 |  |  | 180 |  |  | 180 |  |  | 180 |  |  | 180 |  |  | 180 |  |  | 180 |  |  | 180 |  |  | 180 |  |  | 180 |  |  | 180 |  |  | 180 |  |  | 180 |  |  | 180 |  |  | 180 |  |  | 180 |  |  | 180 |  |  | 180 |  |  | 180 |  |  | 180 |  |  | 180 |  |  | 180 |  |  | 180 |  |  | 180 |  |  | 180 |  |  | 180 |  |  | 180 |  |  | 180 |  |  | 180 |  |  | 180 |  |  | 180 |  |  | 180 |  |  | 180 |  |  | 180 |  |  | 180 |  |  | 180 |  |  | 180 |  |  | 180 |  |  | 180 |  |  | 180 |  |  | 180 |  |  | 180 |  |  | 180 |  |  | 180 |  |  | 180 |  |  | 180 |  |  | 180 |  |  | 180 |  |  | 180 |  |  | 180 |  |  | 180 |  |  | 180 |  |  | 180 |  |  | 180 |  |  | 180 |  |  | 180 |  |  | 180 |  |  | 180 |  |  | 180 |  |  | 180 |  |  | 180 |  |  | 180 |  |  | 180 |  |  | 180 |  |  | 180 |  |  | 180 |  |  | 180 |  |  | 180 |  |  | 180 |  |  | 180 |  |  | 180 |  |  | 180 |  |  | 180 |  |  | 180 |  |  | 180 |  |  | 180 |  |  | 180 |  |  | 180 |  |  | 180 |  |  | 180 |  |  | 180 |  |  | 180 |  |  | 180 |  |  | 180 |  |  | 180
| Connection surface type | On-site |  |  | Surfaced |  |  | On-site |  |  | Surfaced |  |  | Surfaced |  |  | Surfaced |  |  | Surfaced |  |  | Surfaced |  |  | On-site |  |  | Surfaced |  |  | On-site |  |  | On-site |  |  | On-site |  |  | On-site |  |  | Surfaced |  |  | Surfaced |  |  | Surfaced |  |  | Surfaced |  |  | On-site |  |  | Surfaced |  |  | Surfaced |  |  | On-site |  |  | On-site |  |  | On-site |  |  | On-site |  |  | On-site |  |  | On-site |  |  | On-site |  |  | On-site |  |  | On-site |  |  | On-site |  |  | On-site |  |  | On-site |  |  | On-site |  |  | On-site |  |  | On-site |  |  | On-site |  |  | On-site |  |  | On-site |  |  | On-site |  |  | On-site |  |  | On-site |  |  | On-site |  |  | On-site |  |  | On-site |  |  | On-site |  |  | On-site |  |  | On-site |  |  | On-site |  |  | On-site |  |  | On-site |  |  | On-site |  |  | On-site |  |  | On-site |  |  | On-site |  |  | On-site |  |  | On-site |  |  | On-site |  |  | On-site |  |  | On-site |  |  | On-site |  |  | On-site |  |  | On-site |  |  | On-site |  |  | On-site |  |  | On-site |  |  | On-site |  |  | On-site |  |  | On-site |  |  | On-site |  |  | On-site |  |  | On-site |  |  | On-site |  |  | On-site |  |  | On-site |  |  | On-site |  |  | On-site |  |  | On-site |  |  | On-site |  |  | On-site |  |  | On-site |  |  | On-site |  |  | On-site |  |  | On-site |  |  | On-site |  |  | On-site |  |  | On-site |  |  | On-site |  |  | On-site |  |  | On-site |  |  | On-site |  |  | On-site |  |  | On-site |  |  | On-site |  |  | On-site |  |  | On-site |  |  | On-site |  |  | On-site |  |  | On-site |  |  | On-site |  |  | On-site |  |  | On-site |  |  | On-site |  |  | On-site |  |  | On-site
Assumptions | Scheme Specific: | Quantity | Unit Cost | Total | Quantity | Unit Cost | Total | Quantity | Unit Cost | Total | Quantity | Unit Cost | Total | Quantity | Unit Cost | Total | Quantity | Unit Cost | Total | Quantity | Unit Cost | Total | Quantity | Unit Cost | Total | Quantity | Unit Cost | Total | Quantity | Unit Cost | Total | Quantity | Unit Cost | Total | Quantity | Unit Cost | Total | Quantity | Unit Cost | Total | Quantity | Unit Cost | Total | Quantity | Unit Cost | Total | Quantity | Unit Cost | Total | Quantity | Unit Cost | Total | Quantity | Unit Cost | Total | Quantity | Unit Cost | Total | Quantity | Unit Cost | Total | Quantity | Unit Cost | Total | Quantity | Unit Cost | Total | Quantity | Unit Cost | Total | Quantity | Unit Cost | Total | Quantity | Unit Cost | Total | Quantity | Unit Cost | Total | Quantity | Unit Cost | Total | Quantity | Unit Cost | Total | Quantity | Unit Cost | Total | Quantity | Unit Cost | Total | Quantity | Unit Cost | Total | Quantity | Unit Cost | Total | Quantity | Unit Cost | Total | Quantity | Unit Cost | Total | Quantity | Unit Cost | Total | Quantity | Unit Cost | Total | Quantity | Unit Cost | Total | Quantity | Unit Cost | Total | Quantity | Unit Cost | Total | Quantity | Unit Cost | Total | Quantity | Unit Cost | Total | Quantity | Unit Cost | Total | Quantity | Unit Cost | Total | Quantity | Unit Cost | Total | Quantity | Unit Cost | Total | Quantity | Unit Cost | Total | Quantity | Unit Cost | Total | Quantity | Unit Cost | Total | Quantity | Unit Cost | Total | Quantity | Unit Cost | Total | Quantity | Unit Cost | Total | Quantity | Unit Cost | Total | Quantity | Unit Cost | Total | Quantity | Unit Cost | Total | Quantity | Unit Cost | Total | Quantity | Unit Cost | Total | Quantity | Unit Cost | Total | Quantity | Unit Cost | Total | Quantity | Unit Cost | Total | Quantity | Unit Cost | Total | Quantity | Unit Cost | Total | Quantity | Unit Cost | Total | Quantity | Unit Cost | Total | Quantity | Unit Cost | Total | Quantity | Unit Cost | Total | Quantity | Unit Cost | Total | Quantity | Unit Cost | Total | Quantity | Unit Cost | Total | Quantity | Unit Cost | Total | Quantity | Unit Cost | Total | Quantity | Unit Cost | Total | Quantity | Unit Cost | Total | Quantity | Unit Cost | Total | Quantity | Unit Cost | Total | Quantity | Unit Cost | Total | Quantity | Unit Cost | Total | Quantity | Unit Cost | Total | Quantity | Unit Cost | Total | Quantity | Unit Cost | Total | Quantity | Unit Cost | Total | Quantity | Unit Cost | Total | Quantity | Unit Cost | Total | Quantity | Unit Cost | Total | Quantity | Unit Cost | Total | Quantity | Unit Cost | Total | Quantity | Unit Cost | Total | Quantity | Unit Cost | Total | Quantity | Unit Cost | Total | Quantity | Unit Cost | Total | Quantity | Unit Cost | Total | Quantity | Unit Cost | Total | Quantity | Unit Cost | Total | Quantity | Unit Cost | Total | Quantity | Unit Cost | Total | Quantity | Unit Cost | Total | Quantity | Unit Cost | Total | Quantity | Unit Cost | Total | Quantity | Unit Cost | Total | Quantity | Unit Cost | Total | Quantity | Unit Cost | Total | Quantity | Unit Cost | Total | Quantity | Unit Cost | Total | Quantity | Unit Cost | Total | Quantity | Unit Cost | Total | Quantity | Unit Cost | Total
Assumed to be the same cost as back to back connection as is the only mention of any connection between existing and new mains | Underpressure Connection |  |  | 0 |  |  | 0 | 1 | 750.62 | 750.62 | 1 | 776.7 | 776.7 |  |  | 0 |  |  | 0 | 1 | 776.7 | 776.7 |  |  | 0 |  |  | 0 | 2 | 764.55 | 1529.1 |  | 764.55 | 0 |  | 764.55 | 0 | 1 | 764.55 | 764.55 | 1 | 764.55 | 764.55 | 1 | 764.55 | 764.55 |  | 764.55 | 0 |  | 764.55 | 0 | 1 | 764.55 | 764.55 |  | 764.55 | 0 | 1 | 764.55 | 764.55 | 1 | 764.55 | 764.55 |  | 776.7 | 0 |  | 776.7 | 0 |  | 776.7 | 0 |  | 776.7 | 0 |  | 776.7 | 0 |  | 776.7 | 0 |  | 776.7 | 0 |  | 776.7 | 0 |  | 764.55 | 0 |  | 776.7 | 0 |  | 776.7 | 0 |  | 776.7 | 0 |  | 776.7 | 0 |  | 776.7 | 0 |  | 776.7 | 0 |  | 776.7 | 0 |  | 776.7 | 0 |  | 776.7 | 0 |  | 776.7 | 0 |  | 776.7 | 0 |  | 776.7 | 0 |  | 776.7 | 0 |  | 776.7 | 0 |  | 776.7 | 0 |  | 776.7 | 0 |  | 776.7 | 0 |  | 764.55 | 0 |  | 776.7 | 0 |  | 764.55 | 0 |  | 776.7 | 0 |  | 776.7 | 0 |  | 764.55 | 0 |  | 764.55 | 0 |  | 776.7 | 0 |  | 764.55 | 0 |  | 764.55 | 0 |  | 776.7 | 0 |  | 776.7 | 0 |  | 776.7 | 0 |  | 776.7 | 0 |  | 776.7 | 0 |  | 776.7 | 0 |  | 764.55 | 0 |  | 776.7 | 0 |  | 776.7 | 0 |  | 776.7 | 0 |  | 776.7 | 0 |  | 776.7 | 0 |  | 776.7 | 0 |  | 776.7 | 0 |  | 764.55 | 0 |  | 776.7 | 0 |  | 776.7 | 0 |  | 776.7 | 0 | 1 | 764.55 | 764.55 |  | 776.7 | 0 | 1 | 776.7 | 776.7 |  | 764.55 | 0 | 1 | 776.7 | 776.7 |  | 764.55 | 0 |  | 776.7 | 0 | 1 | 776.7 | 776.7 |  | 776.7 | 0 |  | 776.7 | 0 |  | 776.7 | 0 |  | 776.7 | 0 | 1 | 776.7 | 776.7 |  | 764.55 | 0 |  | 776.7 | 0 |  | 776.7 | 0 | 1 | 776.7 | 776.7 |  | 776.7 | 0 | 1 | 776.7 | 776.7 |  | 776.7 | 0 | 1 | 776.7 | 776.7 |  | 776.7 | 0 | 2 | 764.55 | 1529.1 | 1 | 776.7 | 776.7 |  | 776.7 | 0 | 1 | 776.7 | 776.7 | 2 | 776.7 | 1553.4 |  | 776.7 | 0 |  | 776.7 | 0 |  | 764.55 | 0
Assumed to be the same cost as back to back connection as is the only mention of any connection between existing and new mains | Cut in/branch Connection |  |  | 0 | 1 | 764.55 | 764.55 |  |  | 0 |  |  | 0 | 1 | 776.7 | 776.7 | 1 | 776.7 | 776.7 |  |  | 0 | 2 | 776.7 | 1553.4 |  |  | 0 |  |  | 0 |  |  | 0 | 2 | 764.55 | 1529.1 | 1 | 764.55 | 764.55 |  | 764.55 | 0 |  |  | 0 |  | 764.55 | 0 | 1 | 764.55 | 764.55 |  | 764.55 | 0 |  | 764.55 | 0 |  |  | 0 |  | 764.55 | 0 |  |  | 0 |  |  | 0 |  |  | 0 |  |  | 0 |  |  | 0 |  |  | 0 |  |  | 0 |  |  | 0 |  |  | 0 |  |  | 0 |  |  | 0 |  |  | 0 |  |  | 0 |  |  | 0 |  |  | 0 |  |  | 0 |  |  | 0 |  |  | 0 |  |  | 0 |  |  | 0 |  |  | 0 |  |  | 0 |  |  | 0 |  |  | 0 |  |  | 0 |  |  | 0 |  | 764.55 | 0 |  |  | 0 |  | 764.55 | 0 |  |  | 0 |  |  | 0 |  | 764.55 | 0 |  | 764.55 | 0 |  |  | 0 |  | 764.55 | 0 |  | 764.55 | 0 |  |  | 0 |  |  | 0 |  |  | 0 |  |  | 0 |  |  | 0 |  |  | 0 |  | 764.55 | 0 |  |  | 0 |  |  | 0 |  |  | 0 |  |  | 0 |  |  | 0 |  |  | 0 |  |  | 0 |  | 764.55 | 0 | 1 |  | 0 |  |  | 0 |  |  | 0 |  | 764.55 | 0 |  |  | 0 |  |  | 0 |  | 764.55 | 0 |  |  | 0 |  | 764.55 | 0 |  |  | 0 |  |  | 0 | 1 |  | 0 | 1 |  | 0 | 1 |  | 0 |  |  | 0 |  |  | 0 |  | 764.55 | 0 |  |  | 0 | 1 |  | 0 |  |  | 0 |  |  | 0 |  |  | 0 |  |  | 0 |  |  | 0 |  |  | 0 |  | 764.55 | 0 |  |  | 0 |  |  | 0 |  |  | 0 |  |  | 0 | 1 |  | 0 |  |  | 0 | 1 | 764.55 | 764.55
| In Line / back to back connection | 2 | 776.7 | 1553.4 | 1 | 764.55 | 764.55 |  |  | 0 |  |  | 0 | 1 | 776.7 | 776.7 | 1 | 776.7 | 776.7 | 1 | 776.7 | 776.7 |  |  | 0 | 2 | 776.7 | 1553.4 | 2 | 764.55 | 1529.1 | 1 | 764.55 | 764.55 | 6 | 764.55 | 4587.3 | 4 | 764.55 | 3058.2 | 1 | 764.55 | 764.55 | 1 | 764.55 | 764.55 | 1 | 764.55 | 764.55 | 1 | 764.55 | 764.55 | 1 | 764.55 | 764.55 | 2 | 764.55 | 1529.1 | 1 | 764.55 | 764.55 | 1 | 764.55 | 764.55 | 1 | 776.7 | 776.7 | 2 | 776.7 | 1553.4 | 1 | 776.7 | 776.7 | 1 | 776.7 | 776.7 | 1 | 776.7 | 776.7 | 1 | 776.7 | 776.7 | 7 | 776.7 | 5436.9 | 1 | 776.7 | 776.7 | 1 | 776.7 | 776.7 | 1 | 776.7 | 776.7 | 1 | 776.7 | 776.7 | 1 | 776.7 | 776.7 | 1 | 776.7 | 776.7 | 2 | 776.7 | 1553.4 | 1 | 776.7 | 776.7 | 2 | 776.7 | 1553.4 | 4 | 776.7 | 3106.8 | 1 | 776.7 | 776.7 | 1 | 776.7 | 776.7 | 1 | 776.7 | 776.7 | 1 | 776.7 | 776.7 | 1 | 776.7 | 776.7 | 1 | 776.7 | 776.7 | 1 | 776.7 | 776.7 | 1 | 776.7 | 776.7 | 1 | 776.7 | 776.7 | 1 | 764.55 | 764.55 | 2 | 776.7 | 1553.4 | 2 | 764.55 | 1529.1 | 2 | 776.7 | 1553.4 | 1 | 776.7 | 776.7 | 1 | 764.55 | 764.55 | 1 | 764.55 | 764.55 | 1 | 776.7 | 776.7 | 1 | 764.55 | 764.55 | 1 | 764.55 | 764.55 | 1 | 776.7 | 776.7 | 1 | 776.7 | 776.7 | 1 | 776.7 | 776.7 | 1 | 776.7 | 776.7 | 1 | 776.7 | 776.7 | 1 | 776.7 | 776.7 | 1 | 764.55 | 764.55 | 1 | 776.7 | 776.7 | 1 | 776.7 | 776.7 | 1 | 776.7 | 776.7 | 1 | 776.7 | 776.7 | 1 | 776.7 | 776.7 | 3 | 776.7 | 2330.1 | 2 | 776.7 | 1553.4 | 2 | 764.55 | 1529.1 | 1 | 776.7 | 776.7 | 1 | 776.7 | 776.7 | 2 | 776.7 | 1553.4 | 1 | 764.55 | 764.55 | 1 | 776.7 | 776.7 | 1 | 776.7 | 776.7 | 1 | 764.55 | 764.55 | 1 | 776.7 | 776.7 | 1 | 764.55 | 764.55 | 1 | 776.7 | 776.7 | 1 | 776.7 | 776.7 | 1 | 776.7 | 776.7 | 1 | 776.7 | 776.7 | 1 | 776.7 | 776.7 | 1 | 776.7 | 776.7 | 1 | 776.7 | 776.7 | 1 | 764.55 | 764.55 | 1 | 776.7 | 776.7 | 1 | 776.7 | 776.7 | 1 | 776.7 | 776.7 | 1 | 776.7 | 776.7 | 1 | 776.7 | 776.7 | 1 | 776.7 | 776.7 |  | 776.7 | 0 | 1 | 776.7 | 776.7 | 2 | 764.55 | 1529.1 | 1 | 776.7 | 776.7 | 1 | 776.7 | 776.7 | 1 | 776.7 | 776.7 | 2 | 776.7 | 1553.4 | 1 | 776.7 | 776.7 | 1 | 776.7 | 776.7 | 1 | 764.55 | 764.55
Assumed chamber is connection diameter | Chambered fittings e.g. SV/FH/WO | 18 | 590.34 | 10626.12 | 13 | 567.94 | 7383.22 | 2 | 575.24 | 1150.48 | 14 | 590.34 | 8264.76 | 2 | 590.34 | 1180.68 | 2 | 590.34 | 1180.68 | 18 | 590.34 | 10626.12 | 6 | 590.34 | 3542.04 | 13 | 590.34 | 7674.42 | 2 | 567.94 | 1135.88 | 16 | 590.34 | 9445.44 | 23 | 590.34 | 13577.82 | 34 | 567.94 | 19309.96 | 6 | 590.34 | 3542.04 | 1 | 590.34 | 590.34 | 8 | 590.34 | 4722.72 | 4 | 567.94 | 2271.76 | 17 | 590.34 | 10035.78 | 12 | 1123.15 | 13477.8 | 10 | 567.94 | 5679.4 | 10 | 590.34 | 5903.4 | 2 | 590.34 | 1180.68 | 6 | 590.34 | 3542.04 | 2 | 590.34 | 1180.68 | 3 | 590.34 | 1771.02 | 2 | 590.34 | 1180.68 | 10 | 590.34 | 5903.4 | 16 | 590.34 | 9445.44 | 13 | 590.34 | 7674.42 | 9 | 590.34 | 5313.06 | 4 | 590.34 | 2361.36 | 2 | 590.34 | 1180.68 | 3 | 590.34 | 1771.02 | 3 | 590.34 | 1771.02 | 7 | 590.34 | 4132.38 | 6 | 590.34 | 3542.04 | 33 | 590.34 | 19481.22 | 14 | 590.34 | 8264.76 | 4 | 590.34 | 2361.36 | 6 | 590.34 | 3542.04 | 11 | 590.34 | 6493.74 | 2 | 590.34 | 1180.68 | 12 | 590.34 | 7084.08 | 7 | 590.34 | 4132.38 | 13 | 590.34 | 7674.42 | 5 | 590.34 | 2951.7 | 6 | 590.34 | 3542.04 | 3 | 590.34 | 1771.02 | 10 | 590.34 | 5903.4 | 22 | 590.34 | 12987.48 | 12 | 590.34 | 7084.08 | 6 | 590.34 | 3542.04 | 3 | 590.34 | 1771.02 | 5 | 590.34 | 2951.7 | 6 | 590.34 | 3542.04 | 10 | 590.34 | 5903.4 | 3 | 590.34 | 1771.02 | 4 | 590.34 | 2361.36 | 13 | 590.34 | 7674.42 | 15 | 590.34 | 8855.1 | 7 | 590.34 | 4132.38 | 3 | 590.34 | 1771.02 | 16 | 590.34 | 9445.44 | 7 | 590.34 | 4132.38 | 6 | 590.34 | 3542.04 | 8 | 590.34 | 4722.72 | 8 | 590.34 | 4722.72 | 7 | 590.34 | 4132.38 | 9 | 590.34 | 5313.06 | 5 | 590.34 | 2951.7 | 3 | 590.34 | 1771.02 | 8 | 590.34 | 4722.72 | 7 | 590.34 | 4132.38 | 10 | 590.34 | 5903.4 | 4 | 590.34 | 2361.36 | 6 | 590.34 | 3542.04 | 2 | 590.34 | 1180.68 | 4 | 590.34 | 2361.36 | 3 | 590.34 | 1771.02 | 10 | 590.34 | 5903.4 | 4 | 590.34 | 2361.36 | 2 | 590.34 | 1180.68 | 4 | 590.34 | 2361.36 | 7 | 590.34 | 4132.38 | 7 | 590.34 | 4132.38 | 3 | 590.34 | 1771.02 | 9 | 590.34 | 5313.06 | 7 | 590.34 | 4132.38 | 6 | 590.34 | 3542.04 | 4 | 590.34 | 2361.36 | 4 | 590.34 | 2361.36 | 5 | 590.34 | 2951.7 | 2 | 590.34 | 1180.68 |  | 590.34 | 0 | 2 | 590.34 | 1180.68 | 7 | 590.34 | 4132.38 | 5 | 590.34 | 2951.7 | 7 | 590.34 | 4132.38 | 3 | 590.34 | 1771.02 | 4 | 590.34 | 2361.36 | 4 | 590.34 | 2361.36 | 8 | 575.24 | 4601.92 | 4 | 575.24 | 2300.96 |  | 590.34 | 0 |  | 590.34 | 0
Assumed unmade | 63mm Open Cut Development Site | 287 |  | 9487.88 | 279 | 36.58 | 9239.72 |  | 36.58 | 0 | 141 | 36.58 | 4958.96 |  | 36.58 | 0 |  | 36.58 | 0 | 251 | 36.58 | 8371.16 |  | 36.58 | 0 | 200 | 36.58 | 6789.14 |  | 36.58 | 0 | 264 | 36.58 | 8774.42 | 85 | 36.58 | 3221.84 | 356 | 36.58 | 11628.26 | 63 | 36.58 | 2539.4 |  | 36.58 | 0 |  | 36.58 | 0 |  | 36.58 | 0 |  | 36.58 | 0 |  | 36.58 | 0 | 40 | 36.58 | 1825.94 |  | 36.58 | 0 |  | 36.58 | 0 |  | 36.58 | 0 |  | 36.58 | 0 | 60 | 36.58 | 2446.34 | 78 | 36.58 | 3004.7 |  | 36.58 | 0 |  | 36.58 | 0 |  | 36.58 | 0 | 90 | 36.58 | 3376.94 |  | 36.58 | 0 | 151 | 36.58 | 5269.16 | 59 | 36.58 | 2415.32 |  | 36.58 | 0 | 40 | 36.58 | 1825.94 | 73 | 36.58 | 2849.6 | 302 | 36.58 | 9953.18 | 188 | 36.58 | 6416.9 |  | 36.58 | 0 | 50 | 36.58 | 2136.14 | 93 | 36.58 | 3470 | 107 | 36.58 | 3904.28 | 99 | 36.58 | 3656.12 | 53 | 36.58 | 2229.2 | 36 | 36.58 | 1701.86 |  | 36.58 | 0 |  | 36.58 | 0 |  | 36.58 | 0 | 44 | 36.58 | 1950.02 | 171 | 36.58 | 5889.56 | 76 | 36.58 | 2942.66 | 69 | 36.58 | 2725.52 | 114 | 36.58 | 4121.42 |  | 36.58 | 0 | 73 | 36.58 | 2849.6 |  | 36.58 | 0 |  | 36.58 | 0 |  | 36.58 | 0 |  | 36.58 | 0 |  | 36.58 | 0 |  | 36.58 | 0 |  | 36.58 | 0 |  | 36.58 | 0 | 67 | 36.58 | 2663.48 | 36 | 36.58 | 1701.86 | 52 | 36.58 | 2198.18 | 145 | 36.58 | 5083.04 |  | 36.58 | 0 | 145 | 36.58 | 5083.04 | 142 | 36.58 | 4989.98 |  | 36.58 | 0 |  | 36.58 | 0 |  | 36.58 | 0 |  | 36.58 | 0 |  | 36.58 | 0 |  | 36.58 | 0 |  | 36.58 | 0 |  | 36.58 | 0 |  | 36.58 | 0 |  | 36.58 | 0 |  | 36.58 | 0 |  | 36.58 | 0 |  | 36.58 | 0 |  | 36.58 | 0 |  | 36.58 | 0 |  | 36.58 | 0 |  | 36.58 | 0 |  | 36.58 | 0 |  | 36.58 | 0 |  | 36.58 | 0 |  | 36.58 | 0 |  | 36.58 | 0 |  | 36.58 | 0 |  | 36.58 | 0 |  | 36.58 | 0 |  | 36.58 | 0 | 70 | 36.58 | 2756.54 |  | 36.58 | 0 |  | 36.58 | 0 |  | 36.58 | 0 |  | 36.58 | 0 | 36 | 36.58 | 1701.86 |  | 36.58 | 0 |  | 36.58 | 0 |  | 36.58 | 0
Assumed unmade | 90mm Open Cut Development Site | 1248 | 36.58 | 45651.84 | 315 | 36.58 | 11522.7 | 525 | 36.58 | 19204.5 | 575 | 36.58 | 21033.5 | 205 | 36.58 | 7498.9 | 437 | 36.58 | 15985.46 | 399 | 36.58 | 14595.42 | 500 | 36.58 | 18290 | 254 | 36.58 | 9291.32 | 246 | 36.58 | 8998.68 | 188 | 36.58 | 6877.04 | 353 | 36.58 | 12912.74 | 912 | 36.58 | 33360.96 |  | 36.58 | 0 | 106 | 36.58 | 3877.48 | 309 | 36.58 | 11303.22 | 144 | 36.58 | 5267.52 | 427 | 36.58 | 15619.66 | 469 | 36.58 | 17156.02 | 469 | 36.58 | 17156.02 | 379 | 36.58 | 13863.82 | 97.5 | 36.58 | 3566.55 | 261 | 36.58 | 9547.38 | 241 | 36.58 | 8815.78 | 129 | 36.58 | 4718.82 |  | 36.58 | 0 |  | 36.58 | 0 | 112 | 36.58 | 4096.96 | 285 | 36.58 | 10425.3 |  | 36.58 | 0 | 70 | 36.58 | 2560.6 |  | 36.58 | 0 | 4 | 36.58 | 146.32 |  | 36.58 | 0 | 138 | 36.58 | 5048.04 |  | 36.58 | 0 | 1221 | 36.58 | 44664.18 | 391 | 36.58 | 14302.78 | 257 | 36.58 | 9401.06 | 163 | 36.58 | 5962.54 | 194 | 36.58 | 7096.52 |  | 36.58 | 0 | 591 | 36.58 | 21618.78 | 120 | 36.58 | 4389.6 | 156 | 36.58 | 5706.48 | 173 | 36.58 | 6328.34 | 60 | 36.58 | 2194.8 | 114 | 36.58 | 4170.12 | 64 | 36.58 | 2341.12 |  | 36.58 | 0 | 202 | 36.58 | 7389.16 | 237 | 36.58 | 8669.46 |  | 36.58 | 0 | 224 | 36.58 | 8193.92 | 239 | 36.58 | 8742.62 | 90 | 36.58 | 3292.2 | 145 | 36.58 | 5304.1 | 27 | 36.58 | 987.66 | 149 | 36.58 | 5450.42 | 139 | 36.58 | 5084.62 | 95 | 36.58 | 3475.1 | 112 | 36.58 | 4096.96 | 169 | 36.58 | 6182.02 |  | 36.58 | 0 | 192 | 36.58 | 7023.36 | 190 | 36.58 | 6950.2 | 196 | 36.58 | 7169.68 | 26 | 36.58 | 951.08 | 196 | 36.58 | 7169.68 | 55 | 36.58 | 2011.9 | 141 | 36.58 | 5157.78 | 212 | 36.58 | 7754.96 | 237 | 36.58 | 8669.46 | 55 | 36.58 | 2011.9 | 98 | 36.58 | 3584.84 | 45 | 36.58 | 1646.1 | 175 | 36.58 | 6401.5 | 8 | 36.58 | 292.64 | 160 | 36.58 | 5852.8 |  | 36.58 | 0 | 111 | 36.58 | 4060.38 | 110 | 36.58 | 4023.8 | 168 | 36.58 | 6145.44 | 131 | 36.58 | 4791.98 | 162 | 36.58 | 5925.96 | 114 | 36.58 | 4170.12 | 399 | 36.58 | 14595.42 |  | 36.58 | 0 | 251 | 36.58 | 9181.58 | 29 | 36.58 | 1060.82 | 89 | 36.58 | 3255.62 | 45 | 36.58 | 1646.1 | 173 | 36.58 | 6328.34 | 8 | 36.58 | 292.64 | 160 | 36.58 | 5852.8 |  | 36.58 | 0 |  | 36.58 | 0 | 277 | 36.58 | 10132.66 | 636 | 36.58 | 23264.88 | 129 | 36.58 | 4718.82 | 129 | 36.58 | 4718.82 | 166 | 36.58 | 6072.28 | 252 | 36.58 | 9218.16 | 31 | 36.58 | 1133.98 | 162 | 36.58 | 5925.96
Assumed unmade | 125mm Open Cut Development Site |  | 36.58 | 0 | 80 | 36.58 | 2926.4 |  | 36.58 | 0 | 1190 | 36.58 | 43530.2 |  | 36.58 | 0 |  | 36.58 | 0 | 434 | 36.58 | 15875.72 |  | 36.58 | 0 |  | 36.58 | 0 |  | 36.58 | 0 |  | 36.58 | 0 | 690 | 36.58 | 25240.2 | 828 | 36.58 | 30288.24 | 140 | 36.58 | 5121.2 |  | 36.58 | 0 | 317 | 36.58 | 11595.86 |  | 36.58 | 0 | 173 | 36.58 | 6328.34 | 173 | 36.58 | 6328.34 |  | 36.58 | 0 | 409 | 36.58 | 14961.22 |  | 36.58 | 0 | 162 | 36.58 | 5925.96 |  | 36.58 | 0 |  | 36.58 | 0 |  | 36.58 | 0 |  | 36.58 | 0 |  | 36.58 | 0 |  | 36.58 | 0 |  | 36.58 | 0 | 123 | 36.58 | 4499.34 |  | 36.58 | 0 |  | 36.58 | 0 | 572 | 36.58 | 20923.76 |  | 36.58 | 0 |  | 36.58 | 0 | 174 | 36.58 | 6364.92 |  | 36.58 | 0 |  | 36.58 | 0 |  | 36.58 | 0 |  | 36.58 | 0 |  | 36.58 | 0 | 112 | 36.58 | 4096.96 |  | 36.58 | 0 | 471 | 36.58 | 17229.18 |  | 36.58 | 0 |  | 36.58 | 0 |  | 36.58 | 0 |  | 36.58 | 0 |  | 36.58 | 0 |  | 36.58 | 0 |  | 36.58 | 0 |  | 36.58 | 0 |  | 36.58 | 0 |  | 36.58 | 0 |  | 36.58 | 0 |  | 36.58 | 0 |  | 36.58 | 0 |  | 36.58 | 0 |  | 36.58 | 0 |  | 36.58 | 0 |  | 36.58 | 0 |  | 36.58 | 0 |  | 36.58 | 0 |  | 36.58 | 0 |  | 36.58 | 0 |  | 36.58 | 0 |  | 36.58 | 0 |  | 36.58 | 0 |  | 36.58 | 0 |  | 36.58 | 0 |  | 36.58 | 0 |  | 36.58 | 0 |  | 36.58 | 0 |  | 36.58 | 0 |  | 36.58 | 0 |  | 36.58 | 0 |  | 36.58 | 0 |  | 36.58 | 0 | 306 | 36.58 | 11193.48 |  | 36.58 | 0 |  | 36.58 | 0 |  | 36.58 | 0 |  | 36.58 | 0 |  | 36.58 | 0 |  | 36.58 | 0 |  | 36.58 | 0 | 306 | 36.58 | 11193.48 |  | 36.58 | 0 |  | 36.58 | 0 |  | 36.58 | 0 |  | 36.58 | 0 |  | 36.58 | 0 |  | 36.58 | 0 |  | 36.58 | 0 | 448 | 36.58 | 16387.84 |  | 36.58 | 0 |  | 36.58 | 0 |  | 36.58 | 0 |  | 36.58 | 0 |  | 36.58 | 0 |  | 36.58 | 0 |  | 36.58 | 0 |  | 36.58 | 0 |  | 36.58 | 0
Assumed unmade | 180mm Open Cut Development Site | 576 | 36.58 | 21070.08 |  | 36.58 | 0 |  | 36.58 | 0 |  | 36.58 | 0 |  | 36.58 | 0 |  | 36.58 | 0 |  | 36.58 | 0 |  | 36.58 | 0 | 712 | 36.58 | 26044.96 |  | 36.58 | 0 | 525 | 36.58 | 19204.5 |  | 36.58 | 0 |  | 36.58 | 0 |  | 36.58 | 0 |  | 36.58 | 0 |  | 36.58 | 0 |  | 36.58 | 0 | 232 | 36.58 | 8486.56 | 246 | 36.58 | 8998.68 |  | 36.58 | 0 |  | 36.58 | 0 |  | 36.58 | 0 |  | 36.58 | 0 |  | 36.58 | 0 |  | 36.58 | 0 |  | 36.58 | 0 |  | 36.58 | 0 | 82 | 36.58 | 2999.56 | 427 | 36.58 | 15619.66 |  | 36.58 | 0 |  | 36.58 | 0 |  | 36.58 | 0 |  | 36.58 | 0 |  | 36.58 | 0 |  | 36.58 | 0 |  | 36.58 | 0 | 1259 | 36.58 | 46054.22 |  | 36.58 | 0 |  | 36.58 | 0 |  | 36.58 | 0 |  | 36.58 | 0 |  | 36.58 | 0 |  | 36.58 | 0 |  | 36.58 | 0 |  | 36.58 | 0 |  | 36.58 | 0 |  | 36.58 | 0 |  | 36.58 | 0 |  | 36.58 | 0 |  | 36.58 | 0 |  | 36.58 | 0 |  | 36.58 | 0 |  | 36.58 | 0 |  | 36.58 | 0 |  | 36.58 | 0 |  | 36.58 | 0 |  | 36.58 | 0 |  | 36.58 | 0 |  | 36.58 | 0 |  | 36.58 | 0 |  | 36.58 | 0 |  | 36.58 | 0 |  | 36.58 | 0 |  | 36.58 | 0 |  | 36.58 | 0 |  | 36.58 | 0 |  | 36.58 | 0 |  | 36.58 | 0 |  | 36.58 | 0 |  | 36.58 | 0 |  | 36.58 | 0 |  | 36.58 | 0 |  | 36.58 | 0 |  | 36.58 | 0 |  | 36.58 | 0 |  | 36.58 | 0 |  | 36.58 | 0 |  | 36.58 | 0 |  | 36.58 | 0 |  | 36.58 | 0 |  | 36.58 | 0 |  | 36.58 | 0 |  | 36.58 | 0 |  | 36.58 | 0 |  | 36.58 | 0 |  | 36.58 | 0 |  | 36.58 | 0 |  | 36.58 | 0 |  | 36.58 | 0 |  | 36.58 | 0 |  | 36.58 | 0 |  | 36.58 | 0 |  | 36.58 | 0 |  | 36.58 | 0 |  | 36.58 | 0 |  | 36.58 | 0 |  | 36.58 | 0 |  | 36.58 | 0 |  | 36.58 | 0 |  | 36.58 | 0 |  | 36.58 | 0 |  | 36.58 | 0 |  | 36.58 | 0 |  | 36.58 | 0 |  | 36.58 | 0
Assumed unmade | 225mm Open Cut Development Site |  | 59.68 | 0 |  | 59.68 | 0 |  | 59.68 | 0 |  | 59.68 | 0 |  | 59.68 | 0 |  | 59.68 | 0 |  | 59.68 | 0 |  | 59.68 | 0 |  | 59.68 | 0 |  | 59.68 | 0 |  | 59.68 | 0 |  | 64.41 | 0 |  | 59.68 | 0 |  | 64.41 | 0 |  | 59.68 | 0 |  | 64.41 | 0 |  | 64.41 | 0 |  | 64.41 | 0 |  | 64.41 | 0 |  | 59.68 | 0 |  | 64.41 | 0 |  | 59.68 | 0 |  | 59.68 | 0 |  | 59.68 | 0 |  | 59.68 | 0 |  | 59.68 | 0 |  | 59.68 | 0 |  | 59.68 | 0 |  | 59.68 | 0 |  | 59.68 | 0 |  | 59.68 | 0 |  | 59.68 | 0 |  | 59.68 | 0 |  | 59.68 | 0 |  | 59.68 | 0 |  | 59.68 | 0 |  | 59.68 | 0 |  | 59.68 | 0 |  | 59.68 | 0 |  | 59.68 | 0 |  | 59.68 | 0 |  | 59.68 | 0 |  | 59.68 | 0 |  | 59.68 | 0 |  | 59.68 | 0 |  | 59.68 | 0 |  | 59.68 | 0 |  | 64.41 | 0 |  | 59.68 | 0 |  | 64.41 | 0 |  | 59.68 | 0 |  | 59.68 | 0 |  | 64.41 | 0 |  | 64.41 | 0 |  | 59.68 | 0 |  | 64.41 | 0 |  | 64.41 | 0 |  | 59.68 | 0 |  | 59.68 | 0 |  | 59.68 | 0 |  | 59.68 | 0 |  | 59.68 | 0 |  | 59.68 | 0 |  | 64.41 | 0 |  | 59.68 | 0 |  | 59.68 | 0 |  | 59.68 | 0 |  | 59.68 | 0 |  | 59.68 | 0 |  | 59.68 | 0 |  | 59.68 | 0 |  | 64.41 | 0 |  | 59.68 | 0 |  | 59.68 | 0 |  | 59.68 | 0 |  | 64.41 | 0 |  | 59.68 | 0 |  | 59.68 | 0 |  | 64.41 | 0 |  | 59.68 | 0 |  | 64.41 | 0 |  | 59.68 | 0 |  | 59.68 | 0 |  | 59.68 | 0 |  | 59.68 | 0 |  | 59.68 | 0 |  | 59.68 | 0 |  | 59.68 | 0 |  | 64.41 | 0 |  | 59.68 | 0 |  | 59.68 | 0 |  | 59.68 | 0 |  | 59.68 | 0 |  | 59.68 | 0 |  | 59.68 | 0 |  | 59.68 | 0 |  | 59.68 | 0 |  | 64.41 | 0 |  | 59.68 | 0 |  | 59.68 | 0 |  | 59.68 | 0 |  | 59.68 | 0 |  | 59.68 | 0 |  | 59.68 | 0 |  | 64.41 | 0
| 63mm Open Cut Unmade/Verge |  | 36.58 | 0 |  | 36.58 | 0 |  | 36.58 | 0 |  | 36.58 | 0 |  | 36.58 | 0 |  | 36.58 | 0 |  | 36.58 | 0 |  | 36.58 | 0 |  | 36.58 | 0 |  | 36.58 | 0 |  | 36.58 | 0 |  | 36.58 | 0 |  | 36.58 | 0 |  | 36.58 | 0 |  | 36.58 | 0 |  | 36.58 | 0 |  | 36.58 | 0 |  | 36.58 | 0 |  | 36.58 | 0 |  | 36.58 | 0 |  | 36.58 | 0 |  | 36.58 | 0 |  | 36.58 | 0 |  | 36.58 | 0 |  | 36.58 | 0 |  | 36.58 | 0 |  | 36.58 | 0 |  | 36.58 | 0 |  | 36.58 | 0 |  | 36.58 | 0 |  | 36.58 | 0 |  | 36.58 | 0 |  | 36.58 | 0 |  | 36.58 | 0 |  | 36.58 | 0 |  | 36.58 | 0 |  | 36.58 | 0 |  | 36.58 | 0 |  | 36.58 | 0 |  | 36.58 | 0 |  | 36.58 | 0 |  | 36.58 | 0 |  | 36.58 | 0 |  | 36.58 | 0 |  | 36.58 | 0 |  | 36.58 | 0 |  | 36.58 | 0 |  | 36.58 | 0 |  | 36.58 | 0 |  | 36.58 | 0 |  | 36.58 | 0 |  | 36.58 | 0 |  | 36.58 | 0 |  | 36.58 | 0 |  | 36.58 | 0 |  | 36.58 | 0 |  | 36.58 | 0 |  | 36.58 | 0 |  | 36.58 | 0 |  | 36.58 | 0 |  | 36.58 | 0 |  | 36.58 | 0 |  | 36.58 | 0 |  | 36.58 | 0 |  | 36.58 | 0 |  | 36.58 | 0 |  | 36.58 | 0 |  | 36.58 | 0 |  | 36.58 | 0 |  | 36.58 | 0 |  | 36.58 | 0 |  | 36.58 | 0 |  | 36.58 | 0 |  | 36.58 | 0 |  | 36.58 | 0 |  | 36.58 | 0 |  | 36.58 | 0 |  | 36.58 | 0 |  | 36.58 | 0 |  | 36.58 | 0 |  | 36.58 | 0 |  | 36.58 | 0 |  | 36.58 | 0 |  | 36.58 | 0 |  | 36.58 | 0 |  | 36.58 | 0 |  | 36.58 | 0 |  | 36.58 | 0 |  | 36.58 | 0 |  | 36.58 | 0 |  | 36.58 | 0 |  | 36.58 | 0 |  | 36.58 | 0 |  | 36.58 | 0 |  | 36.58 | 0 |  | 36.58 | 0 |  | 36.58 | 0 |  | 36.58 | 0 |  | 36.58 | 0 |  | 36.58 | 0 |  | 36.58 | 0 |  | 36.58 | 0 |  | 36.58 | 0 |  | 36.58 | 0 |  | 36.58 | 0
| 90mm Open Cut Unmade/Verge |  | 36.58 | 0 |  | 36.58 | 0 |  | 36.58 | 0 |  | 36.58 | 0 | 3 | 36.58 | 109.74 |  | 36.58 | 0 |  | 36.58 | 0 | 5 | 36.58 | 182.9 |  | 36.58 | 0 |  | 36.58 | 0 |  | 36.58 | 0 |  | 36.58 | 0 |  | 36.58 | 0 |  | 36.58 | 0 |  | 36.58 | 0 |  | 36.58 | 0 | 1 | 36.58 | 36.58 |  | 36.58 | 0 |  | 36.58 | 0 |  | 36.58 | 0 |  | 36.58 | 0 |  | 36.58 | 0 |  | 36.58 | 0 |  | 36.58 | 0 |  | 36.58 | 0 |  | 36.58 | 0 |  | 36.58 | 0 |  | 36.58 | 0 |  | 36.58 | 0 |  | 36.58 | 0 |  | 36.58 | 0 |  | 36.58 | 0 |  | 36.58 | 0 |  | 36.58 | 0 |  | 36.58 | 0 |  | 36.58 | 0 |  | 36.58 | 0 |  | 36.58 | 0 |  | 36.58 | 0 |  | 36.58 | 0 |  | 36.58 | 0 |  | 36.58 | 0 |  | 36.58 | 0 |  | 36.58 | 0 |  | 36.58 | 0 |  | 36.58 | 0 |  | 36.58 | 0 |  | 36.58 | 0 |  | 36.58 | 0 |  | 36.58 | 0 |  | 36.58 | 0 |  | 36.58 | 0 |  | 36.58 | 0 |  | 36.58 | 0 |  | 36.58 | 0 |  | 36.58 | 0 |  | 36.58 | 0 |  | 36.58 | 0 |  | 36.58 | 0 |  | 36.58 | 0 |  | 36.58 | 0 |  | 36.58 | 0 |  | 36.58 | 0 |  | 36.58 | 0 |  | 36.58 | 0 |  | 36.58 | 0 |  | 36.58 | 0 |  | 36.58 | 0 |  | 36.58 | 0 |  | 36.58 | 0 |  | 36.58 | 0 |  | 36.58 | 0 |  | 36.58 | 0 |  | 36.58 | 0 |  | 36.58 | 0 |  | 36.58 | 0 |  | 36.58 | 0 |  | 36.58 | 0 |  | 36.58 | 0 |  | 36.58 | 0 |  | 36.58 | 0 |  | 36.58 | 0 |  | 36.58 | 0 |  | 36.58 | 0 |  | 36.58 | 0 |  | 36.58 | 0 |  | 36.58 | 0 |  | 36.58 | 0 |  | 36.58 | 0 |  | 36.58 | 0 |  | 36.58 | 0 |  | 36.58 | 0 |  | 36.58 | 0 |  | 36.58 | 0 |  | 36.58 | 0 |  | 36.58 | 0 |  | 36.58 | 0 |  | 36.58 | 0 |  | 36.58 | 0 |  | 36.58 | 0 |  | 36.58 | 0 |  | 36.58 | 0 |  | 36.58 | 0 |  | 36.58 | 0 |  | 36.58 | 0
| 125mm Open Cut Unmade/Verge |  | 36.58 | 0 |  | 36.58 | 0 |  | 36.58 | 0 |  | 36.58 | 0 |  | 36.58 | 0 |  | 36.58 | 0 |  | 36.58 | 0 |  | 36.58 | 0 |  | 36.58 | 0 |  | 36.58 | 0 |  | 36.58 | 0 | 4 | 36.58 | 146.32 |  | 36.58 | 0 |  | 36.58 | 0 |  | 36.58 | 0 |  | 36.58 | 0 |  | 36.58 | 0 |  | 36.58 | 0 |  | 36.58 | 0 |  | 36.58 | 0 | 2 | 36.58 | 73.16 |  | 36.58 | 0 |  | 36.58 | 0 |  | 36.58 | 0 |  | 36.58 | 0 |  | 36.58 | 0 |  | 36.58 | 0 |  | 36.58 | 0 |  | 36.58 | 0 |  | 36.58 | 0 |  | 36.58 | 0 |  | 36.58 | 0 |  | 36.58 | 0 |  | 36.58 | 0 |  | 36.58 | 0 |  | 36.58 | 0 |  | 36.58 | 0 |  | 36.58 | 0 |  | 36.58 | 0 |  | 36.58 | 0 |  | 36.58 | 0 |  | 36.58 | 0 |  | 36.58 | 0 |  | 36.58 | 0 |  | 36.58 | 0 |  | 36.58 | 0 |  | 36.58 | 0 |  | 36.58 | 0 |  | 36.58 | 0 |  | 36.58 | 0 |  | 36.58 | 0 |  | 36.58 | 0 |  | 36.58 | 0 |  | 36.58 | 0 |  | 36.58 | 0 |  | 36.58 | 0 |  | 36.58 | 0 |  | 36.58 | 0 |  | 36.58 | 0 |  | 36.58 | 0 |  | 36.58 | 0 |  | 36.58 | 0 |  | 36.58 | 0 |  | 36.58 | 0 |  | 36.58 | 0 |  | 36.58 | 0 |  | 36.58 | 0 |  | 36.58 | 0 |  | 36.58 | 0 |  | 36.58 | 0 |  | 36.58 | 0 |  | 36.58 | 0 |  | 36.58 | 0 |  | 36.58 | 0 |  | 36.58 | 0 |  | 36.58 | 0 |  | 36.58 | 0 |  | 36.58 | 0 |  | 36.58 | 0 |  | 36.58 | 0 |  | 36.58 | 0 |  | 36.58 | 0 |  | 36.58 | 0 |  | 36.58 | 0 |  | 36.58 | 0 |  | 36.58 | 0 |  | 36.58 | 0 |  | 36.58 | 0 |  | 36.58 | 0 |  | 36.58 | 0 |  | 36.58 | 0 |  | 36.58 | 0 |  | 36.58 | 0 |  | 36.58 | 0 |  | 36.58 | 0 |  | 36.58 | 0 |  | 36.58 | 0 |  | 36.58 | 0 |  | 36.58 | 0 |  | 36.58 | 0 |  | 36.58 | 0 |  | 36.58 | 0 |  | 36.58 | 0 |  | 36.58 | 0 |  | 36.58 | 0
| 180mm Open Cut Unmade/Verge |  | 36.58 | 0 |  | 36.58 | 0 |  | 36.58 | 0 |  | 36.58 | 0 |  | 36.58 | 0 |  | 36.58 | 0 |  | 36.58 | 0 |  | 36.58 | 0 |  | 36.58 | 0 |  | 36.58 | 0 | 1 | 36.58 | 36.58 |  | 36.58 | 0 |  | 36.58 | 0 |  | 36.58 | 0 |  | 36.58 | 0 |  | 36.58 | 0 |  | 36.58 | 0 |  | 36.58 | 0 |  | 36.58 | 0 |  | 36.58 | 0 |  | 36.58 | 0 |  | 36.58 | 0 |  | 36.58 | 0 |  | 36.58 | 0 |  | 36.58 | 0 |  | 36.58 | 0 |  | 36.58 | 0 |  | 36.58 | 0 |  | 36.58 | 0 |  | 36.58 | 0 |  | 36.58 | 0 |  | 36.58 | 0 |  | 36.58 | 0 |  | 36.58 | 0 |  | 36.58 | 0 |  | 36.58 | 0 |  | 36.58 | 0 |  | 36.58 | 0 |  | 36.58 | 0 |  | 36.58 | 0 |  | 36.58 | 0 |  | 36.58 | 0 |  | 36.58 | 0 |  | 36.58 | 0 |  | 36.58 | 0 |  | 36.58 | 0 |  | 36.58 | 0 |  | 36.58 | 0 |  | 36.58 | 0 |  | 36.58 | 0 |  | 36.58 | 0 |  | 36.58 | 0 |  | 36.58 | 0 |  | 36.58 | 0 |  | 36.58 | 0 |  | 36.58 | 0 |  | 36.58 | 0 |  | 36.58 | 0 |  | 36.58 | 0 |  | 36.58 | 0 |  | 36.58 | 0 |  | 36.58 | 0 |  | 36.58 | 0 |  | 36.58 | 0 |  | 36.58 | 0 |  | 36.58 | 0 |  | 36.58 | 0 |  | 36.58 | 0 |  | 36.58 | 0 |  | 36.58 | 0 |  | 36.58 | 0 |  | 36.58 | 0 |  | 36.58 | 0 |  | 36.58 | 0 |  | 36.58 | 0 |  | 36.58 | 0 |  | 36.58 | 0 |  | 36.58 | 0 |  | 36.58 | 0 |  | 36.58 | 0 |  | 36.58 | 0 |  | 36.58 | 0 |  | 36.58 | 0 |  | 36.58 | 0 |  | 36.58 | 0 |  | 36.58 | 0 |  | 36.58 | 0 |  | 36.58 | 0 |  | 36.58 | 0 |  | 36.58 | 0 |  | 36.58 | 0 |  | 36.58 | 0 |  | 36.58 | 0 |  | 36.58 | 0 |  | 36.58 | 0 |  | 36.58 | 0 |  | 36.58 | 0 |  | 36.58 | 0 |  | 36.58 | 0 |  | 36.58 | 0 |  | 36.58 | 0 |  | 36.58 | 0 |  | 36.58 | 0 |  | 36.58 | 0 |  | 36.58 | 0
| 225mm Open Cut Unmade/Verge |  | 59.68 | 0 |  | 59.68 | 0 |  | 59.68 | 0 |  | 59.68 | 0 |  | 59.68 | 0 |  | 59.68 | 0 |  | 59.68 | 0 |  | 59.68 | 0 |  | 59.68 | 0 |  | 59.68 | 0 |  | 59.68 | 0 |  | 59.68 | 0 |  | 59.68 | 0 |  | 59.68 | 0 |  | 59.68 | 0 |  | 59.68 | 0 |  | 59.68 | 0 |  | 59.68 | 0 |  | 59.68 | 0 |  | 59.68 | 0 |  | 59.68 | 0 |  | 59.68 | 0 |  | 59.68 | 0 |  | 59.68 | 0 |  | 59.68 | 0 |  | 59.68 | 0 |  | 59.68 | 0 |  | 59.68 | 0 |  | 59.68 | 0 |  | 59.68 | 0 |  | 59.68 | 0 |  | 59.68 | 0 |  | 59.68 | 0 |  | 59.68 | 0 |  | 59.68 | 0 |  | 59.68 | 0 |  | 59.68 | 0 |  | 59.68 | 0 |  | 59.68 | 0 |  | 59.68 | 0 |  | 59.68 | 0 |  | 59.68 | 0 |  | 59.68 | 0 |  | 59.68 | 0 |  | 59.68 | 0 |  | 59.68 | 0 |  | 59.68 | 0 |  | 59.68 | 0 |  | 59.68 | 0 |  | 59.68 | 0 |  | 59.68 | 0 |  | 59.68 | 0 |  | 59.68 | 0 |  | 59.68 | 0 |  | 59.68 | 0 |  | 59.68 | 0 |  | 59.68 | 0 |  | 59.68 | 0 |  | 59.68 | 0 |  | 59.68 | 0 |  | 59.68 | 0 |  | 59.68 | 0 |  | 59.68 | 0 |  | 59.68 | 0 |  | 59.68 | 0 |  | 59.68 | 0 |  | 59.68 | 0 |  | 59.68 | 0 |  | 59.68 | 0 |  | 59.68 | 0 |  | 59.68 | 0 |  | 59.68 | 0 |  | 59.68 | 0 |  | 59.68 | 0 |  | 59.68 | 0 |  | 59.68 | 0 |  | 59.68 | 0 |  | 59.68 | 0 |  | 59.68 | 0 |  | 59.68 | 0 |  | 59.68 | 0 |  | 59.68 | 0 |  | 59.68 | 0 |  | 59.68 | 0 |  | 59.68 | 0 |  | 59.68 | 0 |  | 59.68 | 0 |  | 59.68 | 0 |  | 59.68 | 0 |  | 59.68 | 0 |  | 59.68 | 0 |  | 59.68 | 0 |  | 59.68 | 0 |  | 59.68 | 0 |  | 59.68 | 0 |  | 59.68 | 0 |  | 59.68 | 0 |  | 59.68 | 0 |  | 59.68 | 0 |  | 59.68 | 0 |  | 59.68 | 0 |  | 59.68 | 0 |  | 59.68 | 0 |  | 59.68 | 0 |  | 59.68 | 0
| 63mm Open Cut Footpath |  | 95.3 | 0 |  | 95.3 | 0 |  | 95.3 | 0 |  | 95.3 | 0 |  | 95.3 | 0 |  | 95.3 | 0 |  | 95.3 | 0 |  | 95.3 | 0 |  | 95.3 | 0 |  | 95.3 | 0 |  | 95.3 | 0 |  | 95.3 | 0 |  | 95.3 | 0 |  | 95.3 | 0 |  | 95.3 | 0 |  | 95.3 | 0 |  | 95.3 | 0 |  | 95.3 | 0 |  | 95.3 | 0 |  | 95.3 | 0 |  | 95.3 | 0 |  | 95.3 | 0 |  | 95.3 | 0 |  | 95.3 | 0 |  | 95.3 | 0 |  | 95.3 | 0 |  | 95.3 | 0 |  | 95.3 | 0 |  | 95.3 | 0 |  | 95.3 | 0 |  | 95.3 | 0 |  | 95.3 | 0 |  | 95.3 | 0 |  | 95.3 | 0 |  | 95.3 | 0 |  | 95.3 | 0 |  | 95.3 | 0 |  | 95.3 | 0 |  | 95.3 | 0 |  | 95.3 | 0 |  | 95.3 | 0 |  | 95.3 | 0 |  | 95.3 | 0 |  | 95.3 | 0 |  | 95.3 | 0 |  | 95.3 | 0 |  | 95.3 | 0 |  | 95.3 | 0 |  | 95.3 | 0 |  | 95.3 | 0 |  | 95.3 | 0 |  | 95.3 | 0 |  | 95.3 | 0 |  | 95.3 | 0 |  | 95.3 | 0 |  | 95.3 | 0 |  | 95.3 | 0 |  | 95.3 | 0 |  | 95.3 | 0 |  | 95.3 | 0 |  | 95.3 | 0 |  | 95.3 | 0 |  | 95.3 | 0 |  | 95.3 | 0 |  | 95.3 | 0 |  | 95.3 | 0 |  | 95.3 | 0 |  | 95.3 | 0 |  | 95.3 | 0 |  | 95.3 | 0 |  | 95.3 | 0 |  | 95.3 | 0 |  | 95.3 | 0 |  | 95.3 | 0 |  | 95.3 | 0 |  | 95.3 | 0 |  | 95.3 | 0 |  | 95.3 | 0 |  | 95.3 | 0 |  | 95.3 | 0 |  | 95.3 | 0 |  | 95.3 | 0 |  | 95.3 | 0 |  | 95.3 | 0 |  | 95.3 | 0 |  | 95.3 | 0 |  | 95.3 | 0 |  | 95.3 | 0 |  | 95.3 | 0 |  | 95.3 | 0 |  | 95.3 | 0 |  | 95.3 | 0 |  | 95.3 | 0 |  | 95.3 | 0 |  | 95.3 | 0 |  | 95.3 | 0 |  | 95.3 | 0 |  | 95.3 | 0 |  | 95.3 | 0 |  | 95.3 | 0 |  | 95.3 | 0 |  | 95.3 | 0 |  | 95.3 | 0 |  | 95.3 | 0 |  | 95.3 | 0
| 90mm Open Cut Footpath |  | 112.3 | 0 |  | 112.3 | 0 |  | 112.3 | 0 |  | 112.3 | 0 | 2 | 112.3 | 224.6 |  | 112.3 | 0 |  | 112.3 | 0 | 27 | 112.3 | 3032.1 |  | 112.3 | 0 | 4 | 112.3 | 449.2 |  | 112.3 | 0 |  | 123.59 | 0 |  | 112.3 | 0 |  | 123.59 | 0 | 7 | 112.3 | 786.1 |  | 123.59 | 0 | 10 | 123.59 | 1235.9 |  | 123.59 | 0 |  | 123.59 | 0 | 5 | 112.3 | 561.5 |  | 123.59 | 0 |  | 112.3 | 0 |  | 112.3 | 0 |  | 112.3 | 0 |  | 112.3 | 0 |  | 112.3 | 0 |  | 112.3 | 0 |  | 112.3 | 0 |  | 112.3 | 0 |  | 112.3 | 0 |  | 112.3 | 0 |  | 112.3 | 0 |  | 112.3 | 0 |  | 112.3 | 0 |  | 112.3 | 0 |  | 112.3 | 0 |  | 112.3 | 0 |  | 112.3 | 0 |  | 112.3 | 0 |  | 112.3 | 0 |  | 112.3 | 0 |  | 112.3 | 0 |  | 112.3 | 0 |  | 112.3 | 0 |  | 112.3 | 0 |  | 112.3 | 0 |  | 112.3 | 0 |  | 123.59 | 0 |  | 112.3 | 0 |  | 123.59 | 0 |  | 112.3 | 0 |  | 112.3 | 0 |  | 123.59 | 0 |  | 123.59 | 0 |  | 112.3 | 0 |  | 123.59 | 0 |  | 123.59 | 0 |  | 112.3 | 0 |  | 112.3 | 0 |  | 112.3 | 0 |  | 112.3 | 0 |  | 112.3 | 0 |  | 112.3 | 0 |  | 123.59 | 0 |  | 112.3 | 0 |  | 112.3 | 0 |  | 112.3 | 0 |  | 112.3 | 0 |  | 112.3 | 0 |  | 112.3 | 0 |  | 112.3 | 0 |  | 123.59 | 0 |  | 112.3 | 0 |  | 112.3 | 0 |  | 112.3 | 0 |  | 123.59 | 0 |  | 112.3 | 0 |  | 112.3 | 0 |  | 123.59 | 0 |  | 112.3 | 0 |  | 123.59 | 0 |  | 112.3 | 0 |  | 112.3 | 0 |  | 112.3 | 0 |  | 112.3 | 0 |  | 112.3 | 0 |  | 112.3 | 0 |  | 112.3 | 0 |  | 123.59 | 0 |  | 112.3 | 0 |  | 112.3 | 0 |  | 112.3 | 0 |  | 112.3 | 0 |  | 112.3 | 0 |  | 112.3 | 0 |  | 112.3 | 0 |  | 112.3 | 0 |  | 123.59 | 0 |  | 112.3 | 0 |  | 112.3 | 0 |  | 112.3 | 0 |  | 112.3 | 0 |  | 112.3 | 0 |  | 112.3 | 0 |  | 123.59 | 0
| 125mm Open Cut Footpath |  | 114.7 | 0 | 2 | 114.7 | 229.4 |  | 114.7 | 0 |  | 114.7 | 0 |  | 114.7 | 0 |  | 114.7 | 0 |  | 114.7 | 0 |  | 114.7 | 0 |  | 114.7 | 0 |  | 114.7 | 0 |  | 114.7 | 0 |  | 128.63 | 0 | 2 | 114.7 | 229.4 |  | 128.63 | 0 |  | 114.7 | 0 |  | 128.63 | 0 |  | 128.63 | 0 |  | 128.63 | 0 |  | 128.63 | 0 |  | 114.7 | 0 | 3 | 128.63 | 385.89 |  | 114.7 | 0 |  | 114.7 | 0 |  | 114.7 | 0 |  | 114.7 | 0 |  | 114.7 | 0 |  | 114.7 | 0 |  | 114.7 | 0 |  | 114.7 | 0 |  | 114.7 | 0 |  | 114.7 | 0 |  | 114.7 | 0 |  | 114.7 | 0 |  | 114.7 | 0 |  | 114.7 | 0 |  | 114.7 | 0 |  | 114.7 | 0 |  | 114.7 | 0 |  | 114.7 | 0 |  | 114.7 | 0 |  | 114.7 | 0 |  | 114.7 | 0 |  | 114.7 | 0 |  | 114.7 | 0 |  | 114.7 | 0 |  | 114.7 | 0 |  | 114.7 | 0 |  | 128.63 | 0 |  | 114.7 | 0 |  | 128.63 | 0 |  | 114.7 | 0 |  | 114.7 | 0 |  | 128.63 | 0 |  | 128.63 | 0 |  | 114.7 | 0 |  | 128.63 | 0 |  | 128.63 | 0 |  | 114.7 | 0 |  | 114.7 | 0 |  | 114.7 | 0 |  | 114.7 | 0 |  | 114.7 | 0 |  | 114.7 | 0 |  | 128.63 | 0 |  | 114.7 | 0 |  | 114.7 | 0 |  | 114.7 | 0 |  | 114.7 | 0 |  | 114.7 | 0 |  | 114.7 | 0 |  | 114.7 | 0 |  | 128.63 | 0 |  | 114.7 | 0 |  | 114.7 | 0 |  | 114.7 | 0 |  | 128.63 | 0 |  | 114.7 | 0 |  | 114.7 | 0 |  | 128.63 | 0 |  | 114.7 | 0 |  | 128.63 | 0 |  | 114.7 | 0 |  | 114.7 | 0 |  | 114.7 | 0 |  | 114.7 | 0 |  | 114.7 | 0 |  | 114.7 | 0 |  | 114.7 | 0 |  | 128.63 | 0 |  | 114.7 | 0 |  | 114.7 | 0 |  | 114.7 | 0 |  | 114.7 | 0 |  | 114.7 | 0 |  | 114.7 | 0 |  | 114.7 | 0 |  | 114.7 | 0 |  | 128.63 | 0 |  | 114.7 | 0 |  | 114.7 | 0 |  | 114.7 | 0 |  | 114.7 | 0 |  | 114.7 | 0 |  | 114.7 | 0 |  | 128.63 | 0
| 180mm Open Cut Footpath |  | 120.14 | 0 |  | 120.14 | 0 |  | 120.14 | 0 |  | 120.14 | 0 |  | 120.14 | 0 |  | 120.14 | 0 |  | 120.14 | 0 |  | 120.14 | 0 | 2 | 120.14 | 240.28 |  | 120.14 | 0 |  | 120.14 | 0 |  | 134.98 | 0 |  | 120.14 | 0 | 8 | 134.98 | 1079.84 |  | 120.14 | 0 |  | 134.98 | 0 |  | 134.98 | 0 | 14 | 134.98 | 1889.72 |  | 134.98 | 0 |  | 120.14 | 0 |  | 134.98 | 0 |  | 120.14 | 0 |  | 120.14 | 0 |  | 120.14 | 0 |  | 120.14 | 0 |  | 120.14 | 0 |  | 120.14 | 0 |  | 120.14 | 0 |  | 120.14 | 0 |  | 120.14 | 0 |  | 120.14 | 0 |  | 120.14 | 0 |  | 120.14 | 0 |  | 120.14 | 0 |  | 120.14 | 0 |  | 120.14 | 0 |  | 120.14 | 0 |  | 120.14 | 0 |  | 120.14 | 0 |  | 120.14 | 0 |  | 120.14 | 0 |  | 120.14 | 0 |  | 120.14 | 0 |  | 120.14 | 0 |  | 120.14 | 0 |  | 120.14 | 0 |  | 120.14 | 0 |  | 134.98 | 0 |  | 120.14 | 0 |  | 134.98 | 0 |  | 120.14 | 0 |  | 120.14 | 0 |  | 134.98 | 0 |  | 134.98 | 0 |  | 120.14 | 0 |  | 134.98 | 0 |  | 134.98 | 0 |  | 120.14 | 0 |  | 120.14 | 0 |  | 120.14 | 0 |  | 120.14 | 0 |  | 120.14 | 0 |  | 120.14 | 0 |  | 134.98 | 0 |  | 120.14 | 0 |  | 120.14 | 0 |  | 120.14 | 0 |  | 120.14 | 0 |  | 120.14 | 0 |  | 120.14 | 0 |  | 120.14 | 0 |  | 134.98 | 0 |  | 120.14 | 0 |  | 120.14 | 0 |  | 120.14 | 0 |  | 134.98 | 0 |  | 120.14 | 0 |  | 120.14 | 0 |  | 134.98 | 0 |  | 120.14 | 0 |  | 134.98 | 0 |  | 120.14 | 0 |  | 120.14 | 0 |  | 120.14 | 0 |  | 120.14 | 0 |  | 120.14 | 0 |  | 120.14 | 0 |  | 120.14 | 0 |  | 134.98 | 0 |  | 120.14 | 0 |  | 120.14 | 0 |  | 120.14 | 0 |  | 120.14 | 0 |  | 120.14 | 0 |  | 120.14 | 0 |  | 120.14 | 0 |  | 120.14 | 0 |  | 134.98 | 0 |  | 120.14 | 0 |  | 120.14 | 0 |  | 120.14 | 0 |  | 120.14 | 0 |  | 120.14 | 0 |  | 120.14 | 0 |  | 134.98 | 0
| 225mm Open Cut Footpath |  | 157.48 | 0 |  | 157.48 | 0 |  | 157.48 | 0 |  | 157.48 | 0 |  | 157.48 | 0 |  | 157.48 | 0 |  | 157.48 | 0 |  | 157.48 | 0 |  | 157.48 | 0 |  | 157.48 | 0 |  | 157.48 | 0 |  | 189.9 | 0 |  | 157.48 | 0 |  | 189.9 | 0 |  | 157.48 | 0 |  | 189.9 | 0 |  | 189.9 | 0 |  | 189.9 | 0 |  | 189.9 | 0 |  | 157.48 | 0 |  | 189.9 | 0 |  | 157.48 | 0 |  | 157.48 | 0 |  | 157.48 | 0 |  | 157.48 | 0 |  | 157.48 | 0 |  | 157.48 | 0 |  | 157.48 | 0 |  | 157.48 | 0 |  | 157.48 | 0 |  | 157.48 | 0 |  | 157.48 | 0 |  | 157.48 | 0 |  | 157.48 | 0 |  | 157.48 | 0 |  | 157.48 | 0 |  | 157.48 | 0 |  | 157.48 | 0 |  | 157.48 | 0 |  | 157.48 | 0 |  | 157.48 | 0 |  | 157.48 | 0 |  | 157.48 | 0 |  | 157.48 | 0 |  | 157.48 | 0 |  | 157.48 | 0 |  | 157.48 | 0 |  | 189.9 | 0 |  | 157.48 | 0 |  | 189.9 | 0 |  | 157.48 | 0 |  | 157.48 | 0 |  | 189.9 | 0 |  | 189.9 | 0 |  | 157.48 | 0 |  | 189.9 | 0 |  | 189.9 | 0 |  | 157.48 | 0 |  | 157.48 | 0 |  | 157.48 | 0 |  | 157.48 | 0 |  | 157.48 | 0 |  | 157.48 | 0 |  | 189.9 | 0 |  | 157.48 | 0 |  | 157.48 | 0 |  | 157.48 | 0 |  | 157.48 | 0 |  | 157.48 | 0 |  | 157.48 | 0 |  | 157.48 | 0 |  | 189.9 | 0 |  | 157.48 | 0 |  | 157.48 | 0 |  | 157.48 | 0 |  | 189.9 | 0 |  | 157.48 | 0 |  | 157.48 | 0 |  | 189.9 | 0 |  | 157.48 | 0 |  | 189.9 | 0 |  | 157.48 | 0 |  | 157.48 | 0 |  | 157.48 | 0 |  | 157.48 | 0 |  | 157.48 | 0 |  | 157.48 | 0 |  | 157.48 | 0 |  | 189.9 | 0 |  | 157.48 | 0 |  | 157.48 | 0 |  | 157.48 | 0 |  | 157.48 | 0 |  | 157.48 | 0 |  | 157.48 | 0 |  | 157.48 | 0 |  | 157.48 | 0 |  | 189.9 | 0 |  | 157.48 | 0 |  | 157.48 | 0 |  | 157.48 | 0 |  | 157.48 | 0 |  | 157.48 | 0 |  | 157.48 | 0 |  | 189.9 | 0
| 63mm Open Cut Road |  | 112.32 | 0 |  | 112.32 | 0 |  | 112.32 | 0 |  | 112.32 | 0 |  | 112.32 | 0 |  | 112.32 | 0 |  | 112.32 | 0 |  | 112.32 | 0 |  | 112.32 | 0 |  | 112.32 | 0 |  | 112.32 | 0 |  | 112.32 | 0 |  | 112.32 | 0 |  | 112.32 | 0 |  | 112.32 | 0 |  | 112.32 | 0 |  | 112.32 | 0 |  | 112.32 | 0 |  | 112.32 | 0 |  | 112.32 | 0 |  | 112.32 | 0 |  | 112.32 | 0 |  | 112.32 | 0 |  | 112.32 | 0 |  | 112.32 | 0 |  | 112.32 | 0 |  | 112.32 | 0 |  | 112.32 | 0 |  | 112.32 | 0 |  | 112.32 | 0 |  | 112.32 | 0 |  | 112.32 | 0 |  | 112.32 | 0 |  | 112.32 | 0 |  | 112.32 | 0 |  | 112.32 | 0 |  | 112.32 | 0 |  | 112.32 | 0 |  | 112.32 | 0 |  | 112.32 | 0 |  | 112.32 | 0 |  | 112.32 | 0 |  | 112.32 | 0 |  | 112.32 | 0 |  | 112.32 | 0 |  | 112.32 | 0 |  | 112.32 | 0 |  | 112.32 | 0 |  | 112.32 | 0 |  | 112.32 | 0 |  | 112.32 | 0 |  | 112.32 | 0 |  | 112.32 | 0 |  | 112.32 | 0 |  | 112.32 | 0 |  | 112.32 | 0 |  | 112.32 | 0 |  | 112.32 | 0 |  | 112.32 | 0 |  | 112.32 | 0 |  | 112.32 | 0 |  | 112.32 | 0 |  | 112.32 | 0 |  | 112.32 | 0 |  | 112.32 | 0 |  | 112.32 | 0 |  | 112.32 | 0 |  | 112.32 | 0 |  | 112.32 | 0 |  | 112.32 | 0 |  | 112.32 | 0 |  | 112.32 | 0 |  | 112.32 | 0 |  | 112.32 | 0 |  | 112.32 | 0 |  | 112.32 | 0 |  | 112.32 | 0 |  | 112.32 | 0 |  | 112.32 | 0 |  | 112.32 | 0 |  | 112.32 | 0 |  | 112.32 | 0 |  | 112.32 | 0 |  | 112.32 | 0 |  | 112.32 | 0 |  | 112.32 | 0 |  | 112.32 | 0 |  | 112.32 | 0 |  | 112.32 | 0 |  | 112.32 | 0 |  | 112.32 | 0 |  | 112.32 | 0 |  | 112.32 | 0 |  | 112.32 | 0 |  | 112.32 | 0 |  | 112.32 | 0 |  | 112.32 | 0 |  | 112.32 | 0 |  | 112.32 | 0 |  | 112.32 | 0 |  | 112.32 | 0 |  | 112.32 | 0 |  | 112.32 | 0 |  | 112.32 | 0 |  | 112.32 | 0
| 90mm Open Cut Road |  | 129.41 | 0 |  | 129.41 | 0 |  | 129.41 | 0 |  | 129.41 | 0 | 7 | 129.41 | 905.87 | 6 | 129.41 | 776.46 |  | 129.41 | 0 | 7 | 129.41 | 905.87 |  | 129.41 | 0 | 28 | 129.41 | 3623.48 |  | 129.41 | 0 |  | 140.71 | 0 |  | 129.41 | 0 |  | 140.71 | 0 | 1 | 129.41 | 129.41 |  | 140.71 | 0 | 7 | 140.71 | 984.97 |  | 140.71 | 0 |  | 140.71 | 0 |  | 129.41 | 0 |  | 140.71 | 0 |  | 129.41 | 0 |  | 129.41 | 0 |  | 129.41 | 0 |  | 129.41 | 0 |  | 129.41 | 0 |  | 129.41 | 0 |  | 129.41 | 0 |  | 129.41 | 0 |  | 129.41 | 0 |  | 129.41 | 0 |  | 129.41 | 0 |  | 129.41 | 0 |  | 129.41 | 0 |  | 129.41 | 0 |  | 129.41 | 0 |  | 129.41 | 0 |  | 129.41 | 0 |  | 129.41 | 0 |  | 129.41 | 0 |  | 129.41 | 0 |  | 129.41 | 0 |  | 129.41 | 0 |  | 129.41 | 0 |  | 129.41 | 0 |  | 129.41 | 0 |  | 129.41 | 0 |  | 140.71 | 0 |  | 129.41 | 0 |  | 140.71 | 0 |  | 129.41 | 0 |  | 129.41 | 0 |  | 140.71 | 0 |  | 140.71 | 0 |  | 129.41 | 0 |  | 140.71 | 0 |  | 140.71 | 0 |  | 129.41 | 0 |  | 129.41 | 0 |  | 129.41 | 0 |  | 129.41 | 0 |  | 129.41 | 0 |  | 129.41 | 0 |  | 140.71 | 0 |  | 129.41 | 0 |  | 129.41 | 0 |  | 129.41 | 0 |  | 129.41 | 0 |  | 129.41 | 0 |  | 129.41 | 0 |  | 129.41 | 0 |  | 140.71 | 0 |  | 129.41 | 0 |  | 129.41 | 0 |  | 129.41 | 0 |  | 140.71 | 0 |  | 129.41 | 0 |  | 129.41 | 0 |  | 140.71 | 0 |  | 129.41 | 0 |  | 140.71 | 0 |  | 129.41 | 0 |  | 129.41 | 0 |  | 129.41 | 0 |  | 129.41 | 0 |  | 129.41 | 0 |  | 129.41 | 0 |  | 129.41 | 0 |  | 140.71 | 0 |  | 129.41 | 0 |  | 129.41 | 0 |  | 129.41 | 0 |  | 129.41 | 0 |  | 129.41 | 0 |  | 129.41 | 0 |  | 129.41 | 0 |  | 129.41 | 0 |  | 140.71 | 0 |  | 129.41 | 0 |  | 129.41 | 0 |  | 129.41 | 0 |  | 129.41 | 0 |  | 129.41 | 0 |  | 129.41 | 0 |  | 140.71 | 0
| 125mm Open Cut Road |  | 131.82 | 0 | 8 | 131.82 | 1054.56 |  | 131.82 | 0 |  | 131.82 | 0 |  | 131.82 | 0 |  | 131.82 | 0 | 140 | 131.82 | 18454.8 |  | 131.82 | 0 |  | 131.82 | 0 |  | 131.82 | 0 |  | 131.82 | 0 | 2 | 145.76 | 291.52 | 15 | 131.82 | 1977.3 | 2 | 145.76 | 291.52 |  | 131.82 | 0 |  | 145.76 | 0 |  | 145.76 | 0 |  | 145.76 | 0 |  | 145.76 | 0 |  | 131.82 | 0 | 7 | 145.76 | 1020.32 |  | 131.82 | 0 |  | 131.82 | 0 |  | 131.82 | 0 |  | 131.82 | 0 |  | 131.82 | 0 |  | 131.82 | 0 |  | 131.82 | 0 |  | 131.82 | 0 |  | 131.82 | 0 |  | 131.82 | 0 |  | 131.82 | 0 |  | 131.82 | 0 |  | 131.82 | 0 |  | 131.82 | 0 |  | 131.82 | 0 |  | 131.82 | 0 |  | 131.82 | 0 |  | 131.82 | 0 |  | 131.82 | 0 |  | 131.82 | 0 |  | 131.82 | 0 |  | 131.82 | 0 |  | 131.82 | 0 |  | 131.82 | 0 |  | 131.82 | 0 |  | 131.82 | 0 |  | 145.76 | 0 |  | 131.82 | 0 |  | 145.76 | 0 |  | 131.82 | 0 |  | 131.82 | 0 |  | 145.76 | 0 |  | 145.76 | 0 |  | 131.82 | 0 |  | 145.76 | 0 |  | 145.76 | 0 |  | 131.82 | 0 |  | 131.82 | 0 |  | 131.82 | 0 |  | 131.82 | 0 |  | 131.82 | 0 |  | 131.82 | 0 |  | 145.76 | 0 |  | 131.82 | 0 |  | 131.82 | 0 |  | 131.82 | 0 |  | 131.82 | 0 |  | 131.82 | 0 |  | 131.82 | 0 |  | 131.82 | 0 |  | 145.76 | 0 |  | 131.82 | 0 |  | 131.82 | 0 |  | 131.82 | 0 |  | 145.76 | 0 |  | 131.82 | 0 |  | 131.82 | 0 |  | 145.76 | 0 |  | 131.82 | 0 |  | 145.76 | 0 |  | 131.82 | 0 |  | 131.82 | 0 |  | 131.82 | 0 |  | 131.82 | 0 |  | 131.82 | 0 |  | 131.82 | 0 |  | 131.82 | 0 |  | 145.76 | 0 |  | 131.82 | 0 |  | 131.82 | 0 |  | 131.82 | 0 |  | 131.82 | 0 |  | 131.82 | 0 |  | 131.82 | 0 |  | 131.82 | 0 |  | 131.82 | 0 |  | 145.76 | 0 |  | 131.82 | 0 |  | 131.82 | 0 |  | 131.82 | 0 |  | 131.82 | 0 |  | 131.82 | 0 |  | 131.82 | 0 |  | 145.76 | 0
| 180mm Open Cut Road |  | 137.25 | 0 |  | 137.25 | 0 |  | 137.25 | 0 | 4 | 137.25 | 549 |  | 137.25 | 0 |  | 137.25 | 0 |  | 137.25 | 0 |  | 137.25 | 0 |  | 137.25 | 0 |  | 137.25 | 0 |  | 137.25 | 0 |  | 152.1 | 0 |  | 137.25 | 0 |  | 152.1 | 0 |  | 137.25 | 0 |  | 152.1 | 0 |  | 152.1 | 0 |  | 152.1 | 0 |  | 152.1 | 0 |  | 137.25 | 0 |  | 152.1 | 0 |  | 137.25 | 0 |  | 137.25 | 0 |  | 137.25 | 0 |  | 137.25 | 0 |  | 137.25 | 0 |  | 137.25 | 0 |  | 137.25 | 0 |  | 137.25 | 0 |  | 137.25 | 0 |  | 137.25 | 0 |  | 137.25 | 0 |  | 137.25 | 0 |  | 137.25 | 0 |  | 137.25 | 0 |  | 137.25 | 0 |  | 137.25 | 0 |  | 137.25 | 0 |  | 137.25 | 0 |  | 137.25 | 0 |  | 137.25 | 0 |  | 137.25 | 0 |  | 137.25 | 0 |  | 137.25 | 0 |  | 137.25 | 0 |  | 137.25 | 0 |  | 137.25 | 0 |  | 152.1 | 0 |  | 137.25 | 0 |  | 152.1 | 0 |  | 137.25 | 0 |  | 137.25 | 0 |  | 152.1 | 0 |  | 152.1 | 0 |  | 137.25 | 0 |  | 152.1 | 0 |  | 152.1 | 0 |  | 137.25 | 0 |  | 137.25 | 0 |  | 137.25 | 0 |  | 137.25 | 0 |  | 137.25 | 0 |  | 137.25 | 0 |  | 152.1 | 0 |  | 137.25 | 0 |  | 137.25 | 0 |  | 137.25 | 0 |  | 137.25 | 0 |  | 137.25 | 0 |  | 137.25 | 0 |  | 137.25 | 0 |  | 152.1 | 0 |  | 137.25 | 0 |  | 137.25 | 0 |  | 137.25 | 0 |  | 152.1 | 0 |  | 137.25 | 0 |  | 137.25 | 0 |  | 152.1 | 0 |  | 137.25 | 0 |  | 152.1 | 0 |  | 137.25 | 0 |  | 137.25 | 0 |  | 137.25 | 0 |  | 137.25 | 0 |  | 137.25 | 0 |  | 137.25 | 0 |  | 137.25 | 0 |  | 152.1 | 0 |  | 137.25 | 0 |  | 137.25 | 0 |  | 137.25 | 0 |  | 137.25 | 0 |  | 137.25 | 0 |  | 137.25 | 0 |  | 137.25 | 0 |  | 137.25 | 0 |  | 152.1 | 0 |  | 137.25 | 0 |  | 137.25 | 0 |  | 137.25 | 0 |  | 137.25 | 0 |  | 137.25 | 0 |  | 137.25 | 0 |  | 152.1 | 0
| 225mm Open Cut Road |  | 178.92 | 0 |  | 178.92 | 0 |  | 178.92 | 0 |  | 178.92 | 0 |  | 178.92 | 0 |  | 178.92 | 0 |  | 178.92 | 0 |  | 178.92 | 0 |  | 178.92 | 0 |  | 178.92 | 0 |  | 178.92 | 0 |  | 211.72 | 0 |  | 178.92 | 0 |  | 211.72 | 0 |  | 178.92 | 0 |  | 211.72 | 0 |  | 211.72 | 0 |  | 211.72 | 0 |  | 211.72 | 0 |  | 178.92 | 0 |  | 211.72 | 0 |  | 178.92 | 0 |  | 178.92 | 0 |  | 178.92 | 0 |  | 178.92 | 0 |  | 178.92 | 0 |  | 178.92 | 0 |  | 178.92 | 0 |  | 178.92 | 0 |  | 178.92 | 0 |  | 178.92 | 0 |  | 178.92 | 0 |  | 178.92 | 0 |  | 178.92 | 0 |  | 178.92 | 0 |  | 178.92 | 0 |  | 178.92 | 0 |  | 178.92 | 0 |  | 178.92 | 0 |  | 178.92 | 0 |  | 178.92 | 0 |  | 178.92 | 0 |  | 178.92 | 0 |  | 178.92 | 0 |  | 178.92 | 0 |  | 178.92 | 0 |  | 178.92 | 0 |  | 211.72 | 0 |  | 178.92 | 0 |  | 211.72 | 0 |  | 178.92 | 0 |  | 178.92 | 0 |  | 211.72 | 0 |  | 211.72 | 0 |  | 178.92 | 0 |  | 211.72 | 0 |  | 211.72 | 0 |  | 178.92 | 0 |  | 178.92 | 0 |  | 178.92 | 0 |  | 178.92 | 0 |  | 178.92 | 0 |  | 178.92 | 0 |  | 211.72 | 0 |  | 178.92 | 0 |  | 178.92 | 0 |  | 178.92 | 0 |  | 178.92 | 0 |  | 178.92 | 0 |  | 178.92 | 0 |  | 178.92 | 0 |  | 211.72 | 0 |  | 178.92 | 0 |  | 178.92 | 0 |  | 178.92 | 0 |  | 211.72 | 0 |  | 178.92 | 0 |  | 178.92 | 0 |  | 211.72 | 0 |  | 178.92 | 0 |  | 211.72 | 0 |  | 178.92 | 0 |  | 178.92 | 0 |  | 178.92 | 0 |  | 178.92 | 0 |  | 178.92 | 0 |  | 178.92 | 0 |  | 178.92 | 0 |  | 211.72 | 0 |  | 178.92 | 0 |  | 178.92 | 0 |  | 178.92 | 0 |  | 178.92 | 0 |  | 178.92 | 0 |  | 178.92 | 0 |  | 178.92 | 0 |  | 178.92 | 0 |  | 211.72 | 0 |  | 178.92 | 0 |  | 178.92 | 0 |  | 178.92 | 0 |  | 178.92 | 0 |  | 178.92 | 0 |  | 178.92 | 0 |  | 211.72 | 0
Assumed unmade | Trial Holes |  | 152.82 | 0 |  | 152.82 | 0 | 4 | 152.82 | 611.28 |  | 152.82 | 0 |  | 152.82 | 0 |  | 152.82 | 0 |  | 152.82 | 0 |  | 152.82 | 0 |  | 152.82 | 0 |  | 152.82 | 0 |  | 152.82 | 0 |  | 152.82 | 0 |  | 152.82 | 0 |  | 152.82 | 0 | 2 | 152.82 | 305.64 |  | 152.82 | 0 |  | 152.82 | 0 | 3 | 152.82 | 458.46 |  | 152.82 | 0 | 2 | 152.82 | 305.64 |  | 152.82 | 0 |  | 152.82 | 0 |  | 152.82 | 0 |  | 152.82 | 0 |  | 152.82 | 0 |  | 152.82 | 0 |  | 152.82 | 0 |  | 152.82 | 0 |  | 152.82 | 0 |  | 152.82 | 0 |  | 152.82 | 0 |  | 152.82 | 0 |  | 152.82 | 0 |  | 152.82 | 0 |  | 152.82 | 0 |  | 152.82 | 0 |  | 152.82 | 0 |  | 152.82 | 0 |  | 152.82 | 0 |  | 152.82 | 0 |  | 152.82 | 0 |  | 152.82 | 0 |  | 152.82 | 0 |  | 152.82 | 0 |  | 152.82 | 0 |  | 152.82 | 0 |  | 152.82 | 0 |  | 152.82 | 0 |  | 152.82 | 0 |  | 152.82 | 0 |  | 152.82 | 0 |  | 152.82 | 0 |  | 152.82 | 0 |  | 152.82 | 0 |  | 152.82 | 0 |  | 152.82 | 0 |  | 152.82 | 0 |  | 152.82 | 0 |  | 152.82 | 0 |  | 152.82 | 0 |  | 152.82 | 0 |  | 152.82 | 0 |  | 152.82 | 0 |  | 152.82 | 0 |  | 152.82 | 0 |  | 152.82 | 0 |  | 152.82 | 0 |  | 152.82 | 0 |  | 152.82 | 0 |  | 152.82 | 0 |  | 152.82 | 0 |  | 152.82 | 0 |  | 152.82 | 0 |  | 152.82 | 0 |  | 152.82 | 0 |  | 152.82 | 0 |  | 152.82 | 0 |  | 152.82 | 0 |  | 152.82 | 0 |  | 152.82 | 0 |  | 152.82 | 0 |  | 152.82 | 0 |  | 152.82 | 0 |  | 152.82 | 0 |  | 152.82 | 0 |  | 152.82 | 0 |  | 152.82 | 0 |  | 152.82 | 0 |  | 152.82 | 0 |  | 152.82 | 0 |  | 152.82 | 0 |  | 152.82 | 0 |  | 152.82 | 0 |  | 152.82 | 0 |  | 152.82 | 0 |  | 152.82 | 0 |  | 152.82 | 0 |  | 152.82 | 0 |  | 152.82 | 0 |  | 152.82 | 0 |  | 152.82 | 0 |  | 152.82 | 0 |  | 152.82 | 0 |  | 152.82 | 0 |  | 152.82 | 0
| Traffic Management - 2 way lights |  | 440 | 0 | 1 | 440 | 440 |  | 440 | 0 | 1 | 440 | 440 | 1 | 440 | 440 | 1 | 440 | 440 | 1 | 440 | 440 |  | 440 | 0 | 1 | 440 | 440 | 2 | 440 | 880 | 1 | 440 | 440 | 2 | 440 | 880 | 1 | 440 | 440 | 1 | 440 | 440 | 1 | 440 | 440 |  | 440 | 0 | 1 | 440 | 440 | 1 | 440 | 440 |  | 440 | 0 | 1 | 440 | 440 |  | 440 | 0 |  | 440 | 0 |  | 440 | 0 |  | 440 | 0 |  | 440 | 0 |  | 440 | 0 |  | 440 | 0 |  | 440 | 0 |  | 440 | 0 |  | 440 | 0 |  | 440 | 0 |  | 440 | 0 |  | 440 | 0 |  | 440 | 0 |  | 440 | 0 |  | 440 | 0 |  | 440 | 0 |  | 440 | 0 |  | 440 | 0 |  | 440 | 0 |  | 440 | 0 |  | 440 | 0 |  | 440 | 0 |  | 440 | 0 |  | 440 | 0 |  | 440 | 0 |  | 440 | 0 |  | 440 | 0 |  | 440 | 0 |  | 440 | 0 |  | 440 | 0 |  | 440 | 0 |  | 440 | 0 |  | 440 | 0 |  | 440 | 0 |  | 440 | 0 |  | 440 | 0 |  | 440 | 0 |  | 440 | 0 |  | 440 | 0 |  | 440 | 0 |  | 440 | 0 |  | 440 | 0 |  | 440 | 0 |  | 440 | 0 |  | 440 | 0 |  | 440 | 0 |  | 440 | 0 |  | 440 | 0 |  | 440 | 0 |  | 440 | 0 |  | 440 | 0 |  | 440 | 0 |  | 440 | 0 |  | 440 | 0 |  | 440 | 0 |  | 440 | 0 |  | 440 | 0 |  | 440 | 0 |  | 440 | 0 |  | 440 | 0 |  | 440 | 0 |  | 440 | 0 |  | 440 | 0 |  | 440 | 0 |  | 440 | 0 |  | 440 | 0 |  | 440 | 0 |  | 440 | 0 |  | 440 | 0 |  | 440 | 0 |  | 440 | 0 |  | 440 | 0 |  | 440 | 0 |  | 440 | 0 |  | 440 | 0 |  | 440 | 0 |  | 440 | 0 |  | 440 | 0 |  | 440 | 0 |  | 440 | 0 |  | 440 | 0 |  | 440 | 0 |  | 440 | 0 |  | 440 | 0
| Traffic Management - 3 way lights |  | 571 | 0 |  | 571 | 0 |  | 571 | 0 |  | 571 | 0 |  | 571 | 0 |  | 571 | 0 | 1 | 571 | 571 |  | 571 | 0 |  | 571 | 0 |  | 571 | 0 |  | 571 | 0 |  | 571 | 0 |  | 571 | 0 |  | 571 | 0 |  | 571 | 0 |  | 571 | 0 |  | 571 | 0 |  | 571 | 0 |  | 571 | 0 |  | 571 | 0 |  | 571 | 0 |  | 571 | 0 |  | 571 | 0 |  | 571 | 0 |  | 571 | 0 |  | 571 | 0 |  | 571 | 0 |  | 571 | 0 |  | 571 | 0 |  | 571 | 0 |  | 571 | 0 |  | 571 | 0 |  | 571 | 0 |  | 571 | 0 |  | 571 | 0 |  | 571 | 0 |  | 571 | 0 |  | 571 | 0 |  | 571 | 0 |  | 571 | 0 |  | 571 | 0 |  | 571 | 0 |  | 571 | 0 |  | 571 | 0 |  | 571 | 0 |  | 571 | 0 |  | 571 | 0 |  | 571 | 0 |  | 571 | 0 |  | 571 | 0 |  | 571 | 0 |  | 571 | 0 |  | 571 | 0 |  | 571 | 0 |  | 571 | 0 |  | 571 | 0 |  | 571 | 0 |  | 571 | 0 |  | 571 | 0 |  | 571 | 0 |  | 571 | 0 |  | 571 | 0 |  | 571 | 0 |  | 571 | 0 |  | 571 | 0 |  | 571 | 0 |  | 571 | 0 |  | 571 | 0 |  | 571 | 0 |  | 571 | 0 |  | 571 | 0 |  | 571 | 0 |  | 571 | 0 |  | 571 | 0 |  | 571 | 0 |  | 571 | 0 |  | 571 | 0 |  | 571 | 0 |  | 571 | 0 |  | 571 | 0 |  | 571 | 0 |  | 571 | 0 |  | 571 | 0 |  | 571 | 0 |  | 571 | 0 |  | 571 | 0 |  | 571 | 0 |  | 571 | 0 |  | 571 | 0 |  | 571 | 0 |  | 571 | 0 |  | 571 | 0 |  | 571 | 0 |  | 571 | 0 |  | 571 | 0 |  | 571 | 0 |  | 571 | 0 |  | 571 | 0 |  | 571 | 0 |  | 571 | 0 |  | 571 | 0 |  | 571 | 0 |  | 571 | 0 |  | 571 | 0 |  | 571 | 0
| Road Closure |  |  | 0 |  |  | 0 |  |  | 0 |  |  | 0 |  |  | 0 |  |  | 0 |  |  | 0 |  |  | 0 |  |  | 0 |  |  | 0 |  |  | 0 |  |  | 0 |  |  | 0 |  |  | 0 |  |  | 0 |  |  | 0 |  |  | 0 |  |  | 0 |  |  | 0 |  |  | 0 |  |  | 0 |  |  | 0 |  |  | 0 |  |  | 0 |  |  | 0 |  |  | 0 |  |  | 0 |  |  | 0 |  |  | 0 |  |  | 0 |  |  | 0 |  |  | 0 |  |  | 0 |  |  | 0 |  |  | 0 |  |  | 0 |  |  | 0 |  |  | 0 |  |  | 0 |  |  | 0 |  |  | 0 |  |  | 0 |  |  | 0 |  |  | 0 |  |  | 0 |  |  | 0 |  |  | 0 |  |  | 0 |  |  | 0 |  |  | 0 |  |  | 0 |  |  | 0 |  |  | 0 |  |  | 0 |  |  | 0 |  |  | 0 |  |  | 0 |  |  | 0 |  |  | 0 |  |  | 0 |  |  | 0 |  |  | 0 |  |  | 0 |  |  | 0 |  |  | 0 |  |  | 0 |  |  | 0 |  |  | 0 |  |  | 0 |  |  | 0 |  |  | 0 |  |  | 0 |  |  | 0 |  |  | 0 |  |  | 0 |  |  | 0 |  |  | 0 |  |  | 0 |  |  | 0 |  |  | 0 |  |  | 0 |  |  | 0 |  |  | 0 |  |  | 0 |  |  | 0 |  |  | 0 |  |  | 0 |  |  | 0 |  |  | 0 |  |  | 0 |  |  | 0 |  |  | 0 |  |  | 0 |  |  | 0 |  |  | 0 |  |  | 0 |  |  | 0 |  |  | 0 |  |  | 0 |  |  | 0 |  |  | 0 |  |  | 0 |  |  | 0 |  |  | 0 |  |  | 0
|  |  | Construction Cost | 88389.32 |  | Construction Cost | 34325.1 |  | Construction Cost | 21716.88 |  | Construction Cost | 79553.12 |  | Construction Cost | 11913.19 |  | Construction Cost | 19936 |  | Construction Cost | 70487.62 |  | Construction Cost | 27506.31 |  | Construction Cost | 52033.52 |  | Construction Cost | 18145.44 |  | Construction Cost | 45542.53 |  | Construction Cost | 62386.84 |  | Construction Cost | 101821.42 |  | Construction Cost | 14543.1 |  | Construction Cost | 7658.07 |  | Construction Cost | 28386.35 |  | Construction Cost | 11765.83 |  | Construction Cost | 44787.62 |  | Construction Cost | 47489.94 |  | Construction Cost | 27497.6 |  | Construction Cost | 37736.91 |  | Construction Cost | 5523.93 |  | Construction Cost | 20568.78 |  | Construction Cost | 10773.16 |  | Construction Cost | 9712.88 |  | Construction Cost | 4962.08 |  | Construction Cost | 6680.1 |  | Construction Cost | 21978.86 |  | Construction Cost | 34496.08 |  | Construction Cost | 9466.7 |  | Construction Cost | 10198 |  | Construction Cost | 7226.54 |  | Construction Cost | 5109.36 |  | Construction Cost | 23471.48 |  | Construction Cost | 12559.76 |  | Construction Cost | 7168.34 |  | Construction Cost | 128071.12 |  | Construction Cost | 32091.24 |  | Construction Cost | 12539.12 |  | Construction Cost | 12417.42 |  | Construction Cost | 17836.96 |  | Construction Cost | 5861.66 |  | Construction Cost | 37232.64 |  | Construction Cost | 11527.88 |  | Construction Cost | 33088.64 |  | Construction Cost | 10056.74 |  | Construction Cost | 6513.54 |  | Construction Cost | 6705.69 |  | Construction Cost | 11747.94 |  | Construction Cost | 20406.14 |  | Construction Cost | 18969.3 |  | Construction Cost | 15713.72 |  | Construction Cost | 6656.99 |  | Construction Cost | 11910.17 |  | Construction Cost | 15910.96 |  | Construction Cost | 9960.15 |  | Construction Cost | 7839.67 |  | Construction Cost | 4125.72 |  | Construction Cost | 13901.54 |  | Construction Cost | 14716.42 |  | Construction Cost | 8384.18 |  | Construction Cost | 6644.68 |  | Construction Cost | 16404.16 |  | Construction Cost | 7560.41 |  | Construction Cost | 13043.96 |  | Construction Cost | 14647.8 |  | Construction Cost | 17752.14 |  | Construction Cost | 5860.16 |  | Construction Cost | 18342.48 |  | Construction Cost | 12283.68 |  | Construction Cost | 8482.2 |  | Construction Cost | 14006.78 |  | Construction Cost | 13578.54 |  | Construction Cost | 8692 |  | Construction Cost | 7499.6 |  | Construction Cost | 6717.24 |  | Construction Cost | 8358.88 |  | Construction Cost | 4207.4 |  | Construction Cost | 8388.37 |  | Construction Cost | 18650.28 |  | Construction Cost | 7186.29 |  | Construction Cost | 5981.18 |  | Construction Cost | 10060.2 |  | Construction Cost | 9701.06 |  | Construction Cost | 10835.04 |  | Construction Cost | 6717.84 |  | Construction Cost | 20685.18 |  | Construction Cost | 16879.26 |  | Construction Cost | 13488.17 |  | Construction Cost | 4198.88 |  | Construction Cost | 6393.68 |  | Construction Cost | 6151.2 |  | Construction Cost | 8285.72 |  | Construction Cost | 1846.04 |  | Construction Cost | 7810.18 |  | Construction Cost | 21296.92 |  | Construction Cost | 6484.94 |  | Construction Cost | 17323.24 |  | Construction Cost | 26589.3 |  | Construction Cost | 7856.88 |  | Construction Cost | 8633.58 |  | Construction Cost | 15482.86 |  | Construction Cost | 12295.82 |  | Construction Cost | 1910.68 |  | Construction Cost | 7455.06 | 1990374.27
| Additional Costs | 2200 |  | 2200 | 2200 |  | 2200 | 2200 |  | 2200 | 2200 |  | 2200 | 2200 |  | 2200 | 2200 |  | 2200 | 2200 |  | 2200 | 2200 |  | 2200 | 2200 |  | 2200 | 2200 |  | 2200 | 2200 |  | 2200 | 2200 |  | 2200 | 2200 |  | 2200 | 2200 |  | 2200 | 2200 |  | 2200 | 2200 |  | 2200 | 2200 |  | 2200 | 2200 |  | 2200 | 2200 |  | 2200 | 2200 |  | 2200 | 2200 |  | 2200 | 2200 |  | 2200 | 2200 |  | 2200 | 2200 |  | 2200 | 2200 |  | 2200 | 2200 |  | 2200 | 2200 |  | 2200 | 2200 |  | 2200 | 2200 |  | 2200 | 2200 |  | 2200 | 2200 |  | 2200 | 2200 |  | 2200 | 2200 |  | 2200 | 2200 |  | 2200 | 2200 |  | 2200 | 2200 |  | 2200 | 2200 |  | 2200 | 2200 |  | 2200 | 2200 |  | 2200 | 2200 |  | 2200 | 2200 |  | 2200 | 2200 |  | 2200 | 2200 |  | 2200 | 2200 |  | 2200 | 2200 |  | 2200 | 2200 |  | 2200 | 2200 |  | 2200 | 2200 |  | 2200 | 2200 |  | 2200 | 2200 |  | 2200 | 2200 |  | 2200 | 2200 |  | 2200 | 2200 |  | 2200 | 2200 |  | 2200 | 2200 |  | 2200 | 2200 |  | 2200 | 2200 |  | 2200 | 2200 |  | 2200 | 2200 |  | 2200 | 2200 |  | 2200 | 2200 |  | 2200 | 2200 |  | 2200 | 2200 |  | 2200 | 2200 |  | 2200 | 2200 |  | 2200 | 2200 |  | 2200 | 2200 |  | 2200 | 2200 |  | 2200 | 2200 |  | 2200 | 2200 |  | 2200 | 2200 |  | 2200 | 2200 |  | 2200 | 2200 |  | 2200 | 2200 |  | 2200 | 2200 |  | 2200 | 2200 |  | 2200 | 2200 |  | 2200 | 2200 |  | 2200 | 2200 |  | 2200 | 2200 |  | 2200 | 2200 |  | 2200 | 2200 |  | 2200 | 2200 |  | 2200 | 2200 |  | 2200 | 2200 |  | 2200 | 2200 |  | 2200 | 2200 |  | 2200 | 2200 |  | 2200 | 2200 |  | 2200 | 2200 |  | 2200 | 2200 |  | 2200 | 2200 |  | 2200 | 2200 |  | 2200 | 2200 |  | 2200 | 2200 |  | 2200 | 2200 |  | 2200 | 2200 |  | 2200 | 2200 |  | 2200 | 2200 |  | 2200 | 2200 |  | 2200 | 2200 |  | 2200 | 2200 |  | 2200 | 2200 |  | 2200 | 2200 |  | 2200 | 2200 |  | 2200 | 231000
|  |  |  | 90589.32 |  |  | 36525.1 |  |  | 23916.88 |  |  | 81753.12 |  |  | 14113.19 |  |  | 22136 |  |  | 72687.62 |  |  | 29706.31 |  |  | 54233.52 |  |  | 20345.44 |  |  | 47742.53 |  |  | 64586.84 |  |  | 104021.42 |  |  | 16743.1 |  |  | 9858.07 |  |  | 30586.35 |  |  | 13965.83 |  |  | 46987.62 |  |  | 49689.94 |  |  | 29697.6 |  |  | 39936.91 |  |  | 7723.93 |  |  | 22768.78 |  |  | 12973.16 |  |  | 11912.88 |  |  | 7162.08 |  |  | 8880.1 |  |  | 24178.86 |  |  | 36696.08 |  |  | 11666.7 |  |  | 12398 |  |  | 9426.54 |  |  | 7309.36 |  |  | 25671.48 |  |  | 14759.76 |  |  | 9368.34 |  |  | 130271.12 |  |  | 34291.24 |  |  | 14739.12 |  |  | 14617.42 |  |  | 20036.96 |  |  | 8061.66 |  |  | 39432.64 |  |  | 13727.88 |  |  | 35288.64 |  |  | 12256.74 |  |  | 8713.54 |  |  | 8905.69 |  |  | 13947.94 |  |  | 22606.14 |  |  | 21169.3 |  |  | 17913.72 |  |  | 8856.99 |  |  | 14110.17 |  |  | 18110.96 |  |  | 12160.15 |  |  | 10039.67 |  |  | 6325.72 |  |  | 16101.54 |  |  | 16916.42 |  |  | 10584.18 |  |  | 8844.68 |  |  | 18604.16 |  |  | 9760.41 |  |  | 15243.96 |  |  | 16847.8 |  |  | 19952.14 |  |  | 8060.16 |  |  | 20542.48 |  |  | 14483.68 |  |  | 10682.2 |  |  | 16206.78 |  |  | 15778.54 |  |  | 10892 |  |  | 9699.6 |  |  | 8917.24 |  |  | 10558.88 |  |  | 6407.4 |  |  | 10588.37 |  |  | 20850.28 |  |  | 9386.29 |  |  | 8181.18 |  |  | 12260.2 |  |  | 11901.06 |  |  | 13035.04 |  |  | 8917.84 |  |  | 22885.18 |  |  | 19079.26 |  |  | 15688.17 |  |  | 6398.88 |  |  | 8593.68 |  |  | 8351.2 |  |  | 10485.72 |  |  | 4046.04 |  |  | 10010.18 |  |  | 23496.92 |  |  | 8684.94 |  |  | 19523.24 |  |  | 28789.3 |  |  | 10056.88 |  |  | 10833.58 |  |  | 17682.86 |  |  | 14495.82 |  |  | 4110.68 |  |  | 9655.06
Charges has been estimated using Part D: Water Connection Charges
https://www.anglianwater.co.uk/siteassets/developers/development-services/2019-05-24-ds-charging-arrangements-2019-2020-updated.pdf
Page 11/12 | [6 empty] | Page 13
Page 20
[8 empty] | Fitting |  |  | 90 | 575.24
[8 empty] | E.g. Sluice Valve |  |  | 125 | 567.94
[8 empty] | Wash Out / Meter Chamber / NRV / PSV / AiCr valve |  |  | 180 | 590.34
[11 empty] | 225 | 1123.15
[11 empty] | 280 | 1478.4

## Affinity
New data
| Job No | Job103 |  |  | Job93 |  |  | Job83 |  |  | Job101 |  |  | Job50 |  |  | Job79 |  |  | Job100 |  |  | Job89 |  |  | Job99 |  |  | Job74 |  |  | Job98 |  |  | Job102 |  |  | Job104 |  |  | Job51 |  |  | Job29 |  |  | Job7 |  |  | Job95 |  |  | Job55 |  |  | Job11 |  |  | Job88 |  |  | Job97 |  |  | Job13 |  |  | Job80 |  |  | Job45 |  |  | Job40 |  |  | Job12 |  |  | Job22 |  |  | Job84 |  |  | Job94 |  |  | Job38 |  |  | Job44 |  |  | Job25 |  |  | Job27 |  |  | Job86 |  |  | Job57 |  |  | Job24 |  |  | Job105 |  |  | Job91 |  |  | Job56 |  |  | Job54 |  |  | Job73 |  |  | Job15 |  |  | Job96 |  |  | Job47 |  |  | Job92 |  |  | Job42 |  |  | Job20 |  |  | Job60 |  |  | Job49 |  |  | Job78 |  |  | Job77 |  |  | Job67 |  |  | Job59 |  |  | Job41 |  |  | Job68 |  |  | Job66 |  |  | Job6 |  |  | Job8 |  |  | Job62 |  |  | Job64 |  |  | Job34 |  |  | Job21 |  |  | Job69 |  |  | Job26 |  |  | Job58 |  |  | Job63 |  |  | Job72 |  |  | Job14 |  |  | Job75 |  |  | Job52 |  |  | Job35 |  |  | Job71 |  |  | Job61 |  |  | Job37 |  |  | Job28 |  |  | Job17 |  |  | Job33 |  |  | Job4 |  |  | Job30 |  |  | Job70 |  |  | Job2 |  |  | Job9 |  |  | Job43 |  |  | Job39 |  |  | Job46 |  |  | Job23 |  |  | Job81 |  |  | Job76 |  |  | Job85 |  |  | Job16 |  |  | Job18 |  |  | Job48 |  |  | Job32 |  |  | Job10 |  |  | Job90 |  |  | Job82 |  |  | Job19 |  |  | Job1 |  |  | Job87 |  |  | Job31 |  |  | Job36 |  |  | Job65 |  |  | Job53 |  |  | Job5 |  |  | Job3
| Area | East |  |  | East |  |  | East |  |  | East |  |  | East |  |  | East |  |  | East |  |  | North |  |  | North |  |  | North |  |  | North |  |  | North |  |  | North |  |  | North |  |  | West |  |  | West |  |  | West |  |  | West |  |  | West |  |  | West |  |  | West |  |  | North |  |  | North |  |  | North |  |  | North |  |  | North |  |  | North |  |  | North |  |  | North |  |  | North |  |  | North |  |  | North |  |  | North |  |  | North |  |  | North |  |  | North |  |  | North |  |  | North |  |  | North |  |  | North |  |  | North |  |  | North |  |  | North |  |  | North |  |  | North |  |  | North |  |  | North |  |  | North |  |  | North |  |  | North |  |  | North |  |  | North |  |  | North |  |  | North |  |  | North |  |  | North |  |  | North |  |  | North |  |  | North |  |  | North |  |  | North |  |  | North |  |  | North |  |  | North |  |  | North |  |  | North |  |  | North |  |  | North |  |  | North |  |  | North |  |  | West |  |  | West |  |  | West |  |  | West |  |  | West |  |  | West |  |  | West |  |  | West |  |  | West |  |  | West |  |  | West |  |  | West |  |  | West |  |  | West |  |  | West |  |  | West |  |  | West |  |  | West |  |  | West |  |  | West |  |  | West |  |  | West |  |  | West |  |  | West |  |  | West |  |  | West |  |  | West |  |  | West |  |  | West |  |  | West |  |  | West |  |  | West |  |  | West |  |  | West |  |  | West
| No of Plots | 228 |  |  | 108 |  |  | 95 |  |  | 250 |  |  | 15 |  |  | 58 |  |  | 165 |  |  | 77 |  |  | 167 |  |  | 21 |  |  | 101 |  |  | 175 |  |  | 258 |  |  | 54 |  |  | 19 |  |  | 115 |  |  | 34 |  |  | 266 |  |  | 206 |  |  | 74 |  |  | 138 |  |  | 15 |  |  | 57 |  |  | 5 |  |  | 13 |  |  | 7 |  |  | 25 |  |  | 148 |  |  | 27 |  |  | 27 |  |  | 15 |  |  | 4 |  |  | 4 |  |  | 7 |  |  | 19 |  |  | 7 |  |  | 250 |  |  | 100 |  |  | 35 |  |  | 35 |  |  | 36 |  |  | 4 |  |  | 95 |  |  | 22 |  |  | 20 |  |  | 22 |  |  | 5 |  |  | 14 |  |  | 22 |  |  | 31 |  |  | 21 |  |  | 28 |  |  | 9 |  |  | 10 |  |  | 7 |  |  | 12 |  |  | 10 |  |  | 32 |  |  | 8 |  |  | 10 |  |  | 16 |  |  | 10 |  |  | 16 |  |  | 5 |  |  | 25 |  |  | 23 |  |  | 32 |  |  | 12 |  |  | 32 |  |  | 34 |  |  | 18 |  |  | 50 |  |  | 14 |  |  | 36 |  |  | 11 |  |  | 23 |  |  | 26 |  |  | 11 |  |  | 40 |  |  | 24 |  |  | 25 |  |  | 24 |  |  | 32 |  |  | 36 |  |  | 34 |  |  | 18 |  |  | 59 |  |  | 24 |  |  | 25 |  |  | 24 |  |  | 11 |  |  | 23 |  |  | 24 |  |  | 11 |  |  | 40 |  |  | 88 |  |  | 8 |  |  | 23 |  |  | 9 |  |  | 19 |  |  | 4 |  |  | 4 |  |  | 17 |  |  | 8 |  |  | 29
| Total Meterage | 2111 |  |  | 684 |  |  | 525 |  |  | 1910 |  |  | 217 |  |  | 443 |  |  | 1224 |  |  | 539 |  |  | 1168 |  |  | 278 |  |  | 978 |  |  | 1132 |  |  | 2113 |  |  | 156 |  |  | 114 |  |  | 626 |  |  | 162 |  |  | 846 |  |  | 888 |  |  | 514 |  |  | 800 |  |  | 97.5 |  |  | 423 |  |  | 241 |  |  | 192 |  |  | 78 |  |  | 365 |  |  | 194 |  |  | 712 |  |  | 63 |  |  | 193 |  |  | 151 |  |  | 63 |  |  | 572 |  |  | 228 |  |  | 73 |  |  | 2956 |  |  | 579 |  |  | 257 |  |  | 213 |  |  | 287 |  |  | 107 |  |  | 802 |  |  | 173 |  |  | 663 |  |  | 173 |  |  | 60 |  |  | 114 |  |  | 134 |  |  | 171 |  |  | 278 |  |  | 306 |  |  | 114 |  |  | 224 |  |  | 312 |  |  | 90 |  |  | 145 |  |  | 27 |  |  | 149 |  |  | 139 |  |  | 95 |  |  | 112 |  |  | 169 |  |  | 67 |  |  | 228 |  |  | 242 |  |  | 341 |  |  | 26 |  |  | 341 |  |  | 197 |  |  | 141 |  |  | 212 |  |  | 237 |  |  | 555 |  |  | 98 |  |  | 45 |  |  | 175 |  |  | 8 |  |  | 160 |  |  | 306 |  |  | 111 |  |  | 110 |  |  | 168 |  |  | 131 |  |  | 162 |  |  | 114 |  |  | 399 |  |  | 306 |  |  | 251 | [5 empty] | 89 |  |  | 45 |  |  | 173 |  |  | 8 |  |  | 160 |  |  | 448 |  |  | 70 |  |  | 277 |  |  | 636 |  |  | 129 |  |  | 129 |  |  | 202 |  |  | 252 |  |  | 31 |  |  | 162
| Contaminated | N |  |  | N |  |  | N |  |  | N |  |  | N |  |  | N |  |  | N |  |  | N |  |  | N |  |  | N |  |  | N |  |  | Y |  |  | N |  |  | mixed |  |  | N |  |  | Y |  |  | Y |  |  | Y |  |  | Y |  |  | N |  |  | Y |  |  | N |  |  | N |  |  | N |  |  | N |  |  | N |  |  | N |  |  | N |  |  | N |  |  | N |  |  | N |  |  | N |  |  | N |  |  | N |  |  | N |  |  | N |  |  | N |  |  | N |  |  | N |  |  | N |  |  | N |  |  | N |  |  | N |  |  | N |  |  | N |  |  | N |  |  | N |  |  | Y |  |  | N |  |  | Y |  |  | N |  |  | N |  |  | Y |  |  | Y |  |  | N |  |  | Y |  |  | Y |  |  | N |  |  | N |  |  | N |  |  | N |  |  | N |  |  | N |  |  | Y |  |  | N |  |  | N |  |  | N |  |  | N |  |  | N |  |  | N |  |  | N |  |  | Y |  |  | N |  |  | N |  |  | N |  |  | Y |  |  | N |  |  | N |  |  | Y |  |  | N |  |  | Y |  |  | N |  |  | N |  |  | N |  |  | N |  |  | N |  |  | N |  |  | N |  |  | Y |  |  | N |  |  | N |  |  | N |  |  | N |  |  | N |  |  | N |  |  | N |  |  | N |  |  | Y |  |  | N |  |  | N |  |  | N |  |  | N |  |  | N |  |  | N |  |  | Y
| Connection Diameter | 180mm |  |  | 125mm |  |  | 100mm |  |  | 180mm |  |  | 150mm |  |  | 150mm |  |  | 180mm |  |  | 150mm |  |  | 180mm |  |  | 125mm |  |  | 150mm |  |  | 150mm |  |  | 125mm |  |  | (UP 200mm) (b2b 150mm) |  |  | 180mm |  |  | 150mm |  |  | 125mm |  |  | 180mm |  |  | 200mm |  |  | 125mm |  |  | 150mm |  |  | 180mm |  |  | 180mm |  |  | 180mm |  |  | 180mm |  |  | 180mm |  |  | 180mm |  |  | 180mm |  |  | 180mm |  |  | 180mm |  |  | 180mm |  |  | 180mm |  |  | 180mm |  |  | 180mm |  |  | 180mm |  |  | 180mm |  |  | 180mm |  |  | 180mm |  |  | 180mm |  |  | 180mm |  |  | 180mm |  |  | 180mm |  |  | 180mm |  |  | 180mm |  |  | 180mm |  |  | 180mm |  |  | 180mm |  |  | 180mm |  |  | 180mm |  |  | 180mm |  |  | 180mm |  |  | 180mm |  |  | 180mm |  |  | 180mm |  |  | 180mm |  |  | 180mm |  |  | 180mm |  |  | 180mm |  |  | 180mm |  |  | 180mm |  |  | 180mm |  |  | 180mm |  |  | 180mm |  |  | 180mm |  |  | 180mm |  |  | 180mm |  |  | 180mm |  |  | 180mm |  |  | 180mm |  |  | 180mm |  |  | 180mm |  |  | 180mm |  |  | 180mm |  |  | 180mm |  |  | 180mm |  |  | 180mm |  |  | 180mm |  |  | 180mm |  |  | 180mm |  |  | 180mm |  |  | 180mm |  |  | 180mm |  |  | 180mm |  |  | 180mm |  |  | 180mm |  |  | 180mm |  |  | 180mm |  |  | 180mm |  |  | 180mm |  |  | 180mm |  |  | 180mm |  |  | 180mm |  |  | 180mm |  |  | 180mm |  |  | 180mm |  |  | 180mm |  |  | 180mm |  |  | 180mm |  |  | 180mm |  |  | 180mm |  |  | 180mm |  |  | 180mm |  |  | 180mm |  |  | 180mm |  |  | 180mm
| Connection surface type | On-site |  |  | Surfaced |  |  | On-site |  |  | Surfaced |  |  | Surfaced |  |  | Surfaced |  |  | Surfaced |  |  | Surfaced |  |  | On-site |  |  | Surfaced |  |  | On-site |  |  | On-site |  |  | On-site |  |  | On-site |  |  | Surfaced |  |  | Surfaced |  |  | Surfaced |  |  | Surfaced |  |  | On-site |  |  | Surfaced |  |  | Surfaced |  |  | On-site |  |  | On-site |  |  | On-site |  |  | On-site |  |  | On-site |  |  | On-site |  |  | On-site |  |  | On-site |  |  | On-site |  |  | On-site |  |  | On-site |  |  | On-site |  |  | On-site |  |  | On-site |  |  | On-site |  |  | On-site |  |  | On-site |  |  | On-site |  |  | On-site |  |  | On-site |  |  | On-site |  |  | On-site |  |  | On-site |  |  | On-site |  |  | On-site |  |  | On-site |  |  | On-site |  |  | On-site |  |  | On-site |  |  | On-site |  |  | On-site |  |  | On-site |  |  | On-site |  |  | On-site |  |  | On-site |  |  | On-site |  |  | On-site |  |  | On-site |  |  | On-site |  |  | On-site |  |  | On-site |  |  | On-site |  |  | On-site |  |  | On-site |  |  | On-site |  |  | On-site |  |  | On-site |  |  | On-site |  |  | On-site |  |  | On-site |  |  | On-site |  |  | On-site |  |  | On-site |  |  | On-site |  |  | On-site |  |  | On-site |  |  | On-site |  |  | On-site |  |  | On-site |  |  | On-site |  |  | On-site |  |  | On-site |  |  | On-site |  |  | On-site |  |  | On-site |  |  | On-site |  |  | On-site |  |  | On-site |  |  | On-site |  |  | On-site |  |  | On-site |  |  | On-site |  |  | On-site |  |  | On-site |  |  | On-site |  |  | On-site |  |  | On-site |  |  | On-site |  |  | On-site |  |  | On-site |  |  | On-site |  |  | On-site |  |  | On-site |  |  | On-site
Assumptions | Scheme Specific: | Quantity | Unit Cost | Total | Quantity | Unit Cost | Total | Quantity | Unit Cost | Total | Quantity | Unit Cost | Total | Quantity | Unit Cost | Total | Quantity | Unit Cost | Total | Quantity | Unit Cost | Total | Quantity | Unit Cost | Total | Quantity | Unit Cost | Total | Quantity | Unit Cost | Total | Quantity | Unit Cost | Total | Quantity | Unit Cost | Total | Quantity | Unit Cost | Total | Quantity | Unit Cost | Total | Quantity | Unit Cost | Total | Quantity | Unit Cost | Total | Quantity | Unit Cost | Total | Quantity | Unit Cost | Total | Quantity | Unit Cost | Total | Quantity | Unit Cost | Total | Quantity | Unit Cost | Total | Quantity | Unit Cost | Total | Quantity | Unit Cost | Total | Quantity | Unit Cost | Total | Quantity | Unit Cost | Total | Quantity | Unit Cost | Total | Quantity | Unit Cost | Total | Quantity | Unit Cost | Total | Quantity | Unit Cost | Total | Quantity | Unit Cost | Total | Quantity | Unit Cost | Total | Quantity | Unit Cost | Total | Quantity | Unit Cost | Total | Quantity | Unit Cost | Total | Quantity | Unit Cost | Total | Quantity | Unit Cost | Total | Quantity | Unit Cost | Total | Quantity | Unit Cost | Total | Quantity | Unit Cost | Total | Quantity | Unit Cost | Total | Quantity | Unit Cost | Total | Quantity | Unit Cost | Total | Quantity | Unit Cost | Total | Quantity | Unit Cost | Total | Quantity | Unit Cost | Total | Quantity | Unit Cost | Total | Quantity | Unit Cost | Total | Quantity | Unit Cost | Total | Quantity | Unit Cost | Total | Quantity | Unit Cost | Total | Quantity | Unit Cost | Total | Quantity | Unit Cost | Total | Quantity | Unit Cost | Total | Quantity | Unit Cost | Total | Quantity | Unit Cost | Total | Quantity | Unit Cost | Total | Quantity | Unit Cost | Total | Quantity | Unit Cost | Total | Quantity | Unit Cost | Total | Quantity | Unit Cost | Total | Quantity | Unit Cost | Total | Quantity | Unit Cost | Total | Quantity | Unit Cost | Total | Quantity | Unit Cost | Total | Quantity | Unit Cost | Total | Quantity | Unit Cost | Total | Quantity | Unit Cost | Total | Quantity | Unit Cost | Total | Quantity | Unit Cost | Total | Quantity | Unit Cost | Total | Quantity | Unit Cost | Total | Quantity | Unit Cost | Total | Quantity | Unit Cost | Total | Quantity | Unit Cost | Total | Quantity | Unit Cost | Total | Quantity | Unit Cost | Total | Quantity | Unit Cost | Total | Quantity | Unit Cost | Total | Quantity | Unit Cost | Total | Quantity | Unit Cost | Total | Quantity | Unit Cost | Total | Quantity | Unit Cost | Total | Quantity | Unit Cost | Total | Quantity | Unit Cost | Total | Quantity | Unit Cost | Total | Quantity | Unit Cost | Total | Quantity | Unit Cost | Total | Quantity | Unit Cost | Total | Quantity | Unit Cost | Total | Quantity | Unit Cost | Total | Quantity | Unit Cost | Total | Quantity | Unit Cost | Total | Quantity | Unit Cost | Total | Quantity | Unit Cost | Total | Quantity | Unit Cost | Total | Quantity | Unit Cost | Total | Quantity | Unit Cost | Total | Quantity | Unit Cost | Total | Quantity | Unit Cost | Total | Quantity | Unit Cost | Total | Quantity | Unit Cost | Total | Quantity | Unit Cost | Total | Quantity | Unit Cost | Total | Quantity | Unit Cost | Total | Quantity | Unit Cost | Total
| Underpressure Connection |  | 1344 | 0 |  | 1344 | 0 | 1 | 1344 | 1344 | 1 | 1344 | 1344 |  | 1344 | 0 |  | 1344 | 0 | 1 | 1344 | 1344 |  | 1344 | 0 |  | 1344 | 0 | 2 | 1344 | 2688 |  | 1344 | 0 |  | 1344 | 0 | 1 | 1344 | 1344 | 1 | 1344 | 1344 | 1 | 1344 | 1344 |  | 1344 | 0 |  | 1344 | 0 | 1 | 1344 | 1344 |  | 1344 | 0 | 1 | 1344 | 1344 | 1 | 1344 | 1344 |  | 1344 | 0 |  | 1344 | 0 |  | 1344 | 0 |  | 1344 | 0 |  | 1344 | 0 |  | 1344 | 0 |  | 1344 | 0 |  | 1344 | 0 |  | 1344 | 0 |  | 1344 | 0 |  | 1344 | 0 |  | 1344 | 0 |  | 1344 | 0 |  | 1344 | 0 |  | 1344 | 0 |  | 1344 | 0 |  | 1344 | 0 |  | 1344 | 0 |  | 1344 | 0 |  | 1344 | 0 |  | 1344 | 0 |  | 1344 | 0 |  | 1344 | 0 |  | 1344 | 0 |  | 1344 | 0 |  | 1344 | 0 |  | 1344 | 0 |  | 1344 | 0 |  | 1344 | 0 |  | 1344 | 0 |  | 1344 | 0 |  | 1344 | 0 |  | 1344 | 0 |  | 1344 | 0 |  | 1344 | 0 |  | 1344 | 0 |  | 1344 | 0 |  | 1344 | 0 |  | 1344 | 0 |  | 1344 | 0 |  | 1344 | 0 |  | 1344 | 0 |  | 1344 | 0 |  | 1344 | 0 |  | 1344 | 0 |  | 1344 | 0 |  | 1344 | 0 |  | 1344 | 0 |  | 1344 | 0 |  | 1344 | 0 |  | 1344 | 0 |  | 1344 | 0 |  | 1344 | 0 |  | 1344 | 0 | 1 | 1344 | 1344 |  | 1344 | 0 | 1 | 1344 | 1344 |  | 1344 | 0 | 1 | 1344 | 1344 |  | 1344 | 0 |  | 1344 | 0 | 1 | 1344 | 1344 |  | 1344 | 0 |  | 1344 | 0 |  | 1344 | 0 |  | 1344 | 0 | 1 | 1344 | 1344 |  | 1344 | 0 |  | 1344 | 0 |  | 1344 | 0 | 1 | 1344 | 1344 |  | 1344 | 0 | 1 | 1344 | 1344 |  | 1344 | 0 | 1 | 1344 | 1344 |  | 1344 | 0 | 2 | 1344 | 2688 | 1 | 1344 | 1344 |  | 1344 | 0 | 1 | 1344 | 1344 | 2 | 1344 | 2688 |  | 1344 | 0 |  | 1344 | 0 |  | 1344 | 0
| Cut in/branch Connection |  | 1344 | 0 | 1 | 1344 | 1344 |  | 1344 | 0 |  | 1344 | 0 | 1 | 1344 | 1344 | 1 | 1344 | 1344 |  | 1344 | 0 | 2 | 1344 | 2688 |  | 1344 | 0 |  | 1344 | 0 |  | 1344 | 0 | 2 | 1344 | 2688 | 1 | 1344 | 1344 |  | 1344 | 0 |  | 1344 | 0 |  | 1344 | 0 | 1 | 1344 | 1344 |  | 1344 | 0 |  | 1344 | 0 |  | 1344 | 0 |  | 1344 | 0 |  | 1344 | 0 |  | 1344 | 0 |  | 1344 | 0 |  | 1344 | 0 |  | 1344 | 0 |  | 1344 | 0 |  | 1344 | 0 |  | 1344 | 0 |  | 1344 | 0 |  | 1344 | 0 |  | 1344 | 0 |  | 1344 | 0 |  | 1344 | 0 |  | 1344 | 0 |  | 1344 | 0 |  | 1344 | 0 |  | 1344 | 0 |  | 1344 | 0 |  | 1344 | 0 |  | 1344 | 0 |  | 1344 | 0 |  | 1344 | 0 |  | 1344 | 0 |  | 1344 | 0 |  | 1344 | 0 |  | 1344 | 0 |  | 1344 | 1344 |  | 1344 | 0 |  | 1344 | 0 |  | 1344 | 0 |  | 1344 | 0 |  | 1344 | 0 |  | 1344 | 0 |  | 1344 | 0 |  | 1344 | 0 |  | 1344 | 0 |  | 1344 | 0 |  | 1344 | 0 |  | 1344 | 0 |  | 1344 | 0 |  | 1344 | 0 |  | 1344 | 0 |  | 1344 | 0 |  | 1344 | 0 |  | 1344 | 0 |  | 1344 | 0 |  | 1344 | 0 |  | 1344 | 0 |  | 1344 | 0 |  | 1344 | 0 |  | 1344 | 0 | 1 | 1344 | 1344 |  | 1344 | 0 |  | 1344 | 0 |  | 1344 | 0 |  | 1344 | 0 |  | 1344 | 0 |  | 1344 | 0 |  | 1344 | 0 |  | 1344 | 0 |  | 1344 | 0 |  | 1344 | 0 | 1 | 1344 | 1344 | 1 | 1344 | 1344 | 1 | 1344 | 1344 |  | 1344 | 0 |  | 1344 | 0 |  | 1344 | 0 |  | 1344 | 0 | 1 | 1344 | 1344 |  | 1344 | 0 |  | 1344 | 0 |  | 1344 | 0 |  | 1344 | 0 |  | 1344 | 0 |  | 1344 | 0 |  | 1344 | 0 |  | 1344 | 0 |  | 1344 | 0 |  | 1344 | 0 |  | 1344 | 0 | 1 | 1344 | 1344 |  | 1344 | 0 | 1 | 1344 | 1344
Assumed underpressure/branch connection as no obvious 'in line' connection | In Line / back to back connection | 2 | 1344 | 2688 | 1 | 1344 | 1344 |  | 1344 | 0 |  | 1344 | 0 | 1 | 1344 | 1344 | 1 | 1344 | 1344 | 1 | 1344 | 1344 |  | 1344 | 0 | 2 | 1344 | 2688 | 2 | 1344 | 2688 | 1 | 1344 | 1344 | 6 | 1344 | 8064 | 4 | 1344 | 5376 | 1 | 1344 | 1344 | 1 | 1344 | 1344 | 1 | 1344 | 1344 | 1 | 1344 | 1344 | 1 | 1344 | 1344 | 2 | 1344 | 2688 | 1 | 1344 | 1344 | 1 | 1344 | 1344 | 1 | 1344 | 1344 | 2 | 1344 | 2688 | 1 | 1344 | 1344 | 1 | 1344 | 1344 | 1 | 1344 | 1344 | 1 | 1344 | 1344 | 7 | 1344 | 9408 | 1 | 1344 | 1344 | 1 | 1344 | 1344 | 1 | 1344 | 1344 | 1 | 1344 | 1344 | 1 | 1344 | 1344 | 1 | 1344 | 1344 | 2 | 1344 | 2688 | 1 | 1344 | 1344 | 2 | 1344 | 2688 | 4 | 1344 | 5376 | 1 | 1344 | 1344 | 1 | 1344 | 1344 | 1 | 1344 | 1344 | 1 | 1344 | 1344 | 1 | 1344 | 1344 | 1 | 1344 | 1344 | 1 | 1344 | 1344 | 1 | 1344 | 1344 | 1 | 1344 | 1344 | 1 | 1344 | 4032 | 2 | 1344 | 2688 | 2 | 1344 | 2688 | 2 | 1344 | 2688 | 1 | 1344 | 1344 | 1 | 1344 | 1344 | 1 | 1344 | 1344 | 1 | 1344 | 1344 | 1 | 1344 | 1344 | 1 | 1344 | 1344 | 1 | 1344 | 1344 | 1 | 1344 | 1344 | 1 | 1344 | 1344 | 1 | 1344 | 1344 | 1 | 1344 | 1344 | 1 | 1344 | 1344 | 1 | 1344 | 1344 | 1 | 1344 | 1344 | 1 | 1344 | 1344 | 1 | 1344 | 1344 | 1 | 1344 | 1344 | 1 | 1344 | 1344 | 3 | 1344 | 4032 | 2 | 1344 | 2688 | 2 | 1344 | 2688 | 1 | 1344 | 1344 | 1 | 1344 | 1344 | 2 | 1344 | 2688 | 1 | 1344 | 1344 | 1 | 1344 | 1344 | 1 | 1344 | 1344 | 1 | 1344 | 1344 | 1 | 1344 | 1344 | 1 | 1344 | 1344 | 1 | 1344 | 1344 | 1 | 1344 | 1344 | 1 | 1344 | 1344 | 1 | 1344 | 1344 | 1 | 1344 | 1344 | 1 | 1344 | 1344 | 1 | 1344 | 1344 | 1 | 1344 | 1344 | 1 | 1344 | 1344 | 1 | 1344 | 1344 | 1 | 1344 | 1344 | 1 | 1344 | 1344 | 1 | 1344 | 1344 | 1 | 1344 | 1344 |  | 1344 | 0 | 1 | 1344 | 1344 | 2 | 1344 | 2688 | 1 | 1344 | 1344 | 1 | 1344 | 1344 | 1 | 1344 | 1344 | 2 | 1344 | 2688 | 1 | 1344 | 1344 | 1 | 1344 | 1344 | 1 | 1344 | 1344
Assumed to be accounted for in the cost of pipework | Chambered fittings e.g. SV/FH/WO | 18 |  | 0 | 13 |  | 0 | 2 |  | 0 | 14 |  | 0 | 2 |  | 0 | 2 |  | 0 | 18 |  | 0 | 6 |  | 0 | 13 |  | 0 | 2 |  | 0 | 16 |  | 0 | 23 |  | 0 | 34 |  | 0 | 6 |  | 0 | 1 |  | 0 | 8 |  | 0 | 4 |  | 0 | 17 |  | 0 | 12 |  | 0 | 10 |  | 0 | 10 |  | 0 | 2 |  | 0 | 6 |  | 0 | 2 |  | 0 | 3 |  | 0 | 2 |  | 0 | 10 |  | 0 | 16 |  | 0 | 13 |  | 0 | 9 |  | 0 | 4 |  | 0 | 2 |  | 0 | 3 |  | 0 | 3 |  | 0 | 7 |  | 0 | 6 |  | 0 | 33 |  | 0 | 14 |  | 0 | 4 |  | 0 | 6 |  | 0 | 11 |  | 0 | 2 |  | 0 | 12 |  | 0 | 7 |  | 0 | 13 |  | 0 | 5 |  | 0 | 6 |  | 0 | 3 |  | 0 | 10 |  | 0 | 22 |  | 0 | 12 |  | 0 | 6 |  | 0 | 3 |  | 0 | 5 |  | 0 | 6 |  | 0 | 10 |  | 0 | 3 |  | 0 | 4 |  | 0 | 13 |  | 0 | 15 |  | 0 | 7 |  | 0 | 3 |  | 0 | 16 |  | 0 | 7 |  | 0 | 6 |  | 0 | 8 |  | 0 | 8 |  | 0 | 7 |  | 0 | 9 |  | 0 | 5 |  | 0 | 3 |  | 0 | 8 |  | 0 | 7 |  | 0 | 10 |  | 0 | 4 |  | 0 | 6 |  | 0 | 2 |  | 0 | 4 |  | 0 | 3 |  | 0 | 10 |  | 0 | 4 |  | 0 | 2 |  | 0 | 4 |  | 0 | 7 |  | 0 | 7 |  | 0 | 3 |  | 0 | 9 |  | 0 | 7 |  | 0 | 6 |  | 0 | 4 |  | 0 | 4 |  | 0 | 5 |  | 0 | 2 |  | 0 |  |  | 0 | 2 |  | 0 | 7 |  | 0 | 5 |  | 0 | 7 |  | 0 | 3 |  | 0 | 4 |  | 0 | 4 |  | 0 | 8 |  | 0 | 4 |  | 0 |  |  | 0 |  |  | 0
| 63mm Open Cut Development Site | 287 | 91 | 26117 | 279 | 91 | 25389 |  | 91 | 0 | 141 | 91 | 12831 |  | 91 | 0 |  | 91 | 0 | 251 | 91 | 22841 |  | 91 | 0 | 200 | 91 | 18200 |  | 91 | 0 | 264 | 91 | 24024 | 85 | 106 | 9010 | 356 | 91 | 32396 | 63 | 106 | 6678 |  | 91 | 0 |  | 106 | 0 |  | 106 | 0 |  | 106 | 0 |  | 106 | 0 | 40 | 91 | 3640 |  | 106 | 0 |  | 91 | 0 |  | 91 | 0 |  | 91 | 0 | 60 | 91 | 5460 | 78 | 91 | 7098 |  | 91 | 0 |  | 91 | 0 |  | 91 | 0 | 90 | 91 | 8190 |  | 91 | 0 | 151 | 91 | 13741 | 59 | 91 | 5369 |  | 91 | 0 | 40 | 91 | 3640 | 73 | 91 | 6643 | 302 | 91 | 27482 | 188 | 91 | 17108 |  | 91 | 0 | 50 | 91 | 4550 | 93 | 91 | 8463 | 107 | 91 | 9737 | 99 | 91 | 9009 | 53 | 91 | 4823 | 36 | 91 | 3276 |  | 91 | 0 |  | 91 | 0 |  | 106 | 12084 | 44 | 91 | 4004 | 171 | 106 | 18126 | 76 | 91 | 6916 | 69 | 91 | 6279 | 114 | 106 | 12084 |  | 106 | 0 | 73 | 91 | 6643 |  | 106 | 0 |  | 106 | 0 |  | 91 | 0 |  | 91 | 0 |  | 91 | 0 |  | 91 | 0 |  | 91 | 0 |  | 91 | 0 | 67 | 106 | 7102 | 36 | 91 | 3276 | 52 | 91 | 4732 | 145 | 91 | 13195 |  | 91 | 0 | 145 | 91 | 13195 | 142 | 91 | 12922 |  | 91 | 0 |  | 106 | 0 |  | 91 | 0 |  | 91 | 0 |  | 91 | 0 |  | 106 | 0 |  | 91 | 0 |  | 91 | 0 |  | 106 | 0 |  | 91 | 0 |  | 106 | 0 |  | 91 | 0 |  | 91 | 0 |  | 91 | 0 |  | 91 | 0 |  | 91 | 0 |  | 91 | 0 |  | 91 | 0 |  | 106 | 0 |  | 91 | 0 |  | 91 | 0 |  | 91 | 0 |  | 91 | 0 |  | 91 | 0 |  | 91 | 0 |  | 91 | 0 | 70 | 91 | 6370 |  | 106 | 0 |  | 91 | 0 |  | 91 | 0 |  | 91 | 0 | 36 | 91 | 3276 |  | 91 | 0 |  | 91 | 0 |  | 106 | 0
| 90mm Open Cut Development Site | 1248 | 91 | 113568 | 315 | 91 | 28665 | 525 | 91 | 47775 | 575 | 91 | 52325 | 205 | 91 | 18655 | 437 | 91 | 39767 | 399 | 91 | 36309 | 500 | 91 | 45500 | 254 | 91 | 23114 | 246 | 91 | 22386 | 188 | 91 | 17108 | 353 | 106 | 37418 | 912 | 91 | 82992 |  | 106 | 0 | 106 | 91 | 9646 | 309 | 106 | 32754 | 144 | 106 | 15264 | 427 | 106 | 45262 | 469 | 106 | 49714 | 469 | 91 | 42679 | 379 | 106 | 40174 | 97.5 | 91 | 8872.5 | 261 | 91 | 23751 | 241 | 91 | 21931 | 129 | 91 | 11739 |  | 91 | 0 |  | 91 | 0 | 112 | 91 | 10192 | 285 | 91 | 25935 |  | 91 | 0 | 70 | 91 | 6370 |  | 91 | 0 | 4 | 91 | 364 |  | 91 | 0 | 138 | 91 | 12558 |  | 91 | 0 | 1221 | 91 | 111111 | 391 | 91 | 35581 | 257 | 91 | 23387 | 163 | 91 | 14833 | 194 | 91 | 17654 |  | 91 | 0 | 591 | 91 | 53781 | 120 | 91 | 10920 | 156 | 91 | 14196 | 173 | 91 | 15743 | 60 | 91 | 5460 | 114 | 106 | 0 | 64 | 91 | 5824 |  | 106 | 0 | 202 | 91 | 18382 | 237 | 91 | 21567 |  | 106 | 0 | 224 | 106 | 23744 | 239 | 91 | 21749 | 90 | 106 | 9540 | 145 | 106 | 15370 | 27 | 91 | 2457 | 149 | 91 | 13559 | 139 | 91 | 12649 | 95 | 91 | 8645 | 112 | 91 | 10192 | 169 | 91 | 15379 |  | 106 | 0 | 192 | 91 | 17472 | 190 | 91 | 17290 | 196 | 91 | 17836 | 26 | 91 | 2366 | 196 | 91 | 17836 | 55 | 91 | 5005 | 141 | 91 | 12831 | 212 | 106 | 22472 | 237 | 91 | 21567 | 55 | 91 | 5005 | 98 | 91 | 8918 | 45 | 106 | 4770 | 175 | 91 | 15925 | 8 | 91 | 728 | 160 | 106 | 16960 |  | 91 | 0 | 111 | 106 | 11766 | 110 | 91 | 10010 | 168 | 91 | 15288 | 131 | 91 | 11921 | 162 | 91 | 14742 | 114 | 91 | 10374 | 399 | 91 | 36309 |  | 91 | 0 | 251 | 106 | 26606 | 29 | 91 | 2639 | 89 | 91 | 8099 | 45 | 91 | 4095 | 173 | 91 | 15743 | 8 | 91 | 728 | 160 | 91 | 14560 |  | 91 | 0 |  | 91 | 0 | 277 | 106 | 29362 | 636 | 91 | 57876 | 129 | 91 | 11739 | 129 | 91 | 11739 | 166 | 91 | 15106 | 252 | 91 | 22932 | 31 | 91 | 2821 | 162 | 106 | 17172
| 125mm Open Cut Development Site |  | 100 | 0 | 80 | 100 | 8000 |  | 100 | 0 | 1190 | 100 | 119000 |  | 100 | 0 |  | 100 | 0 | 434 | 100 | 43400 |  | 100 | 0 |  | 100 | 0 |  | 100 | 0 |  | 100 | 0 | 690 | 120 | 82800 | 828 | 100 | 82800 | 140 | 120 | 16800 |  | 100 | 0 | 317 | 120 | 38040 |  | 120 | 0 | 173 | 120 | 20760 | 173 | 120 | 20760 |  | 100 | 0 | 409 | 120 | 49080 |  | 100 | 0 | 162 | 100 | 16200 |  | 100 | 0 |  | 100 | 0 |  | 100 | 0 |  | 100 | 0 |  | 100 | 0 |  | 100 | 0 |  | 100 | 0 | 123 | 100 | 12300 |  | 100 | 0 |  | 100 | 0 | 572 | 100 | 57200 |  | 100 | 0 |  | 100 | 0 | 174 | 100 | 17400 |  | 100 | 0 |  | 100 | 0 |  | 100 | 0 |  | 100 | 0 |  | 100 | 0 | 112 | 100 | 11200 |  | 100 | 0 | 471 | 100 | 47100 |  | 100 | 0 |  | 100 | 0 |  | 120 | 0 |  | 100 | 0 |  | 120 | 0 |  | 100 | 0 |  | 100 | 0 |  | 120 | 0 |  | 120 | 0 |  | 100 | 0 |  | 120 | 0 |  | 120 | 0 |  | 100 | 0 |  | 100 | 0 |  | 100 | 0 |  | 100 | 0 |  | 100 | 0 |  | 100 | 0 |  | 120 | 0 |  | 100 | 0 |  | 100 | 0 |  | 100 | 0 |  | 100 | 0 |  | 100 | 0 |  | 100 | 0 |  | 100 | 0 |  | 120 | 0 |  | 100 | 0 |  | 100 | 0 |  | 100 | 0 |  | 120 | 0 |  | 100 | 0 |  | 100 | 0 |  | 120 | 0 | 306 | 100 | 30600 |  | 120 | 0 |  | 100 | 0 |  | 100 | 0 |  | 100 | 0 |  | 100 | 0 |  | 100 | 0 |  | 100 | 0 | 306 | 100 | 30600 |  | 120 | 0 |  | 100 | 0 |  | 100 | 0 |  | 100 | 0 |  | 100 | 0 |  | 100 | 0 |  | 100 | 0 | 448 | 100 | 44800 |  | 100 | 0 |  | 120 | 0 |  | 100 | 0 |  | 100 | 0 |  | 100 | 0 |  | 100 | 0 |  | 100 | 0 |  | 100 | 0 |  | 120 | 0
| 180mm Open Cut Development Site | 576 | 119 | 68544 |  | 119 | 0 |  | 119 | 0 |  | 119 | 0 |  | 119 | 0 |  | 119 | 0 |  | 119 | 0 |  | 119 | 0 | 712 | 119 | 84728 |  | 119 | 0 | 525 | 119 | 62475 |  | 144 | 0 |  | 119 | 0 |  | 144 | 0 |  | 119 | 0 |  | 144 | 0 |  | 144 | 0 | 232 | 144 | 33408 | 246 | 144 | 35424 |  | 119 | 0 |  | 144 | 0 |  | 119 | 0 |  | 119 | 0 |  | 119 | 0 |  | 119 | 0 |  | 119 | 0 |  | 119 | 0 | 82 | 119 | 9758 | 427 | 119 | 50813 |  | 119 | 0 |  | 119 | 0 |  | 119 | 0 |  | 119 | 0 |  | 119 | 0 |  | 119 | 0 |  | 119 | 0 | 1259 | 119 | 149821 |  | 119 | 0 |  | 119 | 0 |  | 119 | 0 |  | 119 | 0 |  | 119 | 0 |  | 119 | 0 |  | 119 | 0 |  | 119 | 0 |  | 119 | 0 |  | 119 | 0 |  | 144 | 0 |  | 119 | 0 |  | 144 | 0 |  | 119 | 0 |  | 119 | 0 |  | 144 | 0 |  | 144 | 0 |  | 119 | 0 |  | 144 | 0 |  | 144 | 0 |  | 119 | 0 |  | 119 | 0 |  | 119 | 0 |  | 119 | 0 |  | 119 | 0 |  | 119 | 0 |  | 144 | 0 |  | 119 | 0 |  | 119 | 0 |  | 119 | 0 |  | 119 | 0 |  | 119 | 0 |  | 119 | 0 |  | 119 | 0 |  | 144 | 0 |  | 119 | 0 |  | 119 | 0 |  | 119 | 0 |  | 144 | 0 |  | 119 | 0 |  | 119 | 0 |  | 144 | 0 |  | 119 | 0 |  | 144 | 0 |  | 119 | 0 |  | 119 | 0 |  | 119 | 0 |  | 119 | 0 |  | 119 | 0 |  | 119 | 0 |  | 119 | 0 |  | 144 | 0 |  | 119 | 0 |  | 119 | 0 |  | 119 | 0 |  | 119 | 0 |  | 119 | 0 |  | 119 | 0 |  | 119 | 0 |  | 119 | 0 |  | 144 | 0 |  | 119 | 0 |  | 119 | 0 |  | 119 | 0 |  | 119 | 0 |  | 119 | 0 |  | 119 | 0 |  | 144 | 0
| 225mm Open Cut Development Site |  | 175 | 0 |  | 175 | 0 |  | 175 | 0 |  | 175 | 0 |  | 175 | 0 |  | 175 | 0 |  | 175 | 0 |  | 175 | 0 |  | 175 | 0 |  | 175 | 0 |  | 175 | 0 |  | 205 | 0 |  | 175 | 0 |  | 205 | 0 |  | 175 | 0 |  | 205 | 0 |  | 205 | 0 |  | 205 | 0 |  | 205 | 0 |  | 175 | 0 |  | 205 | 0 |  | 175 | 0 |  | 175 | 0 |  | 175 | 0 |  | 175 | 0 |  | 175 | 0 |  | 175 | 0 |  | 175 | 0 |  | 175 | 0 |  | 175 | 0 |  | 175 | 0 |  | 175 | 0 |  | 175 | 0 |  | 175 | 0 |  | 175 | 0 |  | 175 | 0 |  | 175 | 0 |  | 175 | 0 |  | 175 | 0 |  | 175 | 0 |  | 175 | 0 |  | 175 | 0 |  | 175 | 0 |  | 175 | 0 |  | 175 | 0 |  | 175 | 0 |  | 175 | 0 |  | 205 | 0 |  | 175 | 0 |  | 205 | 0 |  | 175 | 0 |  | 175 | 0 |  | 205 | 0 |  | 205 | 0 |  | 175 | 0 |  | 205 | 0 |  | 205 | 0 |  | 175 | 0 |  | 175 | 0 |  | 175 | 0 |  | 175 | 0 |  | 175 | 0 |  | 175 | 0 |  | 205 | 0 |  | 175 | 0 |  | 175 | 0 |  | 175 | 0 |  | 175 | 0 |  | 175 | 0 |  | 175 | 0 |  | 175 | 0 |  | 205 | 0 |  | 175 | 0 |  | 175 | 0 |  | 175 | 0 |  | 205 | 0 |  | 175 | 0 |  | 175 | 0 |  | 205 | 0 |  | 175 | 0 |  | 205 | 0 |  | 175 | 0 |  | 175 | 0 |  | 175 | 0 |  | 175 | 0 |  | 175 | 0 |  | 175 | 0 |  | 175 | 0 |  | 205 | 0 |  | 175 | 0 |  | 175 | 0 |  | 175 | 0 |  | 175 | 0 |  | 175 | 0 |  | 175 | 0 |  | 175 | 0 |  | 175 | 0 |  | 205 | 0 |  | 175 | 0 |  | 175 | 0 |  | 175 | 0 |  | 175 | 0 |  | 175 | 0 |  | 175 | 0 |  | 205 | 0
| 63mm Open Cut Unmade/Verge |  | 91 | 0 |  | 91 | 0 |  | 91 | 0 |  | 91 | 0 |  | 91 | 0 |  | 91 | 0 |  | 91 | 0 |  | 91 | 0 |  | 91 | 0 |  | 91 | 0 |  | 91 | 0 |  | 106 | 0 |  | 91 | 0 |  | 106 | 0 |  | 91 | 0 |  | 106 | 0 |  | 106 | 0 |  | 106 | 0 |  | 106 | 0 |  | 91 | 0 |  | 106 | 0 |  | 91 | 0 |  | 91 | 0 |  | 91 | 0 |  | 91 | 0 |  | 91 | 0 |  | 91 | 0 |  | 91 | 0 |  | 91 | 0 |  | 91 | 0 |  | 91 | 0 |  | 91 | 0 |  | 91 | 0 |  | 91 | 0 |  | 91 | 0 |  | 91 | 0 |  | 91 | 0 |  | 91 | 0 |  | 91 | 0 |  | 91 | 0 |  | 91 | 0 |  | 91 | 0 |  | 91 | 0 |  | 91 | 0 |  | 91 | 0 |  | 91 | 0 |  | 91 | 0 |  | 106 | 0 |  | 91 | 0 |  | 106 | 0 |  | 91 | 0 |  | 91 | 0 |  | 106 | 0 |  | 106 | 0 |  | 91 | 0 |  | 106 | 0 |  | 106 | 0 |  | 91 | 0 |  | 91 | 0 |  | 91 | 0 |  | 91 | 0 |  | 91 | 0 |  | 91 | 0 |  | 106 | 0 |  | 91 | 0 |  | 91 | 0 |  | 91 | 0 |  | 91 | 0 |  | 91 | 0 |  | 91 | 0 |  | 91 | 0 |  | 106 | 0 |  | 91 | 0 |  | 91 | 0 |  | 91 | 0 |  | 106 | 0 |  | 91 | 0 |  | 91 | 0 |  | 106 | 0 |  | 91 | 0 |  | 106 | 0 |  | 91 | 0 |  | 91 | 0 |  | 91 | 0 |  | 91 | 0 |  | 91 | 0 |  | 91 | 0 |  | 91 | 0 |  | 106 | 0 |  | 91 | 0 |  | 91 | 0 |  | 91 | 0 |  | 91 | 0 |  | 91 | 0 |  | 91 | 0 |  | 91 | 0 |  | 91 | 0 |  | 106 | 0 |  | 91 | 0 |  | 91 | 0 |  | 91 | 0 |  | 91 | 0 |  | 91 | 0 |  | 91 | 0 |  | 106 | 0
| 90mm Open Cut Unmade/Verge |  | 91 | 0 |  | 91 | 0 |  | 91 | 0 |  | 91 | 0 | 3 | 91 | 273 |  | 91 | 0 |  | 91 | 0 | 5 | 91 | 455 |  | 91 | 0 |  | 91 | 0 |  | 91 | 0 |  | 106 | 0 |  | 91 | 0 |  | 106 | 0 |  | 91 | 0 |  | 106 | 0 | 1 | 106 | 106 |  | 106 | 0 |  | 106 | 0 |  | 91 | 0 |  | 106 | 0 |  | 91 | 0 |  | 91 | 0 |  | 91 | 0 |  | 91 | 0 |  | 91 | 0 |  | 91 | 0 |  | 91 | 0 |  | 91 | 0 |  | 91 | 0 |  | 91 | 0 |  | 91 | 0 |  | 91 | 0 |  | 91 | 0 |  | 91 | 0 |  | 91 | 0 |  | 91 | 0 |  | 91 | 0 |  | 91 | 0 |  | 91 | 0 |  | 91 | 0 |  | 91 | 0 |  | 91 | 0 |  | 91 | 0 |  | 91 | 0 |  | 91 | 0 |  | 91 | 0 |  | 106 | 0 |  | 91 | 0 |  | 106 | 0 |  | 91 | 0 |  | 91 | 0 |  | 106 | 0 |  | 106 | 0 |  | 91 | 0 |  | 106 | 0 |  | 106 | 0 |  | 91 | 0 |  | 91 | 0 |  | 91 | 0 |  | 91 | 0 |  | 91 | 0 |  | 91 | 0 |  | 106 | 0 |  | 91 | 0 |  | 91 | 0 |  | 91 | 0 |  | 91 | 0 |  | 91 | 0 |  | 91 | 0 |  | 91 | 0 |  | 106 | 0 |  | 91 | 0 |  | 91 | 0 |  | 91 | 0 |  | 106 | 0 |  | 91 | 0 |  | 91 | 0 |  | 106 | 0 |  | 91 | 0 |  | 106 | 0 |  | 91 | 0 |  | 91 | 0 |  | 91 | 0 |  | 91 | 0 |  | 91 | 0 |  | 91 | 0 |  | 91 | 0 |  | 106 | 0 |  | 91 | 0 |  | 91 | 0 |  | 91 | 0 |  | 91 | 0 |  | 91 | 0 |  | 91 | 0 |  | 91 | 0 |  | 91 | 0 |  | 106 | 0 |  | 91 | 0 |  | 91 | 0 |  | 91 | 0 |  | 91 | 0 |  | 91 | 0 |  | 91 | 0 |  | 106 | 0
| 125mm Open Cut Unmade/Verge |  | 100 | 0 |  | 100 | 0 |  | 100 | 0 |  | 100 | 0 |  | 100 | 0 |  | 100 | 0 |  | 100 | 0 |  | 100 | 0 |  | 100 | 0 |  | 100 | 0 |  | 100 | 0 | 4 | 120 | 480 |  | 100 | 0 |  | 120 | 0 |  | 100 | 0 |  | 120 | 0 |  | 120 | 0 |  | 120 | 0 |  | 120 | 0 |  | 100 | 0 | 2 | 120 | 240 |  | 100 | 0 |  | 100 | 0 |  | 100 | 0 |  | 100 | 0 |  | 100 | 0 |  | 100 | 0 |  | 100 | 0 |  | 100 | 0 |  | 100 | 0 |  | 100 | 0 |  | 100 | 0 |  | 100 | 0 |  | 100 | 0 |  | 100 | 0 |  | 100 | 0 |  | 100 | 0 |  | 100 | 0 |  | 100 | 0 |  | 100 | 0 |  | 100 | 0 |  | 100 | 0 |  | 100 | 0 |  | 100 | 0 |  | 100 | 0 |  | 100 | 0 |  | 100 | 0 |  | 120 | 0 |  | 100 | 0 |  | 120 | 0 |  | 100 | 0 |  | 100 | 0 |  | 120 | 0 |  | 120 | 0 |  | 100 | 0 |  | 120 | 0 |  | 120 | 0 |  | 100 | 0 |  | 100 | 0 |  | 100 | 0 |  | 100 | 0 |  | 100 | 0 |  | 100 | 0 |  | 120 | 0 |  | 100 | 0 |  | 100 | 0 |  | 100 | 0 |  | 100 | 0 |  | 100 | 0 |  | 100 | 0 |  | 100 | 0 |  | 120 | 0 |  | 100 | 0 |  | 100 | 0 |  | 100 | 0 |  | 120 | 0 |  | 100 | 0 |  | 100 | 0 |  | 120 | 0 |  | 100 | 0 |  | 120 | 0 |  | 100 | 0 |  | 100 | 0 |  | 100 | 0 |  | 100 | 0 |  | 100 | 0 |  | 100 | 0 |  | 100 | 0 |  | 120 | 0 |  | 100 | 0 |  | 100 | 0 |  | 100 | 0 |  | 100 | 0 |  | 100 | 0 |  | 100 | 0 |  | 100 | 0 |  | 100 | 0 |  | 120 | 0 |  | 100 | 0 |  | 100 | 0 |  | 100 | 0 |  | 100 | 0 |  | 100 | 0 |  | 100 | 0 |  | 120 | 0
| 180mm Open Cut Unmade/Verge |  | 119 | 0 |  | 119 | 0 |  | 119 | 0 |  | 119 | 0 |  | 119 | 0 |  | 119 | 0 |  | 119 | 0 |  | 119 | 0 |  | 119 | 0 |  | 119 | 0 | 1 | 119 | 119 |  | 144 | 0 |  | 119 | 0 |  | 144 | 0 |  | 119 | 0 |  | 144 | 0 |  | 144 | 0 |  | 144 | 0 |  | 144 | 0 |  | 119 | 0 |  | 144 | 0 |  | 119 | 0 |  | 119 | 0 |  | 119 | 0 |  | 119 | 0 |  | 119 | 0 |  | 119 | 0 |  | 119 | 0 |  | 119 | 0 |  | 119 | 0 |  | 119 | 0 |  | 119 | 0 |  | 119 | 0 |  | 119 | 0 |  | 119 | 0 |  | 119 | 0 |  | 119 | 0 |  | 119 | 0 |  | 119 | 0 |  | 119 | 0 |  | 119 | 0 |  | 119 | 0 |  | 119 | 0 |  | 119 | 0 |  | 119 | 0 |  | 119 | 0 |  | 119 | 0 |  | 144 | 0 |  | 119 | 0 |  | 144 | 0 |  | 119 | 0 |  | 119 | 0 |  | 144 | 0 |  | 144 | 0 |  | 119 | 0 |  | 144 | 0 |  | 144 | 0 |  | 119 | 0 |  | 119 | 0 |  | 119 | 0 |  | 119 | 0 |  | 119 | 0 |  | 119 | 0 |  | 144 | 0 |  | 119 | 0 |  | 119 | 0 |  | 119 | 0 |  | 119 | 0 |  | 119 | 0 |  | 119 | 0 |  | 119 | 0 |  | 144 | 0 |  | 119 | 0 |  | 119 | 0 |  | 119 | 0 |  | 144 | 0 |  | 119 | 0 |  | 119 | 0 |  | 144 | 0 |  | 119 | 0 |  | 144 | 0 |  | 119 | 0 |  | 119 | 0 |  | 119 | 0 |  | 119 | 0 |  | 119 | 0 |  | 119 | 0 |  | 119 | 0 |  | 144 | 0 |  | 119 | 0 |  | 119 | 0 |  | 119 | 0 |  | 119 | 0 |  | 119 | 0 |  | 119 | 0 |  | 119 | 0 |  | 119 | 0 |  | 144 | 0 |  | 119 | 0 |  | 119 | 0 |  | 119 | 0 |  | 119 | 0 |  | 119 | 0 |  | 119 | 0 |  | 144 | 0
| 225mm Open Cut Unmade/Verge |  | 175 | 0 |  | 175 | 0 |  | 175 | 0 |  | 175 | 0 |  | 175 | 0 |  | 175 | 0 |  | 175 | 0 |  | 175 | 0 |  | 175 | 0 |  | 175 | 0 |  | 175 | 0 |  | 205 | 0 |  | 175 | 0 |  | 205 | 0 |  | 175 | 0 |  | 205 | 0 |  | 205 | 0 |  | 205 | 0 |  | 205 | 0 |  | 175 | 0 |  | 205 | 0 |  | 175 | 0 |  | 175 | 0 |  | 175 | 0 |  | 175 | 0 |  | 175 | 0 |  | 175 | 0 |  | 175 | 0 |  | 175 | 0 |  | 175 | 0 |  | 175 | 0 |  | 175 | 0 |  | 175 | 0 |  | 175 | 0 |  | 175 | 0 |  | 175 | 0 |  | 175 | 0 |  | 175 | 0 |  | 175 | 0 |  | 175 | 0 |  | 175 | 0 |  | 175 | 0 |  | 175 | 0 |  | 175 | 0 |  | 175 | 0 |  | 175 | 0 |  | 175 | 0 |  | 205 | 0 |  | 175 | 0 |  | 205 | 0 |  | 175 | 0 |  | 175 | 0 |  | 205 | 0 |  | 205 | 0 |  | 175 | 0 |  | 205 | 0 |  | 205 | 0 |  | 175 | 0 |  | 175 | 0 |  | 175 | 0 |  | 175 | 0 |  | 175 | 0 |  | 175 | 0 |  | 205 | 0 |  | 175 | 0 |  | 175 | 0 |  | 175 | 0 |  | 175 | 0 |  | 175 | 0 |  | 175 | 0 |  | 175 | 0 |  | 205 | 0 |  | 175 | 0 |  | 175 | 0 |  | 175 | 0 |  | 205 | 0 |  | 175 | 0 |  | 175 | 0 |  | 205 | 0 |  | 175 | 0 |  | 205 | 0 |  | 175 | 0 |  | 175 | 0 |  | 175 | 0 |  | 175 | 0 |  | 175 | 0 |  | 175 | 0 |  | 175 | 0 |  | 205 | 0 |  | 175 | 0 |  | 175 | 0 |  | 175 | 0 |  | 175 | 0 |  | 175 | 0 |  | 175 | 0 |  | 175 | 0 |  | 175 | 0 |  | 205 | 0 |  | 175 | 0 |  | 175 | 0 |  | 175 | 0 |  | 175 | 0 |  | 175 | 0 |  | 175 | 0 |  | 205 | 0
| 63mm Open Cut Footpath |  | 179 | 0 |  | 179 | 0 |  | 179 | 0 |  | 179 | 0 |  | 179 | 0 |  | 179 | 0 |  | 179 | 0 |  | 179 | 0 |  | 179 | 0 |  | 179 | 0 |  | 179 | 0 |  | 194 | 0 |  | 179 | 0 |  | 194 | 0 |  | 179 | 0 |  | 194 | 0 |  | 194 | 0 |  | 194 | 0 |  | 194 | 0 |  | 179 | 0 |  | 194 | 0 |  | 179 | 0 |  | 179 | 0 |  | 179 | 0 |  | 179 | 0 |  | 179 | 0 |  | 179 | 0 |  | 179 | 0 |  | 179 | 0 |  | 179 | 0 |  | 179 | 0 |  | 179 | 0 |  | 179 | 0 |  | 179 | 0 |  | 179 | 0 |  | 179 | 0 |  | 179 | 0 |  | 179 | 0 |  | 179 | 0 |  | 179 | 0 |  | 179 | 0 |  | 179 | 0 |  | 179 | 0 |  | 179 | 0 |  | 179 | 0 |  | 179 | 0 |  | 179 | 0 |  | 194 | 0 |  | 179 | 0 |  | 194 | 0 |  | 179 | 0 |  | 179 | 0 |  | 194 | 0 |  | 194 | 0 |  | 179 | 0 |  | 194 | 0 |  | 194 | 0 |  | 179 | 0 |  | 179 | 0 |  | 179 | 0 |  | 179 | 0 |  | 179 | 0 |  | 179 | 0 |  | 194 | 0 |  | 179 | 0 |  | 179 | 0 |  | 179 | 0 |  | 179 | 0 |  | 179 | 0 |  | 179 | 0 |  | 179 | 0 |  | 194 | 0 |  | 179 | 0 |  | 179 | 0 |  | 179 | 0 |  | 194 | 0 |  | 179 | 0 |  | 179 | 0 |  | 194 | 0 |  | 179 | 0 |  | 194 | 0 |  | 179 | 0 |  | 179 | 0 |  | 179 | 0 |  | 179 | 0 |  | 179 | 0 |  | 179 | 0 |  | 179 | 0 |  | 194 | 0 |  | 179 | 0 |  | 179 | 0 |  | 179 | 0 |  | 179 | 0 |  | 179 | 0 |  | 179 | 0 |  | 179 | 0 |  | 179 | 0 |  | 194 | 0 |  | 179 | 0 |  | 179 | 0 |  | 179 | 0 |  | 179 | 0 |  | 179 | 0 |  | 179 | 0 |  | 194 | 0
| 90mm Open Cut Footpath |  | 179 | 0 |  | 179 | 0 |  | 179 | 0 |  | 179 | 0 | 2 | 179 | 358 |  | 179 | 0 |  | 179 | 0 | 27 | 179 | 4833 |  | 179 | 0 | 4 | 179 | 716 |  | 179 | 0 |  | 194 | 0 |  | 179 | 0 |  | 194 | 0 | 7 | 179 | 1253 |  | 194 | 0 | 10 | 194 | 1940 |  | 194 | 0 |  | 194 | 0 | 5 | 179 | 895 |  | 194 | 0 |  | 179 | 0 |  | 179 | 0 |  | 179 | 0 |  | 179 | 0 |  | 179 | 0 |  | 179 | 0 |  | 179 | 0 |  | 179 | 0 |  | 179 | 0 |  | 179 | 0 |  | 179 | 0 |  | 179 | 0 |  | 179 | 0 |  | 179 | 0 |  | 179 | 0 |  | 179 | 0 |  | 179 | 0 |  | 179 | 0 |  | 179 | 0 |  | 179 | 0 |  | 179 | 0 |  | 179 | 0 |  | 179 | 0 |  | 179 | 0 |  | 179 | 0 |  | 179 | 0 |  | 194 | 0 |  | 179 | 0 |  | 194 | 0 |  | 179 | 0 |  | 179 | 0 |  | 194 | 0 |  | 194 | 0 |  | 179 | 0 |  | 194 | 0 |  | 194 | 0 |  | 179 | 0 |  | 179 | 0 |  | 179 | 0 |  | 179 | 0 |  | 179 | 0 |  | 179 | 0 |  | 194 | 0 |  | 179 | 0 |  | 179 | 0 |  | 179 | 0 |  | 179 | 0 |  | 179 | 0 |  | 179 | 0 |  | 179 | 0 |  | 194 | 0 |  | 179 | 0 |  | 179 | 0 |  | 179 | 0 |  | 194 | 0 |  | 179 | 0 |  | 179 | 0 |  | 194 | 0 |  | 179 | 0 |  | 194 | 0 |  | 179 | 0 |  | 179 | 0 |  | 179 | 0 |  | 179 | 0 |  | 179 | 0 |  | 179 | 0 |  | 179 | 0 |  | 194 | 0 |  | 179 | 0 |  | 179 | 0 |  | 179 | 0 |  | 179 | 0 |  | 179 | 0 |  | 179 | 0 |  | 179 | 0 |  | 179 | 0 |  | 194 | 0 |  | 179 | 0 |  | 179 | 0 |  | 179 | 0 |  | 179 | 0 |  | 179 | 0 |  | 179 | 0 |  | 194 | 0
| 125mm Open Cut Footpath |  | 190 | 0 | 2 | 190 | 380 |  | 190 | 0 |  | 190 | 0 |  | 190 | 0 |  | 190 | 0 |  | 190 | 0 |  | 190 | 0 |  | 190 | 0 |  | 190 | 0 |  | 190 | 0 |  | 210 | 0 | 2 | 190 | 380 |  | 210 | 0 |  | 190 | 0 |  | 210 | 0 |  | 210 | 0 |  | 210 | 0 |  | 210 | 0 |  | 190 | 0 | 3 | 210 | 630 |  | 190 | 0 |  | 190 | 0 |  | 190 | 0 |  | 190 | 0 |  | 190 | 0 |  | 190 | 0 |  | 190 | 0 |  | 190 | 0 |  | 190 | 0 |  | 190 | 0 |  | 190 | 0 |  | 190 | 0 |  | 190 | 0 |  | 190 | 0 |  | 190 | 0 |  | 190 | 0 |  | 190 | 0 |  | 190 | 0 |  | 190 | 0 |  | 190 | 0 |  | 190 | 0 |  | 190 | 0 |  | 190 | 0 |  | 190 | 0 |  | 190 | 0 |  | 190 | 0 |  | 210 | 0 |  | 190 | 0 |  | 210 | 0 |  | 190 | 0 |  | 190 | 0 |  | 210 | 0 |  | 210 | 0 |  | 190 | 0 |  | 210 | 0 |  | 210 | 0 |  | 190 | 0 |  | 190 | 0 |  | 190 | 0 |  | 190 | 0 |  | 190 | 0 |  | 190 | 0 |  | 210 | 0 |  | 190 | 0 |  | 190 | 0 |  | 190 | 0 |  | 190 | 0 |  | 190 | 0 |  | 190 | 0 |  | 190 | 0 |  | 210 | 0 |  | 190 | 0 |  | 190 | 0 |  | 190 | 0 |  | 210 | 0 |  | 190 | 0 |  | 190 | 0 |  | 210 | 0 |  | 190 | 0 |  | 210 | 0 |  | 190 | 0 |  | 190 | 0 |  | 190 | 0 |  | 190 | 0 |  | 190 | 0 |  | 190 | 0 |  | 190 | 0 |  | 210 | 0 |  | 190 | 0 |  | 190 | 0 |  | 190 | 0 |  | 190 | 0 |  | 190 | 0 |  | 190 | 0 |  | 190 | 0 |  | 190 | 0 |  | 210 | 0 |  | 190 | 0 |  | 190 | 0 |  | 190 | 0 |  | 190 | 0 |  | 190 | 0 |  | 190 | 0 |  | 210 | 0
| 180mm Open Cut Footpath |  | 243 | 0 |  | 243 | 0 |  | 243 | 0 |  | 243 | 0 |  | 243 | 0 |  | 243 | 0 |  | 243 | 0 |  | 243 | 0 | 2 | 243 | 486 |  | 243 | 0 |  | 243 | 0 |  | 268 | 0 |  | 243 | 0 | 8 | 268 | 2144 |  | 243 | 0 |  | 268 | 0 |  | 268 | 0 | 14 | 268 | 3752 |  | 268 | 0 |  | 243 | 0 |  | 268 | 0 |  | 243 | 0 |  | 243 | 0 |  | 243 | 0 |  | 243 | 0 |  | 243 | 0 |  | 243 | 0 |  | 243 | 0 |  | 243 | 0 |  | 243 | 0 |  | 243 | 0 |  | 243 | 0 |  | 243 | 0 |  | 243 | 0 |  | 243 | 0 |  | 243 | 0 |  | 243 | 0 |  | 243 | 0 |  | 243 | 0 |  | 243 | 0 |  | 243 | 0 |  | 243 | 0 |  | 243 | 0 |  | 243 | 0 |  | 243 | 0 |  | 243 | 0 |  | 243 | 0 |  | 268 | 0 |  | 243 | 0 |  | 268 | 0 |  | 243 | 0 |  | 243 | 0 |  | 268 | 0 |  | 268 | 0 |  | 243 | 0 |  | 268 | 0 |  | 268 | 0 |  | 243 | 0 |  | 243 | 0 |  | 243 | 0 |  | 243 | 0 |  | 243 | 0 |  | 243 | 0 |  | 268 | 0 |  | 243 | 0 |  | 243 | 0 |  | 243 | 0 |  | 243 | 0 |  | 243 | 0 |  | 243 | 0 |  | 243 | 0 |  | 268 | 0 |  | 243 | 0 |  | 243 | 0 |  | 243 | 0 |  | 268 | 0 |  | 243 | 0 |  | 243 | 0 |  | 268 | 0 |  | 243 | 0 |  | 268 | 0 |  | 243 | 0 |  | 243 | 0 |  | 243 | 0 |  | 243 | 0 |  | 243 | 0 |  | 243 | 0 |  | 243 | 0 |  | 268 | 0 |  | 243 | 0 |  | 243 | 0 |  | 243 | 0 |  | 243 | 0 |  | 243 | 0 |  | 243 | 0 |  | 243 | 0 |  | 243 | 0 |  | 268 | 0 |  | 243 | 0 |  | 243 | 0 |  | 243 | 0 |  | 243 | 0 |  | 243 | 0 |  | 243 | 0 |  | 268 | 0
| 225mm Open Cut Footpath |  | 286 | 0 |  | 286 | 0 |  | 286 | 0 |  | 286 | 0 |  | 286 | 0 |  | 286 | 0 |  | 286 | 0 |  | 286 | 0 |  | 286 | 0 |  | 286 | 0 |  | 286 | 0 |  | 316 | 0 |  | 286 | 0 |  | 316 | 0 |  | 286 | 0 |  | 316 | 0 |  | 316 | 0 |  | 316 | 0 |  | 316 | 0 |  | 286 | 0 |  | 316 | 0 |  | 286 | 0 |  | 286 | 0 |  | 286 | 0 |  | 286 | 0 |  | 286 | 0 |  | 286 | 0 |  | 286 | 0 |  | 286 | 0 |  | 286 | 0 |  | 286 | 0 |  | 286 | 0 |  | 286 | 0 |  | 286 | 0 |  | 286 | 0 |  | 286 | 0 |  | 286 | 0 |  | 286 | 0 |  | 286 | 0 |  | 286 | 0 |  | 286 | 0 |  | 286 | 0 |  | 286 | 0 |  | 286 | 0 |  | 286 | 0 |  | 286 | 0 |  | 286 | 0 |  | 316 | 0 |  | 286 | 0 |  | 316 | 0 |  | 286 | 0 |  | 286 | 0 |  | 316 | 0 |  | 316 | 0 |  | 286 | 0 |  | 316 | 0 |  | 316 | 0 |  | 286 | 0 |  | 286 | 0 |  | 286 | 0 |  | 286 | 0 |  | 286 | 0 |  | 286 | 0 |  | 316 | 0 |  | 286 | 0 |  | 286 | 0 |  | 286 | 0 |  | 286 | 0 |  | 286 | 0 |  | 286 | 0 |  | 286 | 0 |  | 316 | 0 |  | 286 | 0 |  | 286 | 0 |  | 286 | 0 |  | 316 | 0 |  | 286 | 0 |  | 286 | 0 |  | 316 | 0 |  | 286 | 0 |  | 316 | 0 |  | 286 | 0 |  | 286 | 0 |  | 286 | 0 |  | 286 | 0 |  | 286 | 0 |  | 286 | 0 |  | 286 | 0 |  | 316 | 0 |  | 286 | 0 |  | 286 | 0 |  | 286 | 0 |  | 286 | 0 |  | 286 | 0 |  | 286 | 0 |  | 286 | 0 |  | 286 | 0 |  | 316 | 0 |  | 286 | 0 |  | 286 | 0 |  | 286 | 0 |  | 286 | 0 |  | 286 | 0 |  | 286 | 0 |  | 316 | 0
| 63mm Open Cut Road |  | 279 | 0 |  | 279 | 0 |  | 279 | 0 |  | 279 | 0 |  | 279 | 0 |  | 279 | 0 |  | 279 | 0 |  | 279 | 0 |  | 279 | 0 |  | 279 | 0 |  | 279 | 0 |  | 294 | 0 |  | 279 | 0 |  | 294 | 0 |  | 279 | 0 |  | 294 | 0 |  | 294 | 0 |  | 294 | 0 |  | 294 | 0 |  | 279 | 0 |  | 294 | 0 |  | 279 | 0 |  | 279 | 0 |  | 279 | 0 |  | 279 | 0 |  | 279 | 0 |  | 279 | 0 |  | 279 | 0 |  | 279 | 0 |  | 279 | 0 |  | 279 | 0 |  | 279 | 0 |  | 279 | 0 |  | 279 | 0 |  | 279 | 0 |  | 279 | 0 |  | 279 | 0 |  | 279 | 0 |  | 279 | 0 |  | 279 | 0 |  | 279 | 0 |  | 279 | 0 |  | 279 | 0 |  | 279 | 0 |  | 279 | 0 |  | 279 | 0 |  | 279 | 0 |  | 294 | 0 |  | 279 | 0 |  | 294 | 0 |  | 279 | 0 |  | 279 | 0 |  | 294 | 0 |  | 294 | 0 |  | 279 | 0 |  | 294 | 0 |  | 294 | 0 |  | 279 | 0 |  | 279 | 0 |  | 279 | 0 |  | 279 | 0 |  | 279 | 0 |  | 279 | 0 |  | 294 | 0 |  | 279 | 0 |  | 279 | 0 |  | 279 | 0 |  | 279 | 0 |  | 279 | 0 |  | 279 | 0 |  | 279 | 0 |  | 294 | 0 |  | 279 | 0 |  | 279 | 0 |  | 279 | 0 |  | 294 | 0 |  | 279 | 0 |  | 279 | 0 |  | 294 | 0 |  | 279 | 0 |  | 294 | 0 |  | 279 | 0 |  | 279 | 0 |  | 279 | 0 |  | 279 | 0 |  | 279 | 0 |  | 279 | 0 |  | 279 | 0 |  | 294 | 0 |  | 279 | 0 |  | 279 | 0 |  | 279 | 0 |  | 279 | 0 |  | 279 | 0 |  | 279 | 0 |  | 279 | 0 |  | 279 | 0 |  | 294 | 0 |  | 279 | 0 |  | 279 | 0 |  | 279 | 0 |  | 279 | 0 |  | 279 | 0 |  | 279 | 0 |  | 294 | 0
| 90mm Open Cut Road |  | 279 | 0 |  | 279 | 0 |  | 279 | 0 |  | 279 | 0 | 7 | 279 | 1953 | 6 | 279 | 1674 |  | 279 | 0 | 7 | 279 | 1953 |  | 279 | 0 | 28 | 279 | 7812 |  | 279 | 0 |  | 294 | 0 |  | 279 | 0 |  | 294 | 0 | 1 | 279 | 279 |  | 294 | 0 | 7 | 294 | 2058 |  | 294 | 0 |  | 294 | 0 |  | 279 | 0 |  | 294 | 0 |  | 279 | 0 |  | 279 | 0 |  | 279 | 0 |  | 279 | 0 |  | 279 | 0 |  | 279 | 0 |  | 279 | 0 |  | 279 | 0 |  | 279 | 0 |  | 279 | 0 |  | 279 | 0 |  | 279 | 0 |  | 279 | 0 |  | 279 | 0 |  | 279 | 0 |  | 279 | 0 |  | 279 | 0 |  | 279 | 0 |  | 279 | 0 |  | 279 | 0 |  | 279 | 0 |  | 279 | 0 |  | 279 | 0 |  | 279 | 0 |  | 279 | 0 |  | 279 | 0 |  | 294 | 0 |  | 279 | 0 |  | 294 | 0 |  | 279 | 0 |  | 279 | 0 |  | 294 | 0 |  | 294 | 0 |  | 279 | 0 |  | 294 | 0 |  | 294 | 0 |  | 279 | 0 |  | 279 | 0 |  | 279 | 0 |  | 279 | 0 |  | 279 | 0 |  | 279 | 0 |  | 294 | 0 |  | 279 | 0 |  | 279 | 0 |  | 279 | 0 |  | 279 | 0 |  | 279 | 0 |  | 279 | 0 |  | 279 | 0 |  | 294 | 0 |  | 279 | 0 |  | 279 | 0 |  | 279 | 0 |  | 294 | 0 |  | 279 | 0 |  | 279 | 0 |  | 294 | 0 |  | 279 | 0 |  | 294 | 0 |  | 279 | 0 |  | 279 | 0 |  | 279 | 0 |  | 279 | 0 |  | 279 | 0 |  | 279 | 0 |  | 279 | 0 |  | 294 | 0 |  | 279 | 0 |  | 279 | 0 |  | 279 | 0 |  | 279 | 0 |  | 279 | 0 |  | 279 | 0 |  | 279 | 0 |  | 279 | 0 |  | 294 | 0 |  | 279 | 0 |  | 279 | 0 |  | 279 | 0 |  | 279 | 0 |  | 279 | 0 |  | 279 | 0 |  | 294 | 0
| 125mm Open Cut Road |  | 285 | 0 | 8 | 285 | 2280 |  | 285 | 0 |  | 285 | 0 |  | 285 | 0 |  | 285 | 0 | 140 | 285 | 39900 |  | 285 | 0 |  | 285 | 0 |  | 285 | 0 |  | 285 | 0 | 2 | 305 | 610 | 15 | 285 | 4275 | 2 | 305 | 610 |  | 285 | 0 |  | 305 | 0 |  | 305 | 0 |  | 305 | 0 |  | 305 | 0 |  | 285 | 0 | 7 | 305 | 2135 |  | 285 | 0 |  | 285 | 0 |  | 285 | 0 |  | 285 | 0 |  | 285 | 0 |  | 285 | 0 |  | 285 | 0 |  | 285 | 0 |  | 285 | 0 |  | 285 | 0 |  | 285 | 0 |  | 285 | 0 |  | 285 | 0 |  | 285 | 0 |  | 285 | 0 |  | 285 | 0 |  | 285 | 0 |  | 285 | 0 |  | 285 | 0 |  | 285 | 0 |  | 285 | 0 |  | 285 | 0 |  | 285 | 0 |  | 285 | 0 |  | 285 | 0 |  | 285 | 0 |  | 305 | 0 |  | 285 | 0 |  | 305 | 0 |  | 285 | 0 |  | 285 | 0 |  | 305 | 0 |  | 305 | 0 |  | 285 | 0 |  | 305 | 0 |  | 305 | 0 |  | 285 | 0 |  | 285 | 0 |  | 285 | 0 |  | 285 | 0 |  | 285 | 0 |  | 285 | 0 |  | 305 | 0 |  | 285 | 0 |  | 285 | 0 |  | 285 | 0 |  | 285 | 0 |  | 285 | 0 |  | 285 | 0 |  | 285 | 0 |  | 305 | 0 |  | 285 | 0 |  | 285 | 0 |  | 285 | 0 |  | 305 | 0 |  | 285 | 0 |  | 285 | 0 |  | 305 | 0 |  | 285 | 0 |  | 305 | 0 |  | 285 | 0 |  | 285 | 0 |  | 285 | 0 |  | 285 | 0 |  | 285 | 0 |  | 285 | 0 |  | 285 | 0 |  | 305 | 0 |  | 285 | 0 |  | 285 | 0 |  | 285 | 0 |  | 285 | 0 |  | 285 | 0 |  | 285 | 0 |  | 285 | 0 |  | 285 | 0 |  | 305 | 0 |  | 285 | 0 |  | 285 | 0 |  | 285 | 0 |  | 285 | 0 |  | 285 | 0 |  | 285 | 0 |  | 305 | 0
| 180mm Open Cut Road |  | 357 | 0 |  | 357 | 0 |  | 357 | 0 | 4 | 357 | 1428 |  | 357 | 0 |  | 357 | 0 |  | 357 | 0 |  | 357 | 0 |  | 357 | 0 |  | 357 | 0 |  | 357 | 0 |  | 382 | 0 |  | 357 | 0 |  | 382 | 0 |  | 357 | 0 |  | 382 | 0 |  | 382 | 0 |  | 382 | 0 |  | 382 | 0 |  | 357 | 0 |  | 382 | 0 |  | 357 | 0 |  | 357 | 0 |  | 357 | 0 |  | 357 | 0 |  | 357 | 0 |  | 357 | 0 |  | 357 | 0 |  | 357 | 0 |  | 357 | 0 |  | 357 | 0 |  | 357 | 0 |  | 357 | 0 |  | 357 | 0 |  | 357 | 0 |  | 357 | 0 |  | 357 | 0 |  | 357 | 0 |  | 357 | 0 |  | 357 | 0 |  | 357 | 0 |  | 357 | 0 |  | 357 | 0 |  | 357 | 0 |  | 357 | 0 |  | 357 | 0 |  | 357 | 0 |  | 382 | 0 |  | 357 | 0 |  | 382 | 0 |  | 357 | 0 |  | 357 | 0 |  | 382 | 0 |  | 382 | 0 |  | 357 | 0 |  | 382 | 0 |  | 382 | 0 |  | 357 | 0 |  | 357 | 0 |  | 357 | 0 |  | 357 | 0 |  | 357 | 0 |  | 357 | 0 |  | 382 | 0 |  | 357 | 0 |  | 357 | 0 |  | 357 | 0 |  | 357 | 0 |  | 357 | 0 |  | 357 | 0 |  | 357 | 0 |  | 382 | 0 |  | 357 | 0 |  | 357 | 0 |  | 357 | 0 |  | 382 | 0 |  | 357 | 0 |  | 357 | 0 |  | 382 | 0 |  | 357 | 0 |  | 382 | 0 |  | 357 | 0 |  | 357 | 0 |  | 357 | 0 |  | 357 | 0 |  | 357 | 0 |  | 357 | 0 |  | 357 | 0 |  | 382 | 0 |  | 357 | 0 |  | 357 | 0 |  | 357 | 0 |  | 357 | 0 |  | 357 | 0 |  | 357 | 0 |  | 357 | 0 |  | 357 | 0 |  | 382 | 0 |  | 357 | 0 |  | 357 | 0 |  | 357 | 0 |  | 357 | 0 |  | 357 | 0 |  | 357 | 0 |  | 382 | 0
| 225mm Open Cut Road |  | 423 | 0 |  | 423 | 0 |  | 423 | 0 |  | 423 | 0 |  | 423 | 0 |  | 423 | 0 |  | 423 | 0 |  | 423 | 0 |  | 423 | 0 |  | 423 | 0 |  | 423 | 0 |  | 453 | 0 |  | 423 | 0 |  | 453 | 0 |  | 423 | 0 |  | 453 | 0 |  | 453 | 0 |  | 453 | 0 |  | 453 | 0 |  | 423 | 0 |  | 453 | 0 |  | 423 | 0 |  | 423 | 0 |  | 423 | 0 |  | 423 | 0 |  | 423 | 0 |  | 423 | 0 |  | 423 | 0 |  | 423 | 0 |  | 423 | 0 |  | 423 | 0 |  | 423 | 0 |  | 423 | 0 |  | 423 | 0 |  | 423 | 0 |  | 423 | 0 |  | 423 | 0 |  | 423 | 0 |  | 423 | 0 |  | 423 | 0 |  | 423 | 0 |  | 423 | 0 |  | 423 | 0 |  | 423 | 0 |  | 423 | 0 |  | 423 | 0 |  | 423 | 0 |  | 453 | 0 |  | 423 | 0 |  | 453 | 0 |  | 423 | 0 |  | 423 | 0 |  | 453 | 0 |  | 453 | 0 |  | 423 | 0 |  | 453 | 0 |  | 453 | 0 |  | 423 | 0 |  | 423 | 0 |  | 423 | 0 |  | 423 | 0 |  | 423 | 0 |  | 423 | 0 |  | 453 | 0 |  | 423 | 0 |  | 423 | 0 |  | 423 | 0 |  | 423 | 0 |  | 423 | 0 |  | 423 | 0 |  | 423 | 0 |  | 453 | 0 |  | 423 | 0 |  | 423 | 0 |  | 423 | 0 |  | 453 | 0 |  | 423 | 0 |  | 423 | 0 |  | 453 | 0 |  | 423 | 0 |  | 453 | 0 |  | 423 | 0 |  | 423 | 0 |  | 423 | 0 |  | 423 | 0 |  | 423 | 0 |  | 423 | 0 |  | 423 | 0 |  | 453 | 0 |  | 423 | 0 |  | 423 | 0 |  | 423 | 0 |  | 423 | 0 |  | 423 | 0 |  | 423 | 0 |  | 423 | 0 |  | 423 | 0 |  | 453 | 0 |  | 423 | 0 |  | 423 | 0 |  | 423 | 0 |  | 423 | 0 |  | 423 | 0 |  | 423 | 0 |  | 453 | 0
Included in cost of pipework | Trial Holes |  |  | 0 |  |  | 0 | 4 |  | 0 |  |  | 0 |  |  | 0 |  |  | 0 |  |  | 0 |  |  | 0 |  |  | 0 |  |  | 0 |  |  | 0 |  |  | 0 |  |  | 0 |  |  | 0 | 2 |  | 0 |  |  | 0 |  |  | 0 | 3 |  | 0 |  |  | 0 | 2 |  | 0 |  |  | 0 |  |  | 0 |  |  | 0 |  |  | 0 |  |  | 0 |  |  | 0 |  |  | 0 |  |  | 0 |  |  | 0 |  |  | 0 |  |  | 0 |  |  | 0 |  |  | 0 |  |  | 0 |  |  | 0 |  |  | 0 |  |  | 0 |  |  | 0 |  |  | 0 |  |  | 0 |  |  | 0 |  |  | 0 |  |  | 0 |  |  | 0 |  |  | 0 |  |  | 0 |  |  | 0 |  |  | 0 |  |  | 0 |  |  | 0 |  |  | 0 |  |  | 0 |  |  | 0 |  |  | 0 |  |  | 0 |  |  | 0 |  |  | 0 |  |  | 0 |  |  | 0 |  |  | 0 |  |  | 0 |  |  | 0 |  |  | 0 |  |  | 0 |  |  | 0 |  |  | 0 |  |  | 0 |  |  | 0 |  |  | 0 |  |  | 0 |  |  | 0 |  |  | 0 |  |  | 0 |  |  | 0 |  |  | 0 |  |  | 0 |  |  | 0 |  |  | 0 |  |  | 0 |  |  | 0 |  |  | 0 |  |  | 0 |  |  | 0 |  |  | 0 |  |  | 0 |  |  | 0 |  |  | 0 |  |  | 0 |  |  | 0 |  |  | 0 |  |  | 0 |  |  | 0 |  |  | 0 |  |  | 0 |  |  | 0 |  |  | 0 |  |  | 0 |  |  | 0 |  |  | 0 |  |  | 0 |  |  | 0 |  |  | 0 |  |  | 0 |  |  | 0 |  |  | 0
Affinity make inclusions for traffic management in the cost of pipework | Traffic Management - 2 way lights |  |  | 0 | 1 |  | 0 |  |  | 0 | 1 |  | 0 | 1 |  | 0 | 1 |  | 0 | 1 |  | 0 |  |  | 0 | 1 |  | 0 | 2 |  | 0 | 1 |  | 0 | 2 |  | 0 | 1 |  | 0 | 1 |  | 0 | 1 |  | 0 |  |  | 0 | 1 |  | 0 | 1 |  | 0 |  |  | 0 | 1 |  | 0 |  |  | 0 |  |  | 0 |  |  | 0 |  |  | 0 |  |  | 0 |  |  | 0 |  |  | 0 |  |  | 0 |  |  | 0 |  |  | 0 |  |  | 0 |  |  | 0 |  |  | 0 |  |  | 0 |  |  | 0 |  |  | 0 |  |  | 0 |  |  | 0 |  |  | 0 |  |  | 0 |  |  | 0 |  |  | 0 |  |  | 0 |  |  | 0 |  |  | 0 |  |  | 0 |  |  | 0 |  |  | 0 |  |  | 0 |  |  | 0 |  |  | 0 |  |  | 0 |  |  | 0 |  |  | 0 |  |  | 0 |  |  | 0 |  |  | 0 |  |  | 0 |  |  | 0 |  |  | 0 |  |  | 0 |  |  | 0 |  |  | 0 |  |  | 0 |  |  | 0 |  |  | 0 |  |  | 0 |  |  | 0 |  |  | 0 |  |  | 0 |  |  | 0 |  |  | 0 |  |  | 0 |  |  | 0 |  |  | 0 |  |  | 0 |  |  | 0 |  |  | 0 |  |  | 0 |  |  | 0 |  |  | 0 |  |  | 0 |  |  | 0 |  |  | 0 |  |  | 0 |  |  | 0 |  |  | 0 |  |  | 0 |  |  | 0 |  |  | 0 |  |  | 0 |  |  | 0 |  |  | 0 |  |  | 0 |  |  | 0 |  |  | 0 |  |  | 0 |  |  | 0 |  |  | 0 |  |  | 0 |  |  | 0 |  |  | 0 |  |  | 0 |  |  | 0 |  |  | 0
Affinity make inclusions for traffic management in the cost of pipework | Traffic Management - 3 way lights |  |  | 0 |  |  | 0 |  |  | 0 |  |  | 0 |  |  | 0 |  |  | 0 | 1 |  | 0 |  |  | 0 |  |  | 0 |  |  | 0 |  |  | 0 |  |  | 0 |  |  | 0 |  |  | 0 |  |  | 0 |  |  | 0 |  |  | 0 |  |  | 0 |  |  | 0 |  |  | 0 |  |  | 0 |  |  | 0 |  |  | 0 |  |  | 0 |  |  | 0 |  |  | 0 |  |  | 0 |  |  | 0 |  |  | 0 |  |  | 0 |  |  | 0 |  |  | 0 |  |  | 0 |  |  | 0 |  |  | 0 |  |  | 0 |  |  | 0 |  |  | 0 |  |  | 0 |  |  | 0 |  |  | 0 |  |  | 0 |  |  | 0 |  |  | 0 |  |  | 0 |  |  | 0 |  |  | 0 |  |  | 0 |  |  | 0 |  |  | 0 |  |  | 0 |  |  | 0 |  |  | 0 |  |  | 0 |  |  | 0 |  |  | 0 |  |  | 0 |  |  | 0 |  |  | 0 |  |  | 0 |  |  | 0 |  |  | 0 |  |  | 0 |  |  | 0 |  |  | 0 |  |  | 0 |  |  | 0 |  |  | 0 |  |  | 0 |  |  | 0 |  |  | 0 |  |  | 0 |  |  | 0 |  |  | 0 |  |  | 0 |  |  | 0 |  |  | 0 |  |  | 0 |  |  | 0 |  |  | 0 |  |  | 0 |  |  | 0 |  |  | 0 |  |  | 0 |  |  | 0 |  |  | 0 |  |  | 0 |  |  | 0 |  |  | 0 |  |  | 0 |  |  | 0 |  |  | 0 |  |  | 0 |  |  | 0 |  |  | 0 |  |  | 0 |  |  | 0 |  |  | 0 |  |  | 0 |  |  | 0 |  |  | 0 |  |  | 0 |  |  | 0 |  |  | 0 |  |  | 0
Affinity make inclusions for traffic management in the cost of pipework | Road Closure |  |  | 0 |  |  | 0 |  |  | 0 |  |  | 0 |  |  | 0 |  |  | 0 |  |  | 0 |  |  | 0 |  |  | 0 |  |  | 0 |  |  | 0 |  |  | 0 |  |  | 0 |  |  | 0 |  |  | 0 |  |  | 0 |  |  | 0 |  |  | 0 |  |  | 0 |  |  | 0 |  |  | 0 |  |  | 0 |  |  | 0 |  |  | 0 |  |  | 0 |  |  | 0 |  |  | 0 |  |  | 0 |  |  | 0 |  |  | 0 |  |  | 0 |  |  | 0 |  |  | 0 |  |  | 0 |  |  | 0 |  |  | 0 |  |  | 0 |  |  | 0 |  |  | 0 |  |  | 0 |  |  | 0 |  |  | 0 |  |  | 0 |  |  | 0 |  |  | 0 |  |  | 0 |  |  | 0 |  |  | 0 |  |  | 0 |  |  | 0 |  |  | 0 |  |  | 0 |  |  | 0 |  |  | 0 |  |  | 0 |  |  | 0 |  |  | 0 |  |  | 0 |  |  | 0 |  |  | 0 |  |  | 0 |  |  | 0 |  |  | 0 |  |  | 0 |  |  | 0 |  |  | 0 |  |  | 0 |  |  | 0 |  |  | 0 |  |  | 0 |  |  | 0 |  |  | 0 |  |  | 0 |  |  | 0 |  |  | 0 |  |  | 0 |  |  | 0 |  |  | 0 |  |  | 0 |  |  | 0 |  |  | 0 |  |  | 0 |  |  | 0 |  |  | 0 |  |  | 0 |  |  | 0 |  |  | 0 |  |  | 0 |  |  | 0 |  |  | 0 |  |  | 0 |  |  | 0 |  |  | 0 |  |  | 0 |  |  | 0 |  |  | 0 |  |  | 0 |  |  | 0 |  |  | 0 |  |  | 0 |  |  | 0 |  |  | 0 |  |  | 0 |  |  | 0 |  |  | 0
|  |  | Total Construction Cost | 210917 |  | Total Construction Cost | 67402 |  | Total Construction Cost | 49119 |  | Total Construction Cost | 186928 |  | Total Construction Cost | 23927 |  | Total Construction Cost | 44129 |  | Total Construction Cost | 145138 |  | Total Construction Cost | 55429 |  | Total Construction Cost | 129216 |  | Total Construction Cost | 36290 |  | Total Construction Cost | 105070 |  | Total Construction Cost | 141070 |  | Total Construction Cost | 210907 |  | Total Construction Cost | 28920 |  | Total Construction Cost | 13866 |  | Total Construction Cost | 72138 |  | Total Construction Cost | 22056 |  | Total Construction Cost | 105870 |  | Total Construction Cost | 108586 |  | Total Construction Cost | 49902 |  | Total Construction Cost | 94947 |  | Total Construction Cost | 10216.5 |  | Construction Cost | 42639 |  | Construction Cost | 23275 |  | Construction Cost | 18543 |  | Construction Cost | 8442 |  | Construction Cost | 1344 |  | Construction Cost | 29358 |  | Construction Cost | 78092 |  | Construction Cost | 9534 |  | Construction Cost | 20014 |  | Construction Cost | 15085 |  | Construction Cost | 7077 |  | Construction Cost | 58544 |  | Construction Cost | 18886 |  | Construction Cost | 7987 |  | Construction Cost | 308502 |  | Construction Cost | 58065 |  | Construction Cost | 24731 |  | Construction Cost | 20727 |  | Construction Cost | 27461 |  | Construction Cost | 11081 |  | Construction Cost | 75334 |  | Construction Cost | 17087 |  | Construction Cost | 65916 |  | Construction Cost | 17087 |  | Construction Cost | 6804 |  | Construction Cost | 17460 |  | Construction Cost | 12516 |  | Construction Cost | 20814 |  | Construction Cost | 27986 |  | Construction Cost | 29190 |  | Construction Cost | 13428 |  | Construction Cost | 25088 |  | Construction Cost | 29736 |  | Construction Cost | 10884 |  | Construction Cost | 16714 |  | Construction Cost | 3801 |  | Construction Cost | 14903 |  | Construction Cost | 13993 |  | Construction Cost | 9989 |  | Construction Cost | 11536 |  | Construction Cost | 16723 |  | Construction Cost | 8446 |  | Construction Cost | 22092 |  | Construction Cost | 23366 |  | Construction Cost | 32375 |  | Construction Cost | 3710 |  | Construction Cost | 32375 |  | Construction Cost | 21959 |  | Construction Cost | 15519 |  | Construction Cost | 25160 |  | Construction Cost | 24255 |  | Construction Cost | 6349 |  | Construction Cost | 11606 |  | Construction Cost | 7458 |  | Construction Cost | 17269 |  | Construction Cost | 3416 |  | Construction Cost | 18304 |  | Construction Cost | 33288 |  | Construction Cost | 13110 |  | Construction Cost | 11354 |  | Construction Cost | 17976 |  | Construction Cost | 14609 |  | Construction Cost | 17430 |  | Construction Cost | 13062 |  | Construction Cost | 37653 |  | Construction Cost | 33288 |  | Construction Cost | 27950 |  | Construction Cost | 3983 |  | Construction Cost | 10787 |  | Construction Cost | 6783 |  | Construction Cost | 17087 |  | Construction Cost | 3416 |  | Construction Cost | 15904 |  | Construction Cost | 46144 |  | Construction Cost | 7714 |  | Construction Cost | 34738 |  | Construction Cost | 60564 |  | Construction Cost | 13083 |  | Construction Cost | 14427 |  | Construction Cost | 23758 |  | Construction Cost | 25620 |  | Construction Cost | 4165 |  | Construction Cost | 19860 | 3959831.5
Additional Costs |  | 2622 | Additional Fees | 2622 | 2465 | Additional Fees | 2465 | 2308 | Additional Fees | 2308 | 2622 | Additional Fees | 2622 | 2150 | Additional Fees | 2150 | 2308 | Additional Fees | 2308 | 2465 | Additional Fees | 2465 | 2308 | Additional Fees | 2308 | 2465 | Additional Fees | 2465 | 2150 | Additional Fees | 2150 | 2465 | Additional Fees | 2465 | 2465 | Additional Fees | 2465 | 2622 | Additional Fees | 2622 | 2308 | Additional Fees | 2308 | 2150 | Additional Fees | 2150 | 2465 | Additional Fees | 2465 | 2150 | Additional Fees | 2150 | 2622 | Additional Fees | 2622 | 2622 | Additional Fees | 2622 | 2308 | Additional Fees | 2308 | 2465 | Additional Fees | 2465 | 2150 | Additional Fees | 2150 | 2308 | Additional Fees | 2308 | 2150 | Additional Fees | 2150 | 2150 | Additional Fees | 2150 | 2150 | Additional Fees | 2150 | 2150 | Additional Fees | 2150 | 2465 | Additional Fees | 2465 | 2150 | Additional Fees | 2150 | 2150 | Additional Fees | 2150 | 2150 | Additional Fees | 2150 | 2150 | Additional Fees | 2150 | 2150 | Additional Fees | 2150 | 2150 | Additional Fees | 2150 | 2150 | Additional Fees | 2150 | 2150 | Additional Fees | 2150 | 2622 | Additional Fees | 2622 | 2465 | Additional Fees | 2465 | 2150 | Additional Fees | 2150 | 2150 | Additional Fees | 2150 | 2150 | Additional Fees | 2150 | 2150 | Additional Fees | 2150 | 2308 | Additional Fees | 2308 | 2150 | Additional Fees | 2150 | 2150 | Additional Fees | 2150 | 2150 | Additional Fees | 2150 | 2150 | Additional Fees | 2150 | 2150 | Additional Fees | 2150 | 2150 | Additional Fees | 2150 | 2150 | Additional Fees | 2150 | 2150 | Additional Fees | 2150 | 2150 | Additional Fees | 2150 | 2150 | Additional Fees | 2150 | 2150 | Additional Fees | 2150 | 2150 | Additional Fees | 2150 | 2150 | Additional Fees | 2150 | 2150 | Additional Fees | 2150 | 2150 | Additional Fees | 2150 | 2150 | Additional Fees | 2150 | 2150 | Additional Fees | 2150 | 2150 | Additional Fees | 2150 | 2150 | Additional Fees | 2150 | 2150 | Additional Fees | 2150 | 2150 | Additional Fees | 2150 | 2150 | Additional Fees | 2150 | 2150 | Additional Fees | 2150 | 2150 | Additional Fees | 2150 | 2150 | Additional Fees | 2150 | 2150 | Additional Fees | 2150 | 2150 | Additional Fees | 2150 | 2150 | Additional Fees | 2150 | 2308 | Additional Fees | 2308 | 2150 | Additional Fees | 2150 | 2150 | Additional Fees | 2150 | 2150 | Additional Fees | 2150 | 2150 | Additional Fees | 2150 | 2150 | Additional Fees | 2150 | 2150 | Additional Fees | 2150 | 2150 | Additional Fees | 2150 | 2150 | Additional Fees | 2150 | 2150 | Additional Fees | 2150 | 2150 | Additional Fees | 2150 | 2150 | Additional Fees | 2150 | 2150 | Additional Fees | 2150 | 2150 | Additional Fees | 2150 | 2150 | Additional Fees | 2150 | 2308 | Additional Fees | 2308 | 2150 | Additional Fees | 2150 | 2150 | Additional Fees | 2150 | 2150 | Additional Fees | 2150 | 2150 | Additional Fees | 2150 | 2150 | Additional Fees | 2150 | 2150 | Additional Fees | 2150 | 2150 | Additional Fees | 2150 | 2150 | Additional Fees | 2150 | 2308 | Additional Fees | 2308 | 2150 | Additional Fees | 2150 | 2150 | Additional Fees | 2150 | 2150 | Additional Fees | 2150 | 2150 | Additional Fees | 2150 | 2150 | Additional Fees | 2150 | 2150 | Additional Fees | 2150 | 2150 | Additional Fees | 2150 | 2150 | Additional Fees | 2150 | 2150 | Additional Fees | 2150 | 465994
6.2.2 | Application Report for mains | 786
Design Costs
6.3.1 | 0-50 | 787
6.3.2 | 51-100 | 945
6.3.3 | 101-200 | 1102
6.3.4 | 200+100 ( every 100 over 200 need to add extra 157) | 157
6.4.1 | Administration fee fixed | 577
Inclusions/Exclusions
https://www.affinitywater.co.uk/docs/charging-arrangements-new-connections-2019-2020.pdf
page 13
Page 16
Page 14
Page 15
Page 18

## Severn Trent
[8 empty] | 204356.4 | 96800.4 | 85148.5 | 224075 | 13444.5 | 51985.4 | 147889.5 | 69015.1 | 149682.1 | 18822.3 | [22 empty] | 90526.3 | 156852.5 | 231245.4 | 48400.2 | 17029.7 | 103074.5 | 30474.2 | 238415.8 | 184637.8 | 66326.2 | 123689.4 | [14 empty] | New Data
| Job No | Job103 |  |  | Job93 |  |  | Job83 |  |  | Job101 |  |  | Job50 |  |  | Job79 |  |  | Job100 |  |  | Job89 |  |  | Job99 |  |  | Job74 |  |  | Job98 |  |  | Job102 |  |  | Job104 |  |  | Job51 |  |  | Job29 |  |  | Job7 |  |  | Job95 |  |  | Job55 |  |  | Job11 |  |  | Job88 |  |  | Job97 |  |  | Job13 |  |  | Job80 |  |  | Job45 |  |  | Job40 |  |  | Job12 |  |  | Job22 |  |  | Job84 |  |  | Job94 |  |  | Job38 |  |  | Job44 |  |  | Job25 |  |  | Job27 |  |  | Job86 |  |  | Job57 |  |  | Job24 |  |  | Job105 |  |  | Job91 |  |  | Job56 |  |  | Job54 |  |  | Job73 |  |  | Job15 |  |  | Job96 |  |  | Job47 |  |  | Job92 |  |  | Job42 |  |  | Job20 |  |  | Job60 |  |  | Job49 |  |  | Job78 |  |  | Job77 |  |  | Job67 |  |  | Job59 |  |  | Job41 |  |  | Job68 |  |  | Job66 |  |  | Job6 |  |  | Job8 |  |  | Job62 |  |  | Job64 |  |  | Job34 |  |  | Job21 |  |  | Job69 |  |  | Job26 |  |  | Job58 |  |  | Job63 |  |  | Job72 |  |  | Job14 |  |  | Job75 |  |  | Job52 |  |  | Job35 |  |  | Job71 |  |  | Job61 |  |  | Job37 |  |  | Job28 |  |  | Job17 |  |  | Job33 |  |  | Job4 |  |  | Job30 |  |  | Job70 |  |  | Job2 |  |  | Job9 |  |  | Job43 |  |  | Job39 |  |  | Job46 |  |  | Job23 |  |  | Job81 |  |  | Job76 |  |  | Job85 |  |  | Job16 |  |  | Job18 |  |  | Job48 |  |  | Job32 |  |  | Job10 |  |  | Job90 |  |  | Job82 |  |  | Job19 |  |  | Job1 |  |  | Job87 |  |  | Job31 |  |  | Job36 |  |  | Job65 |  |  | Job53 |  |  | Job5 |  |  | Job3
| Area | East |  |  | East |  |  | East |  |  | East |  |  | East |  |  | East |  |  | East |  |  | North |  |  | North |  |  | North |  |  | North |  |  | North |  |  | North |  |  | North |  |  | West |  |  | West |  |  | West |  |  | West |  |  | West |  |  | West |  |  | West |  |  | North |  |  | North |  |  | North |  |  | North |  |  | North |  |  | North |  |  | North |  |  | North |  |  | North |  |  | North |  |  | North |  |  | North |  |  | North |  |  | North |  |  | North |  |  | North |  |  | North |  |  | North |  |  | North |  |  | North |  |  | North |  |  | North |  |  | North |  |  | North |  |  | North |  |  | North |  |  | North |  |  | North |  |  | North |  |  | North |  |  | North |  |  | North |  |  | North |  |  | North |  |  | North |  |  | North |  |  | North |  |  | North |  |  | North |  |  | North |  |  | North |  |  | North |  |  | North |  |  | North |  |  | North |  |  | North |  |  | North |  |  | North |  |  | North |  |  | West |  |  | West |  |  | West |  |  | West |  |  | West |  |  | West |  |  | West |  |  | West |  |  | West |  |  | West |  |  | West |  |  | West |  |  | West |  |  | West |  |  | West |  |  | West |  |  | West |  |  | West |  |  | West |  |  | West |  |  | West |  |  | West |  |  | West |  |  | West |  |  | West |  |  | West |  |  | West |  |  | West |  |  | West |  |  | West |  |  | West |  |  | West |  |  | West |  |  | West |  |  | West
| No of Plots | 228 |  |  | 108 |  |  | 95 |  |  | 250 |  |  | 15 |  |  | 58 |  |  | 165 |  |  | 77 |  |  | 167 |  |  | 21 |  |  | 101 |  |  | 175 |  |  | 258 |  |  | 54 |  |  | 19 |  |  | 115 |  |  | 34 |  |  | 266 |  |  | 206 |  |  | 74 |  |  | 138 |  |  | 15 |  |  | 57 |  |  | 5 |  |  | 13 |  |  | 7 |  |  | 25 |  |  | 148 |  |  | 27 |  |  | 27 |  |  | 15 |  |  | 4 |  |  | 4 |  |  | 7 |  |  | 19 |  |  | 7 |  |  | 250 |  |  | 100 |  |  | 35 |  |  | 35 |  |  | 36 |  |  | 4 |  |  | 95 |  |  | 22 |  |  | 20 |  |  | 22 |  |  | 5 |  |  | 14 |  |  | 22 |  |  | 31 |  |  | 21 |  |  | 28 |  |  | 9 |  |  | 10 |  |  | 7 |  |  | 12 |  |  | 10 |  |  | 32 |  |  | 8 |  |  | 10 |  |  | 16 |  |  | 10 |  |  | 16 |  |  | 5 |  |  | 25 |  |  | 23 |  |  | 32 |  |  | 12 |  |  | 32 |  |  | 34 |  |  | 18 |  |  | 50 |  |  | 14 |  |  | 36 |  |  | 11 |  |  | 23 |  |  | 26 |  |  | 11 |  |  | 40 |  |  | 24 |  |  | 25 |  |  | 24 |  |  | 32 |  |  | 36 |  |  | 34 |  |  | 18 |  |  | 59 |  |  | 24 |  |  | 25 |  |  | 24 |  |  | 11 |  |  | 23 |  |  | 24 |  |  | 11 |  |  | 40 |  |  | 88 |  |  | 8 |  |  | 23 |  |  | 9 |  |  | 19 |  |  | 4 |  |  | 4 |  |  | 17 |  |  | 8 |  |  | 29
| Total Meterage | 2111 |  |  | 684 |  |  | 525 |  |  | 1910 |  |  | 217 |  |  | 443 |  |  | 1224 |  |  | 539 |  |  | 1168 |  |  | 278 |  |  | 978 |  |  | 1132 |  |  | 2113 |  |  | 156 |  |  | 114 |  |  | 626 |  |  | 162 |  |  | 846 |  |  | 888 |  |  | 514 |  |  | 800 |  |  | 97.5 |  |  | 423 |  |  | 241 |  |  | 192 |  |  | 78 |  |  | 365 |  |  | 194 |  |  | 712 |  |  | 63 |  |  | 193 |  |  | 151 |  |  | 63 |  |  | 572 |  |  | 228 |  |  | 73 |  |  | 2956 |  |  | 579 |  |  | 257 |  |  | 213 |  |  | 287 |  |  | 107 |  |  | 802 |  |  | 173 |  |  | 663 |  |  | 173 |  |  | 60 |  |  | 114 |  |  | 134 |  |  | 171 |  |  | 278 |  |  | 306 |  |  | 114 |  |  | 224 |  |  | 312 |  |  | 90 |  |  | 145 |  |  | 27 |  |  | 149 |  |  | 139 |  |  | 95 |  |  | 112 |  |  | 169 |  |  | 67 |  |  | 228 |  |  | 242 |  |  | 341 |  |  | 26 |  |  | 341 |  |  | 197 |  |  | 141 |  |  | 212 |  |  | 237 |  |  | 555 |  |  | 98 |  |  | 45 |  |  | 175 |  |  | 8 |  |  | 160 |  |  | 306 |  |  | 111 |  |  | 110 |  |  | 168 |  |  | 131 |  |  | 162 |  |  | 114 |  |  | 399 |  |  | 306 |  |  | 251 | [5 empty] | 89 |  |  | 45 |  |  | 173 |  |  | 8 |  |  | 160 |  |  | 448 |  |  | 70 |  |  | 277 |  |  | 636 |  |  | 129 |  |  | 129 |  |  | 202 |  |  | 252 |  |  | 31 |  |  | 162
| Contaminated | N |  |  | N |  |  | N |  |  | N |  |  | N |  |  | N |  |  | N |  |  | N | [8 empty] | N |  |  | Y |  |  | N |  |  | mixed |  |  | N |  |  | Y |  |  | Y |  |  | Y |  |  | Y |  |  | N |  |  | Y |  |  | N |  |  | N |  |  | N |  |  | N |  |  | N |  |  | N |  |  | N |  |  | N |  |  | N |  |  | N |  |  | N |  |  | N |  |  | N |  |  | N |  |  | N |  |  | N |  |  | N |  |  | N |  |  | N |  |  | N |  |  | N |  |  | N |  |  | N |  |  | N |  |  | N |  |  | N |  |  | Y |  |  | N |  |  | Y |  |  | N |  |  | N |  |  | Y |  |  | Y |  |  | N |  |  | Y |  |  | Y |  |  | N |  |  | N |  |  | N |  |  | N |  |  | N |  |  | N |  |  | Y |  |  | N |  |  | N |  |  | N |  |  | N |  |  | N |  |  | N |  |  | N |  |  | Y |  |  | N |  |  | N |  |  | N |  |  | Y |  |  | N |  |  | N |  |  | Y |  |  | N |  |  | Y |  |  | N |  |  | N |  |  | N |  |  | N |  |  | N |  |  | N |  |  | N |  |  | Y |  |  | N |  |  | N |  |  | N |  |  | N |  |  | N |  |  | N |  |  | N |  |  | N |  |  | Y |  |  | N |  |  | N |  |  | N |  |  | N |  |  | N |  |  | N |  |  | Y
| Cost per plot (£896.3) | 204356.4 |  |  | 96800.4 |  |  | 85148.5 |  |  | 224075 |  |  | 13444.5 |  |  | 51985.4 |  |  | 147889.5 |  |  | 69015.1 |  |  | 149682.1 |  |  | 18822.3 |  |  | 90526.3 |  |  | 156852.5 |  |  | 231245.4 |  |  | 48400.2 |  |  | 17029.7 |  |  | 103074.5 |  |  | 30474.2 |  |  | 238415.8 |  |  | 184637.8 |  |  | 66326.2 |  |  | 123689.4 |  |  | 13444.5 |  |  | 51089.1 |  |  | 4481.5 |  |  | 11651.9 |  |  | 6274.1 |  |  | 22407.5 |  |  | 132652.4 |  |  | 24200.1 |  |  | 24200.1 |  |  | 13444.5 |  |  | 3585.2 |  |  | 3585.2 |  |  | 6274.1 |  |  | 17029.7 |  |  | 6274.1 |  |  | 224075 |  |  | 89630 |  |  | 31370.5 |  |  | 31370.5 |  |  | 32266.8 |  |  | 3585.2 |  |  | 85148.5 |  |  | 19718.6 |  |  | 17926 |  |  | 19718.6 |  |  | 4481.5 |  |  | 12548.2 |  |  | 19718.6 |  |  | 27785.3 |  |  | 18822.3 |  |  | 25096.4 |  |  | 8066.7 |  |  | 8963 |  |  | 6274.1 |  |  | 10755.6 |  |  | 8963 |  |  | 28681.6 |  |  | 7170.4 |  |  | 8963 |  |  | 14340.8 |  |  | 8963 |  |  | 14340.8 |  |  | 4481.5 |  |  | 22407.5 |  |  | 20614.9 |  |  | 28681.6 |  |  | 10755.6 |  |  | 28681.6 |  |  | 30474.2 |  |  | 16133.4 |  |  | 44815 |  |  | 12548.2 |  |  | 32266.8 |  |  | 9859.3 |  |  | 20614.9 |  |  | 23303.8 |  |  | 9859.3 |  |  | 35852 |  |  | 21511.2 |  |  | 22407.5 |  |  | 21511.2 |  |  | 28681.6 |  |  | 32266.8 |  |  | 30474.2 |  |  | 16133.4 |  |  | 52881.7 |  |  | 21511.2 |  |  | 22407.5 |  |  | 21511.2 |  |  | 9859.3 |  |  | 20614.9 |  |  | 21511.2 |  |  | 9859.3 |  |  | 35852 |  |  | 78874.4 |  |  | 7170.4 |  |  | 20614.9 |  |  | 8066.7 |  |  | 17029.7 |  |  | 3585.2 |  |  | 3585.2 |  |  | 15237.1 |  |  | 7170.4 |  |  | 25992.7 |  |  | 4408899.7
Assumptions | Scheme Specific: | Quantity | Unit Cost | Total | Quantity | Unit Cost | Total | Quantity | Unit Cost | Total | Quantity | Unit Cost | Total | Quantity | Unit Cost | Total | Quantity | Unit Cost | Total | Quantity | Unit Cost | Total | Quantity | Unit Cost | Total | Quantity | Unit Cost | Total | Quantity | Unit Cost | Total | Quantity | Unit Cost | Total | Quantity | Unit Cost | Total | Quantity | Unit Cost | Total | Quantity | Unit Cost | Total | Quantity | Unit Cost | Total | Quantity | Unit Cost | Total | Quantity | Unit Cost | Total | Quantity | Unit Cost | Total | Quantity | Unit Cost | Total | Quantity | Unit Cost | Total | Quantity | Unit Cost | Total | Quantity | Unit Cost | Total | Quantity | Unit Cost | Total | Quantity | Unit Cost | Total | Quantity | Unit Cost | Total | Quantity | Unit Cost | Total | Quantity | Unit Cost | Total | Quantity | Unit Cost | Total | Quantity | Unit Cost | Total | Quantity | Unit Cost | Total | Quantity | Unit Cost | Total | Quantity | Unit Cost | Total | Quantity | Unit Cost | Total | Quantity | Unit Cost | Total | Quantity | Unit Cost | Total | Quantity | Unit Cost | Total | Quantity | Unit Cost | Total | Quantity | Unit Cost | Total | Quantity | Unit Cost | Total | Quantity | Unit Cost | Total | Quantity | Unit Cost | Total | Quantity | Unit Cost | Total | Quantity | Unit Cost | Total | Quantity | Unit Cost | Total | Quantity | Unit Cost | Total | Quantity | Unit Cost | Total | Quantity | Unit Cost | Total | Quantity | Unit Cost | Total | Quantity | Unit Cost | Total | Quantity | Unit Cost | Total | Quantity | Unit Cost | Total | Quantity | Unit Cost | Total | Quantity | Unit Cost | Total | Quantity | Unit Cost | Total | Quantity | Unit Cost | Total | Quantity | Unit Cost | Total | Quantity | Unit Cost | Total | Quantity | Unit Cost | Total | Quantity | Unit Cost | Total | Quantity | Unit Cost | Total | Quantity | Unit Cost | Total | Quantity | Unit Cost | Total | Quantity | Unit Cost | Total | Quantity | Unit Cost | Total | Quantity | Unit Cost | Total | Quantity | Unit Cost | Total | Quantity | Unit Cost | Total | Quantity | Unit Cost | Total | Quantity | Unit Cost | Total | Quantity | Unit Cost | Total | Quantity | Unit Cost | Total | Quantity | Unit Cost | Total | Quantity | Unit Cost | Total | Quantity | Unit Cost | Total | Quantity | Unit Cost | Total | Quantity | Unit Cost | Total | Quantity | Unit Cost | Total | Quantity | Unit Cost | Total | Quantity | Unit Cost | Total | Quantity | Unit Cost | Total | Quantity | Unit Cost | Total | Quantity | Unit Cost | Total | Quantity | Unit Cost | Total | Quantity | Unit Cost | Total | Quantity | Unit Cost | Total | Quantity | Unit Cost | Total | Quantity | Unit Cost | Total | Quantity | Unit Cost | Total | Quantity | Unit Cost | Total | Quantity | Unit Cost | Total | Quantity | Unit Cost | Total | Quantity | Unit Cost | Total | Quantity | Unit Cost | Total | Quantity | Unit Cost | Total | Quantity | Unit Cost | Total | Quantity | Unit Cost | Total | Quantity | Unit Cost | Total | Quantity | Unit Cost | Total | Quantity | Unit Cost | Total | Quantity | Unit Cost | Total | Quantity | Unit Cost | Total | Quantity | Unit Cost | Total | Quantity | Unit Cost | Total | Quantity | Unit Cost | Total | Quantity | Unit Cost | Total
Assumed size 90mm-200mm in unmade ground | Underpressure Connection |  |  | 0 |  |  | 0 | 1 |  | 0 |  |  | 0 |  |  | 0 |  |  | 0 |  |  | 0 |  |  | 0 |  |  | 0 |  |  | 0 | [6 empty] | 1 |  |  | 1 |  |  | 1 | [8 empty] | 1 | [5 empty] | 1 |  |  | 1 |  |  |  |  | 0 |  |  | 0 |  |  | 0 |  |  | 0 |  |  | 0 |  |  | 0 |  |  | 0 |  |  | 0 |  |  | 0 |  |  | 0 |  |  | 0 |  |  | 0 |  |  | 0 |  |  | 0 |  |  | 0 |  |  | 0 |  |  | 0 |  |  | 0 |  |  | 0 |  |  | 0 |  |  | 0 |  |  | 0 |  |  | 0 |  |  | 0 |  |  | 0 |  |  | 0 |  |  | 0 |  |  | 0 |  |  | 0 |  |  | 0 |  |  | 0 |  |  | 0 |  |  | 0 |  |  | 0 |  |  | 0 |  |  | 0 |  |  | 0 |  |  | 0 |  |  | 0 |  |  | 0 |  |  | 0 |  |  | 0 |  |  | 0 |  |  | 0 |  |  | 0 |  |  | 0 |  |  | 0 |  |  | 0 |  |  | 0 |  |  | 0 |  |  | 0 |  |  | 0 |  |  | 0 |  |  | 0 | 1 |  | 0 |  |  | 0 | 1 |  | 0 |  |  | 0 | 1 |  | 0 |  |  | 0 |  |  | 0 | 1 |  | 0 |  |  | 0 |  |  | 0 |  |  | 0 |  |  | 0 | 1 |  | 0 |  |  | 0 |  |  | 0 |  |  | 0 | 1 |  | 0 |  |  | 0 | 1 |  | 0 |  |  | 0 | 1 |  | 0 |  |  | 0 | 2 |  | 0 | 1 |  | 0 |  |  | 0 | 1 |  | 0 | 2 |  | 0 |  |  | 0 |  |  | 0 |  |  | 0
| Cut in/branch Connection |  |  | 0 | 1 |  | 0 |  |  | 0 |  |  | 0 |  |  | 0 |  |  | 0 |  |  | 0 |  |  | 0 |  |  | 0 |  |  | 0 |  |  |  | 2 |  |  | 1 | [11 empty] | 1 | [16 empty] | 0 |  |  | 0 |  |  | 0 |  |  | 0 |  |  | 0 |  |  | 0 |  |  | 0 |  |  | 0 |  |  | 0 |  |  | 0 |  |  | 0 |  |  | 0 |  |  | 0 |  |  | 0 |  |  | 0 |  |  | 0 |  |  | 0 |  |  | 0 |  |  | 0 |  |  | 0 |  |  | 0 |  |  | 0 |  |  | 0 |  |  | 0 |  |  | 0 |  |  | 0 |  |  | 0 |  |  | 0 |  |  | 0 |  |  | 0 |  |  | 0 |  |  | 0 |  |  | 0 |  |  | 0 |  |  | 0 |  |  | 0 |  |  | 0 |  |  | 0 |  |  | 0 |  |  | 0 |  |  | 0 |  |  | 0 |  |  | 0 |  |  | 0 |  |  | 0 |  |  | 0 |  |  | 0 |  |  | 0 |  |  | 0 |  |  | 0 |  |  | 0 | 1 |  | 0 |  |  | 0 |  |  | 0 |  |  | 0 |  |  | 0 |  |  | 0 |  |  | 0 |  |  | 0 |  |  | 0 |  |  | 0 |  |  | 0 | 1 |  | 0 | 1 |  | 0 | 1 |  | 0 |  |  | 0 |  |  | 0 |  |  | 0 |  |  | 0 | 1 |  | 0 |  |  | 0 |  |  | 0 |  |  | 0 |  |  | 0 |  |  | 0 |  |  | 0 |  |  | 0 |  |  | 0 |  |  | 0 |  |  | 0 |  |  | 0 | 1 |  | 0 |  |  | 0 | 1 |  | 0
| In Line / back to back connection | 2 |  | 0 | 1 |  | 0 |  |  | 0 |  |  | 0 |  |  | 0 |  |  | 0 |  |  | 0 |  |  | 0 |  |  | 0 |  |  | 0 | 1 |  |  | 6 |  |  | 4 |  |  | 1 |  |  | 1 |  |  | 1 |  |  | 1 |  |  | 1 |  |  | 2 |  |  | 1 |  |  | 1 |  |  | 1 |  | 0 | 2 |  | 0 | 1 |  | 0 | 1 |  | 0 | 1 |  | 0 | 1 |  | 0 | 7 |  | 0 | 1 |  | 0 | 1 |  | 0 | 1 |  | 0 | 1 |  | 0 | 1 |  | 0 | 1 |  | 0 | 2 |  | 0 | 1 |  | 0 | 2 |  | 0 | 4 |  | 0 | 1 |  | 0 | 1 |  | 0 | 1 |  | 0 | 1 |  | 0 | 1 |  | 0 | 1 |  | 0 | 1 |  | 0 | 1 |  | 0 | 1 |  | 0 | 1 |  | 0 | 2 |  | 0 | 2 |  | 0 | 2 |  | 0 | 1 |  | 0 | 1 |  | 0 | 1 |  | 0 | 1 |  | 0 | 1 |  | 0 | 1 |  | 0 | 1 |  | 0 | 1 |  | 0 | 1 |  | 0 | 1 |  | 0 | 1 |  | 0 | 1 |  | 0 | 1 |  | 0 | 1 |  | 0 | 1 |  | 0 | 1 |  | 0 | 1 |  | 0 | 1 |  | 0 | 3 |  | 0 | 2 |  | 0 | 2 |  | 0 | 1 |  | 0 | 1 |  | 0 | 2 |  | 0 | 1 |  | 0 | 1 |  | 0 | 1 |  | 0 | 1 |  | 0 | 1 |  | 0 | 1 |  | 0 | 1 |  | 0 | 1 |  | 0 | 1 |  | 0 | 1 |  | 0 | 1 |  | 0 | 1 |  | 0 | 1 |  | 0 | 1 |  | 0 | 1 |  | 0 | 1 |  | 0 | 1 |  | 0 | 1 |  | 0 | 1 |  | 0 | 1 |  | 0 |  |  | 0 | 1 |  | 0 | 2 |  | 0 | 1 |  | 0 | 1 |  | 0 | 1 |  | 0 | 2 |  | 0 | 1 |  | 0 | 1 |  | 0 | 1 |  | 0
| Chambered fittings e.g. SV/FH/WO | 18 |  | 0 | 13 |  | 0 | 2 |  | 0 |  |  | 0 |  |  | 0 |  |  | 0 |  |  | 0 |  |  | 0 |  |  | 0 |  |  | 0 | 16 |  |  | 23 |  |  | 34 |  |  | 6 |  |  | 1 |  |  | 8 |  |  | 4 |  |  | 17 |  |  | 12 |  |  | 10 |  |  | 10 |  |  | 2 |  | 0 | 6 |  | 0 | 2 |  | 0 | 3 |  | 0 | 2 |  | 0 | 10 |  | 0 | 16 |  | 0 | 13 |  | 0 | 9 |  | 0 | 4 |  | 0 | 2 |  | 0 | 3 |  | 0 | 3 |  | 0 | 7 |  | 0 | 6 |  | 0 | 33 |  | 0 | 14 |  | 0 | 4 |  | 0 | 6 |  | 0 | 11 |  | 0 | 2 |  | 0 | 12 |  | 0 | 7 |  | 0 | 13 |  | 0 | 5 |  | 0 | 6 |  | 0 | 3 |  | 0 | 10 |  | 0 | 22 |  | 0 | 12 |  | 0 | 6 |  | 0 | 3 |  | 0 | 5 |  | 0 | 6 |  | 0 | 10 |  | 0 | 3 |  | 0 | 4 |  | 0 | 13 |  | 0 | 15 |  | 0 | 7 |  | 0 | 3 |  | 0 | 16 |  | 0 | 7 |  | 0 | 6 |  | 0 | 8 |  | 0 | 8 |  | 0 | 7 |  | 0 | 9 |  | 0 | 5 |  | 0 | 3 |  | 0 | 8 |  | 0 | 7 |  | 0 | 10 |  | 0 | 4 |  | 0 | 6 |  | 0 | 2 |  | 0 | 4 |  | 0 | 3 |  | 0 | 10 |  | 0 | 4 |  | 0 | 2 |  | 0 | 4 |  | 0 | 7 |  | 0 | 7 |  | 0 | 3 |  | 0 | 9 |  | 0 | 7 |  | 0 | 6 |  | 0 | 4 |  | 0 | 4 |  | 0 | 5 |  | 0 | 2 |  | 0 |  |  | 0 | 2 |  | 0 | 7 |  | 0 | 5 |  | 0 | 7 |  | 0 | 3 |  | 0 | 4 |  | 0 | 4 |  | 0 | 8 |  | 0 | 4 |  | 0 |  |  | 0 |  |  | 0
| 63mm Open Cut Development Site | 287 |  | 0 | 279 |  | 0 |  |  | 0 |  |  | 0 |  |  | 0 |  |  | 0 |  |  | 0 |  |  | 0 |  |  | 0 |  |  | 0 | 264 |  |  | 85 |  |  | 356 |  |  | 63 | [17 empty] | 40 | [7 empty] | 0 |  |  | 0 |  |  | 0 | 60 |  | 0 | 78 |  | 0 |  |  | 0 |  |  | 0 |  |  | 0 | 90 |  | 0 |  |  | 0 | 151 |  | 0 | 59 |  | 0 |  |  | 0 | 40 |  | 0 | 73 |  | 0 | 302 |  | 0 | 188 |  | 0 |  |  | 0 | 50 |  | 0 | 93 |  | 0 | 107 |  | 0 | 99 |  | 0 | 53 |  | 0 | 36 |  | 0 |  |  | 0 |  |  | 0 |  |  | 0 | 44 |  | 0 | 171 |  | 0 | 76 |  | 0 | 69 |  | 0 | 114 |  | 0 |  |  | 0 | 73 |  | 0 |  |  | 0 |  |  | 0 |  |  | 0 |  |  | 0 |  |  | 0 |  |  | 0 |  |  | 0 |  |  | 0 | 67 |  | 0 | 36 |  | 0 | 52 |  | 0 | 145 |  | 0 |  |  | 0 | 145 |  | 0 | 142 |  | 0 |  |  | 0 |  |  | 0 |  |  | 0 |  |  | 0 |  |  | 0 |  |  | 0 |  |  | 0 |  |  | 0 |  |  | 0 |  |  | 0 |  |  | 0 |  |  | 0 |  |  | 0 |  |  | 0 |  |  | 0 |  |  | 0 |  |  | 0 |  |  | 0 |  |  | 0 |  |  | 0 |  |  | 0 |  |  | 0 |  |  | 0 |  |  | 0 |  |  | 0 |  |  | 0 | 70 |  | 0 |  |  | 0 |  |  | 0 |  |  | 0 |  |  | 0 | 36 |  | 0 |  |  | 0 |  |  | 0 |  |  | 0
| 90mm Open Cut Development Site | 1248 |  | 0 | 315 |  | 0 | 525 |  | 0 |  |  | 0 |  |  | 0 |  |  | 0 |  |  | 0 |  |  | 0 |  |  | 0 |  |  | 0 | 188 |  |  | 353 |  |  | 912 | [5 empty] | 106 |  |  | 309 |  |  | 144 |  |  | 427 |  |  | 469 |  |  | 469 |  |  | 379 |  |  | 97.5 |  | 0 | 261 |  | 0 | 241 |  | 0 | 129 |  | 0 |  |  | 0 |  |  | 0 | 112 |  | 0 | 285 |  | 0 |  |  | 0 | 70 |  | 0 |  |  | 0 | 4 |  | 0 |  |  | 0 | 138 |  | 0 |  |  | 0 | 1221 |  | 0 | 391 |  | 0 | 257 |  | 0 | 163 |  | 0 | 194 |  | 0 |  |  | 0 | 591 |  | 0 | 120 |  | 0 | 156 |  | 0 | 173 |  | 0 | 60 |  | 0 | 114 |  | 0 | 64 |  | 0 |  |  | 0 | 202 |  | 0 | 237 |  | 0 |  |  | 0 | 224 |  | 0 | 239 |  | 0 | 90 |  | 0 | 145 |  | 0 | 27 |  | 0 | 149 |  | 0 | 139 |  | 0 | 95 |  | 0 | 112 |  | 0 | 169 |  | 0 |  |  | 0 | 192 |  | 0 | 190 |  | 0 | 196 |  | 0 | 26 |  | 0 | 196 |  | 0 | 55 |  | 0 | 141 |  | 0 | 212 |  | 0 | 237 |  | 0 | 55 |  | 0 | 98 |  | 0 | 45 |  | 0 | 175 |  | 0 | 8 |  | 0 | 160 |  | 0 |  |  | 0 | 111 |  | 0 | 110 |  | 0 | 168 |  | 0 | 131 |  | 0 | 162 |  | 0 | 114 |  | 0 | 399 |  | 0 |  |  | 0 | 251 |  | 0 | 29 |  | 0 | 89 |  | 0 | 45 |  | 0 | 173 |  | 0 | 8 |  | 0 | 160 |  | 0 |  |  | 0 |  |  | 0 | 277 |  | 0 | 636 |  | 0 | 129 |  | 0 | 129 |  | 0 | 166 |  | 0 | 252 |  | 0 | 31 |  | 0 | 162 |  | 0
| 125mm Open Cut Development Site |  |  | 0 | 80 |  | 0 |  |  | 0 |  |  | 0 |  |  | 0 |  |  | 0 |  |  | 0 |  |  | 0 |  |  | 0 |  |  | 0 |  |  |  | 690 |  |  | 828 |  |  | 140 | [5 empty] | 317 | [5 empty] | 173 |  |  | 173 | [5 empty] | 409 |  |  |  |  | 0 | 162 |  | 0 |  |  | 0 |  |  | 0 |  |  | 0 |  |  | 0 |  |  | 0 |  |  | 0 |  |  | 0 | 123 |  | 0 |  |  | 0 |  |  | 0 | 572 |  | 0 |  |  | 0 |  |  | 0 | 174 |  | 0 |  |  | 0 |  |  | 0 |  |  | 0 |  |  | 0 |  |  | 0 | 112 |  | 0 |  |  | 0 | 471 |  | 0 |  |  | 0 |  |  | 0 |  |  | 0 |  |  | 0 |  |  | 0 |  |  | 0 |  |  | 0 |  |  | 0 |  |  | 0 |  |  | 0 |  |  | 0 |  |  | 0 |  |  | 0 |  |  | 0 |  |  | 0 |  |  | 0 |  |  | 0 |  |  | 0 |  |  | 0 |  |  | 0 |  |  | 0 |  |  | 0 |  |  | 0 |  |  | 0 |  |  | 0 |  |  | 0 |  |  | 0 |  |  | 0 |  |  | 0 |  |  | 0 |  |  | 0 |  |  | 0 |  |  | 0 |  |  | 0 | 306 |  | 0 |  |  | 0 |  |  | 0 |  |  | 0 |  |  | 0 |  |  | 0 |  |  | 0 |  |  | 0 | 306 |  | 0 |  |  | 0 |  |  | 0 |  |  | 0 |  |  | 0 |  |  | 0 |  |  | 0 |  |  | 0 | 448 |  | 0 |  |  | 0 |  |  | 0 |  |  | 0 |  |  | 0 |  |  | 0 |  |  | 0 |  |  | 0 |  |  | 0 |  |  | 0
| 180mm Open Cut Development Site | 576 |  | 0 |  |  | 0 |  |  | 0 |  |  | 0 |  |  | 0 |  |  | 0 |  |  | 0 |  |  | 0 |  |  | 0 |  |  | 0 | 525 | [20 empty] | 232 |  |  | 246 | [10 empty] | 0 |  |  | 0 |  |  | 0 |  |  | 0 |  |  | 0 |  |  | 0 | 82 |  | 0 | 427 |  | 0 |  |  | 0 |  |  | 0 |  |  | 0 |  |  | 0 |  |  | 0 |  |  | 0 |  |  | 0 | 1259 |  | 0 |  |  | 0 |  |  | 0 |  |  | 0 |  |  | 0 |  |  | 0 |  |  | 0 |  |  | 0 |  |  | 0 |  |  | 0 |  |  | 0 |  |  | 0 |  |  | 0 |  |  | 0 |  |  | 0 |  |  | 0 |  |  | 0 |  |  | 0 |  |  | 0 |  |  | 0 |  |  | 0 |  |  | 0 |  |  | 0 |  |  | 0 |  |  | 0 |  |  | 0 |  |  | 0 |  |  | 0 |  |  | 0 |  |  | 0 |  |  | 0 |  |  | 0 |  |  | 0 |  |  | 0 |  |  | 0 |  |  | 0 |  |  | 0 |  |  | 0 |  |  | 0 |  |  | 0 |  |  | 0 |  |  | 0 |  |  | 0 |  |  | 0 |  |  | 0 |  |  | 0 |  |  | 0 |  |  | 0 |  |  | 0 |  |  | 0 |  |  | 0 |  |  | 0 |  |  | 0 |  |  | 0 |  |  | 0 |  |  | 0 |  |  | 0 |  |  | 0 |  |  | 0 |  |  | 0 |  |  | 0 |  |  | 0 |  |  | 0 |  |  | 0 |  |  | 0 |  |  | 0 |  |  | 0 |  |  | 0 |  |  | 0
| 225mm Open Cut Development Site |  |  | 0 |  |  | 0 |  |  | 0 |  |  | 0 |  |  | 0 |  |  | 0 |  |  | 0 |  |  | 0 |  |  | 0 |  |  | 0 | [35 empty] | 0 |  |  | 0 |  |  | 0 |  |  | 0 |  |  | 0 |  |  | 0 |  |  | 0 |  |  | 0 |  |  | 0 |  |  | 0 |  |  | 0 |  |  | 0 |  |  | 0 |  |  | 0 |  |  | 0 |  |  | 0 |  |  | 0 |  |  | 0 |  |  | 0 |  |  | 0 |  |  | 0 |  |  | 0 |  |  | 0 |  |  | 0 |  |  | 0 |  |  | 0 |  |  | 0 |  |  | 0 |  |  | 0 |  |  | 0 |  |  | 0 |  |  | 0 |  |  | 0 |  |  | 0 |  |  | 0 |  |  | 0 |  |  | 0 |  |  | 0 |  |  | 0 |  |  | 0 |  |  | 0 |  |  | 0 |  |  | 0 |  |  | 0 |  |  | 0 |  |  | 0 |  |  | 0 |  |  | 0 |  |  | 0 |  |  | 0 |  |  | 0 |  |  | 0 |  |  | 0 |  |  | 0 |  |  | 0 |  |  | 0 |  |  | 0 |  |  | 0 |  |  | 0 |  |  | 0 |  |  | 0 |  |  | 0 |  |  | 0 |  |  | 0 |  |  | 0 |  |  | 0 |  |  | 0 |  |  | 0 |  |  | 0 |  |  | 0 |  |  | 0 |  |  | 0 |  |  | 0 |  |  | 0 |  |  | 0 |  |  | 0 |  |  | 0 |  |  | 0 |  |  | 0 |  |  | 0 |  |  | 0 |  |  | 0 |  |  | 0 |  |  | 0
| 63mm Open Cut Unmade/Verge |  |  | 0 |  |  | 0 |  |  | 0 |  |  | 0 |  |  | 0 |  |  | 0 |  |  | 0 |  |  | 0 |  |  | 0 |  |  | 0 | [35 empty] | 0 |  |  | 0 |  |  | 0 |  |  | 0 |  |  | 0 |  |  | 0 |  |  | 0 |  |  | 0 |  |  | 0 |  |  | 0 |  |  | 0 |  |  | 0 |  |  | 0 |  |  | 0 |  |  | 0 |  |  | 0 |  |  | 0 |  |  | 0 |  |  | 0 |  |  | 0 |  |  | 0 |  |  | 0 |  |  | 0 |  |  | 0 |  |  | 0 |  |  | 0 |  |  | 0 |  |  | 0 |  |  | 0 |  |  | 0 |  |  | 0 |  |  | 0 |  |  | 0 |  |  | 0 |  |  | 0 |  |  | 0 |  |  | 0 |  |  | 0 |  |  | 0 |  |  | 0 |  |  | 0 |  |  | 0 |  |  | 0 |  |  | 0 |  |  | 0 |  |  | 0 |  |  | 0 |  |  | 0 |  |  | 0 |  |  | 0 |  |  | 0 |  |  | 0 |  |  | 0 |  |  | 0 |  |  | 0 |  |  | 0 |  |  | 0 |  |  | 0 |  |  | 0 |  |  | 0 |  |  | 0 |  |  | 0 |  |  | 0 |  |  | 0 |  |  | 0 |  |  | 0 |  |  | 0 |  |  | 0 |  |  | 0 |  |  | 0 |  |  | 0 |  |  | 0 |  |  | 0 |  |  | 0 |  |  | 0 |  |  | 0 |  |  | 0 |  |  | 0 |  |  | 0 |  |  | 0 |  |  | 0 |  |  | 0 |  |  | 0 |  |  | 0
| 90mm Open Cut Unmade/Verge |  |  | 0 |  |  | 0 |  |  | 0 |  |  | 0 |  |  | 0 |  |  | 0 |  |  | 0 |  |  | 0 |  |  | 0 |  |  | 0 | [18 empty] | 1 | [16 empty] | 0 |  |  | 0 |  |  | 0 |  |  | 0 |  |  | 0 |  |  | 0 |  |  | 0 |  |  | 0 |  |  | 0 |  |  | 0 |  |  | 0 |  |  | 0 |  |  | 0 |  |  | 0 |  |  | 0 |  |  | 0 |  |  | 0 |  |  | 0 |  |  | 0 |  |  | 0 |  |  | 0 |  |  | 0 |  |  | 0 |  |  | 0 |  |  | 0 |  |  | 0 |  |  | 0 |  |  | 0 |  |  | 0 |  |  | 0 |  |  | 0 |  |  | 0 |  |  | 0 |  |  | 0 |  |  | 0 |  |  | 0 |  |  | 0 |  |  | 0 |  |  | 0 |  |  | 0 |  |  | 0 |  |  | 0 |  |  | 0 |  |  | 0 |  |  | 0 |  |  | 0 |  |  | 0 |  |  | 0 |  |  | 0 |  |  | 0 |  |  | 0 |  |  | 0 |  |  | 0 |  |  | 0 |  |  | 0 |  |  | 0 |  |  | 0 |  |  | 0 |  |  | 0 |  |  | 0 |  |  | 0 |  |  | 0 |  |  | 0 |  |  | 0 |  |  | 0 |  |  | 0 |  |  | 0 |  |  | 0 |  |  | 0 |  |  | 0 |  |  | 0 |  |  | 0 |  |  | 0 |  |  | 0 |  |  | 0 |  |  | 0 |  |  | 0 |  |  | 0 |  |  | 0 |  |  | 0 |  |  | 0 |  |  | 0 |  |  | 0 |  |  | 0
| 125mm Open Cut Unmade/Verge |  |  | 0 |  |  | 0 |  |  | 0 |  |  | 0 |  |  | 0 |  |  | 0 |  |  | 0 |  |  | 0 |  |  | 0 |  |  | 0 |  |  |  | 4 | [26 empty] | 2 |  |  |  |  | 0 |  |  | 0 |  |  | 0 |  |  | 0 |  |  | 0 |  |  | 0 |  |  | 0 |  |  | 0 |  |  | 0 |  |  | 0 |  |  | 0 |  |  | 0 |  |  | 0 |  |  | 0 |  |  | 0 |  |  | 0 |  |  | 0 |  |  | 0 |  |  | 0 |  |  | 0 |  |  | 0 |  |  | 0 |  |  | 0 |  |  | 0 |  |  | 0 |  |  | 0 |  |  | 0 |  |  | 0 |  |  | 0 |  |  | 0 |  |  | 0 |  |  | 0 |  |  | 0 |  |  | 0 |  |  | 0 |  |  | 0 |  |  | 0 |  |  | 0 |  |  | 0 |  |  | 0 |  |  | 0 |  |  | 0 |  |  | 0 |  |  | 0 |  |  | 0 |  |  | 0 |  |  | 0 |  |  | 0 |  |  | 0 |  |  | 0 |  |  | 0 |  |  | 0 |  |  | 0 |  |  | 0 |  |  | 0 |  |  | 0 |  |  | 0 |  |  | 0 |  |  | 0 |  |  | 0 |  |  | 0 |  |  | 0 |  |  | 0 |  |  | 0 |  |  | 0 |  |  | 0 |  |  | 0 |  |  | 0 |  |  | 0 |  |  | 0 |  |  | 0 |  |  | 0 |  |  | 0 |  |  | 0 |  |  | 0 |  |  | 0 |  |  | 0 |  |  | 0 |  |  | 0 |  |  | 0 |  |  | 0 |  |  | 0 |  |  | 0 |  |  | 0
| 180mm Open Cut Unmade/Verge |  |  | 0 |  |  | 0 |  |  | 0 |  |  | 0 |  |  | 0 |  |  | 0 |  |  | 0 |  |  | 0 |  |  | 0 |  |  | 0 | 1 | [34 empty] | 0 |  |  | 0 |  |  | 0 |  |  | 0 |  |  | 0 |  |  | 0 |  |  | 0 |  |  | 0 |  |  | 0 |  |  | 0 |  |  | 0 |  |  | 0 |  |  | 0 |  |  | 0 |  |  | 0 |  |  | 0 |  |  | 0 |  |  | 0 |  |  | 0 |  |  | 0 |  |  | 0 |  |  | 0 |  |  | 0 |  |  | 0 |  |  | 0 |  |  | 0 |  |  | 0 |  |  | 0 |  |  | 0 |  |  | 0 |  |  | 0 |  |  | 0 |  |  | 0 |  |  | 0 |  |  | 0 |  |  | 0 |  |  | 0 |  |  | 0 |  |  | 0 |  |  | 0 |  |  | 0 |  |  | 0 |  |  | 0 |  |  | 0 |  |  | 0 |  |  | 0 |  |  | 0 |  |  | 0 |  |  | 0 |  |  | 0 |  |  | 0 |  |  | 0 |  |  | 0 |  |  | 0 |  |  | 0 |  |  | 0 |  |  | 0 |  |  | 0 |  |  | 0 |  |  | 0 |  |  | 0 |  |  | 0 |  |  | 0 |  |  | 0 |  |  | 0 |  |  | 0 |  |  | 0 |  |  | 0 |  |  | 0 |  |  | 0 |  |  | 0 |  |  | 0 |  |  | 0 |  |  | 0 |  |  | 0 |  |  | 0 |  |  | 0 |  |  | 0 |  |  | 0 |  |  | 0 |  |  | 0 |  |  | 0 |  |  | 0 |  |  | 0
| 225mm Open Cut Unmade/Verge |  |  | 0 |  |  | 0 |  |  | 0 |  |  | 0 |  |  | 0 |  |  | 0 |  |  | 0 |  |  | 0 |  |  | 0 |  |  | 0 | [35 empty] | 0 |  |  | 0 |  |  | 0 |  |  | 0 |  |  | 0 |  |  | 0 |  |  | 0 |  |  | 0 |  |  | 0 |  |  | 0 |  |  | 0 |  |  | 0 |  |  | 0 |  |  | 0 |  |  | 0 |  |  | 0 |  |  | 0 |  |  | 0 |  |  | 0 |  |  | 0 |  |  | 0 |  |  | 0 |  |  | 0 |  |  | 0 |  |  | 0 |  |  | 0 |  |  | 0 |  |  | 0 |  |  | 0 |  |  | 0 |  |  | 0 |  |  | 0 |  |  | 0 |  |  | 0 |  |  | 0 |  |  | 0 |  |  | 0 |  |  | 0 |  |  | 0 |  |  | 0 |  |  | 0 |  |  | 0 |  |  | 0 |  |  | 0 |  |  | 0 |  |  | 0 |  |  | 0 |  |  | 0 |  |  | 0 |  |  | 0 |  |  | 0 |  |  | 0 |  |  | 0 |  |  | 0 |  |  | 0 |  |  | 0 |  |  | 0 |  |  | 0 |  |  | 0 |  |  | 0 |  |  | 0 |  |  | 0 |  |  | 0 |  |  | 0 |  |  | 0 |  |  | 0 |  |  | 0 |  |  | 0 |  |  | 0 |  |  | 0 |  |  | 0 |  |  | 0 |  |  | 0 |  |  | 0 |  |  | 0 |  |  | 0 |  |  | 0 |  |  | 0 |  |  | 0 |  |  | 0 |  |  | 0 |  |  | 0 |  |  | 0 |  |  | 0
| 63mm Open Cut Footpath |  |  | 0 |  |  | 0 |  |  | 0 |  |  | 0 |  |  | 0 |  |  | 0 |  |  | 0 |  |  | 0 |  |  | 0 |  |  | 0 | [35 empty] | 0 |  |  | 0 |  |  | 0 |  |  | 0 |  |  | 0 |  |  | 0 |  |  | 0 |  |  | 0 |  |  | 0 |  |  | 0 |  |  | 0 |  |  | 0 |  |  | 0 |  |  | 0 |  |  | 0 |  |  | 0 |  |  | 0 |  |  | 0 |  |  | 0 |  |  | 0 |  |  | 0 |  |  | 0 |  |  | 0 |  |  | 0 |  |  | 0 |  |  | 0 |  |  | 0 |  |  | 0 |  |  | 0 |  |  | 0 |  |  | 0 |  |  | 0 |  |  | 0 |  |  | 0 |  |  | 0 |  |  | 0 |  |  | 0 |  |  | 0 |  |  | 0 |  |  | 0 |  |  | 0 |  |  | 0 |  |  | 0 |  |  | 0 |  |  | 0 |  |  | 0 |  |  | 0 |  |  | 0 |  |  | 0 |  |  | 0 |  |  | 0 |  |  | 0 |  |  | 0 |  |  | 0 |  |  | 0 |  |  | 0 |  |  | 0 |  |  | 0 |  |  | 0 |  |  | 0 |  |  | 0 |  |  | 0 |  |  | 0 |  |  | 0 |  |  | 0 |  |  | 0 |  |  | 0 |  |  | 0 |  |  | 0 |  |  | 0 |  |  | 0 |  |  | 0 |  |  | 0 |  |  | 0 |  |  | 0 |  |  | 0 |  |  | 0 |  |  | 0 |  |  | 0 |  |  | 0 |  |  | 0 |  |  | 0 |  |  | 0 |  |  | 0
| 90mm Open Cut Footpath |  |  | 0 |  |  | 0 |  |  | 0 |  |  | 0 |  |  | 0 |  |  | 0 |  |  | 0 |  |  | 0 |  |  | 0 |  |  | 0 | [12 empty] | 7 | [5 empty] | 10 | [8 empty] | 5 | [7 empty] | 0 |  |  | 0 |  |  | 0 |  |  | 0 |  |  | 0 |  |  | 0 |  |  | 0 |  |  | 0 |  |  | 0 |  |  | 0 |  |  | 0 |  |  | 0 |  |  | 0 |  |  | 0 |  |  | 0 |  |  | 0 |  |  | 0 |  |  | 0 |  |  | 0 |  |  | 0 |  |  | 0 |  |  | 0 |  |  | 0 |  |  | 0 |  |  | 0 |  |  | 0 |  |  | 0 |  |  | 0 |  |  | 0 |  |  | 0 |  |  | 0 |  |  | 0 |  |  | 0 |  |  | 0 |  |  | 0 |  |  | 0 |  |  | 0 |  |  | 0 |  |  | 0 |  |  | 0 |  |  | 0 |  |  | 0 |  |  | 0 |  |  | 0 |  |  | 0 |  |  | 0 |  |  | 0 |  |  | 0 |  |  | 0 |  |  | 0 |  |  | 0 |  |  | 0 |  |  | 0 |  |  | 0 |  |  | 0 |  |  | 0 |  |  | 0 |  |  | 0 |  |  | 0 |  |  | 0 |  |  | 0 |  |  | 0 |  |  | 0 |  |  | 0 |  |  | 0 |  |  | 0 |  |  | 0 |  |  | 0 |  |  | 0 |  |  | 0 |  |  | 0 |  |  | 0 |  |  | 0 |  |  | 0 |  |  | 0 |  |  | 0 |  |  | 0 |  |  | 0 |  |  | 0 |  |  | 0 |  |  | 0 |  |  | 0 |  |  | 0 |  |  | 0
| 125mm Open Cut Footpath |  |  | 0 | 2 |  | 0 |  |  | 0 |  |  | 0 |  |  | 0 |  |  | 0 |  |  | 0 |  |  | 0 |  |  | 0 |  |  | 0 | [6 empty] | 2 | [23 empty] | 3 |  |  |  |  | 0 |  |  | 0 |  |  | 0 |  |  | 0 |  |  | 0 |  |  | 0 |  |  | 0 |  |  | 0 |  |  | 0 |  |  | 0 |  |  | 0 |  |  | 0 |  |  | 0 |  |  | 0 |  |  | 0 |  |  | 0 |  |  | 0 |  |  | 0 |  |  | 0 |  |  | 0 |  |  | 0 |  |  | 0 |  |  | 0 |  |  | 0 |  |  | 0 |  |  | 0 |  |  | 0 |  |  | 0 |  |  | 0 |  |  | 0 |  |  | 0 |  |  | 0 |  |  | 0 |  |  | 0 |  |  | 0 |  |  | 0 |  |  | 0 |  |  | 0 |  |  | 0 |  |  | 0 |  |  | 0 |  |  | 0 |  |  | 0 |  |  | 0 |  |  | 0 |  |  | 0 |  |  | 0 |  |  | 0 |  |  | 0 |  |  | 0 |  |  | 0 |  |  | 0 |  |  | 0 |  |  | 0 |  |  | 0 |  |  | 0 |  |  | 0 |  |  | 0 |  |  | 0 |  |  | 0 |  |  | 0 |  |  | 0 |  |  | 0 |  |  | 0 |  |  | 0 |  |  | 0 |  |  | 0 |  |  | 0 |  |  | 0 |  |  | 0 |  |  | 0 |  |  | 0 |  |  | 0 |  |  | 0 |  |  | 0 |  |  | 0 |  |  | 0 |  |  | 0 |  |  | 0 |  |  | 0 |  |  | 0 |  |  | 0 |  |  | 0 |  |  | 0
| 180mm Open Cut Footpath |  |  | 0 |  |  | 0 |  |  | 0 |  |  | 0 |  |  | 0 |  |  | 0 |  |  | 0 |  |  | 0 |  |  | 0 |  |  | 0 | [9 empty] | 8 | [11 empty] | 14 | [13 empty] | 0 |  |  | 0 |  |  | 0 |  |  | 0 |  |  | 0 |  |  | 0 |  |  | 0 |  |  | 0 |  |  | 0 |  |  | 0 |  |  | 0 |  |  | 0 |  |  | 0 |  |  | 0 |  |  | 0 |  |  | 0 |  |  | 0 |  |  | 0 |  |  | 0 |  |  | 0 |  |  | 0 |  |  | 0 |  |  | 0 |  |  | 0 |  |  | 0 |  |  | 0 |  |  | 0 |  |  | 0 |  |  | 0 |  |  | 0 |  |  | 0 |  |  | 0 |  |  | 0 |  |  | 0 |  |  | 0 |  |  | 0 |  |  | 0 |  |  | 0 |  |  | 0 |  |  | 0 |  |  | 0 |  |  | 0 |  |  | 0 |  |  | 0 |  |  | 0 |  |  | 0 |  |  | 0 |  |  | 0 |  |  | 0 |  |  | 0 |  |  | 0 |  |  | 0 |  |  | 0 |  |  | 0 |  |  | 0 |  |  | 0 |  |  | 0 |  |  | 0 |  |  | 0 |  |  | 0 |  |  | 0 |  |  | 0 |  |  | 0 |  |  | 0 |  |  | 0 |  |  | 0 |  |  | 0 |  |  | 0 |  |  | 0 |  |  | 0 |  |  | 0 |  |  | 0 |  |  | 0 |  |  | 0 |  |  | 0 |  |  | 0 |  |  | 0 |  |  | 0 |  |  | 0 |  |  | 0 |  |  | 0 |  |  | 0 |  |  | 0 |  |  | 0
| 225mm Open Cut Footpath |  |  | 0 |  |  | 0 |  |  | 0 |  |  | 0 |  |  | 0 |  |  | 0 |  |  | 0 |  |  | 0 |  |  | 0 |  |  | 0 | [35 empty] | 0 |  |  | 0 |  |  | 0 |  |  | 0 |  |  | 0 |  |  | 0 |  |  | 0 |  |  | 0 |  |  | 0 |  |  | 0 |  |  | 0 |  |  | 0 |  |  | 0 |  |  | 0 |  |  | 0 |  |  | 0 |  |  | 0 |  |  | 0 |  |  | 0 |  |  | 0 |  |  | 0 |  |  | 0 |  |  | 0 |  |  | 0 |  |  | 0 |  |  | 0 |  |  | 0 |  |  | 0 |  |  | 0 |  |  | 0 |  |  | 0 |  |  | 0 |  |  | 0 |  |  | 0 |  |  | 0 |  |  | 0 |  |  | 0 |  |  | 0 |  |  | 0 |  |  | 0 |  |  | 0 |  |  | 0 |  |  | 0 |  |  | 0 |  |  | 0 |  |  | 0 |  |  | 0 |  |  | 0 |  |  | 0 |  |  | 0 |  |  | 0 |  |  | 0 |  |  | 0 |  |  | 0 |  |  | 0 |  |  | 0 |  |  | 0 |  |  | 0 |  |  | 0 |  |  | 0 |  |  | 0 |  |  | 0 |  |  | 0 |  |  | 0 |  |  | 0 |  |  | 0 |  |  | 0 |  |  | 0 |  |  | 0 |  |  | 0 |  |  | 0 |  |  | 0 |  |  | 0 |  |  | 0 |  |  | 0 |  |  | 0 |  |  | 0 |  |  | 0 |  |  | 0 |  |  | 0 |  |  | 0 |  |  | 0 |  |  | 0 |  |  | 0
| 63mm Open Cut Road |  |  | 0 |  |  | 0 |  |  | 0 |  |  | 0 |  |  | 0 |  |  | 0 |  |  | 0 |  |  | 0 |  |  | 0 |  |  | 0 | [35 empty] | 0 |  |  | 0 |  |  | 0 |  |  | 0 |  |  | 0 |  |  | 0 |  |  | 0 |  |  | 0 |  |  | 0 |  |  | 0 |  |  | 0 |  |  | 0 |  |  | 0 |  |  | 0 |  |  | 0 |  |  | 0 |  |  | 0 |  |  | 0 |  |  | 0 |  |  | 0 |  |  | 0 |  |  | 0 |  |  | 0 |  |  | 0 |  |  | 0 |  |  | 0 |  |  | 0 |  |  | 0 |  |  | 0 |  |  | 0 |  |  | 0 |  |  | 0 |  |  | 0 |  |  | 0 |  |  | 0 |  |  | 0 |  |  | 0 |  |  | 0 |  |  | 0 |  |  | 0 |  |  | 0 |  |  | 0 |  |  | 0 |  |  | 0 |  |  | 0 |  |  | 0 |  |  | 0 |  |  | 0 |  |  | 0 |  |  | 0 |  |  | 0 |  |  | 0 |  |  | 0 |  |  | 0 |  |  | 0 |  |  | 0 |  |  | 0 |  |  | 0 |  |  | 0 |  |  | 0 |  |  | 0 |  |  | 0 |  |  | 0 |  |  | 0 |  |  | 0 |  |  | 0 |  |  | 0 |  |  | 0 |  |  | 0 |  |  | 0 |  |  | 0 |  |  | 0 |  |  | 0 |  |  | 0 |  |  | 0 |  |  | 0 |  |  | 0 |  |  | 0 |  |  | 0 |  |  | 0 |  |  | 0 |  |  | 0 |  |  | 0 |  |  | 0
| 90mm Open Cut Road |  |  | 0 |  |  | 0 |  |  | 0 |  |  | 0 |  |  | 0 |  |  | 0 |  |  | 0 |  |  | 0 |  |  | 0 |  |  | 0 | [12 empty] | 1 | [5 empty] | 7 | [16 empty] | 0 |  |  | 0 |  |  | 0 |  |  | 0 |  |  | 0 |  |  | 0 |  |  | 0 |  |  | 0 |  |  | 0 |  |  | 0 |  |  | 0 |  |  | 0 |  |  | 0 |  |  | 0 |  |  | 0 |  |  | 0 |  |  | 0 |  |  | 0 |  |  | 0 |  |  | 0 |  |  | 0 |  |  | 0 |  |  | 0 |  |  | 0 |  |  | 0 |  |  | 0 |  |  | 0 |  |  | 0 |  |  | 0 |  |  | 0 |  |  | 0 |  |  | 0 |  |  | 0 |  |  | 0 |  |  | 0 |  |  | 0 |  |  | 0 |  |  | 0 |  |  | 0 |  |  | 0 |  |  | 0 |  |  | 0 |  |  | 0 |  |  | 0 |  |  | 0 |  |  | 0 |  |  | 0 |  |  | 0 |  |  | 0 |  |  | 0 |  |  | 0 |  |  | 0 |  |  | 0 |  |  | 0 |  |  | 0 |  |  | 0 |  |  | 0 |  |  | 0 |  |  | 0 |  |  | 0 |  |  | 0 |  |  | 0 |  |  | 0 |  |  | 0 |  |  | 0 |  |  | 0 |  |  | 0 |  |  | 0 |  |  | 0 |  |  | 0 |  |  | 0 |  |  | 0 |  |  | 0 |  |  | 0 |  |  | 0 |  |  | 0 |  |  | 0 |  |  | 0 |  |  | 0 |  |  | 0 |  |  | 0 |  |  | 0 |  |  | 0 |  |  | 0
| 125mm Open Cut Road |  |  | 0 | 8 |  | 0 |  |  | 0 |  |  | 0 |  |  | 0 |  |  | 0 |  |  | 0 |  |  | 0 |  |  | 0 |  |  | 0 |  |  |  | 2 |  |  | 15 |  |  | 2 | [20 empty] | 7 |  |  |  |  | 0 |  |  | 0 |  |  | 0 |  |  | 0 |  |  | 0 |  |  | 0 |  |  | 0 |  |  | 0 |  |  | 0 |  |  | 0 |  |  | 0 |  |  | 0 |  |  | 0 |  |  | 0 |  |  | 0 |  |  | 0 |  |  | 0 |  |  | 0 |  |  | 0 |  |  | 0 |  |  | 0 |  |  | 0 |  |  | 0 |  |  | 0 |  |  | 0 |  |  | 0 |  |  | 0 |  |  | 0 |  |  | 0 |  |  | 0 |  |  | 0 |  |  | 0 |  |  | 0 |  |  | 0 |  |  | 0 |  |  | 0 |  |  | 0 |  |  | 0 |  |  | 0 |  |  | 0 |  |  | 0 |  |  | 0 |  |  | 0 |  |  | 0 |  |  | 0 |  |  | 0 |  |  | 0 |  |  | 0 |  |  | 0 |  |  | 0 |  |  | 0 |  |  | 0 |  |  | 0 |  |  | 0 |  |  | 0 |  |  | 0 |  |  | 0 |  |  | 0 |  |  | 0 |  |  | 0 |  |  | 0 |  |  | 0 |  |  | 0 |  |  | 0 |  |  | 0 |  |  | 0 |  |  | 0 |  |  | 0 |  |  | 0 |  |  | 0 |  |  | 0 |  |  | 0 |  |  | 0 |  |  | 0 |  |  | 0 |  |  | 0 |  |  | 0 |  |  | 0 |  |  | 0 |  |  | 0 |  |  | 0 |  |  | 0 |  |  | 0 |  |  | 0
| 180mm Open Cut Road |  |  | 0 |  |  | 0 |  |  | 0 |  |  | 0 |  |  | 0 |  |  | 0 |  |  | 0 |  |  | 0 |  |  | 0 |  |  | 0 | [35 empty] | 0 |  |  | 0 |  |  | 0 |  |  | 0 |  |  | 0 |  |  | 0 |  |  | 0 |  |  | 0 |  |  | 0 |  |  | 0 |  |  | 0 |  |  | 0 |  |  | 0 |  |  | 0 |  |  | 0 |  |  | 0 |  |  | 0 |  |  | 0 |  |  | 0 |  |  | 0 |  |  | 0 |  |  | 0 |  |  | 0 |  |  | 0 |  |  | 0 |  |  | 0 |  |  | 0 |  |  | 0 |  |  | 0 |  |  | 0 |  |  | 0 |  |  | 0 |  |  | 0 |  |  | 0 |  |  | 0 |  |  | 0 |  |  | 0 |  |  | 0 |  |  | 0 |  |  | 0 |  |  | 0 |  |  | 0 |  |  | 0 |  |  | 0 |  |  | 0 |  |  | 0 |  |  | 0 |  |  | 0 |  |  | 0 |  |  | 0 |  |  | 0 |  |  | 0 |  |  | 0 |  |  | 0 |  |  | 0 |  |  | 0 |  |  | 0 |  |  | 0 |  |  | 0 |  |  | 0 |  |  | 0 |  |  | 0 |  |  | 0 |  |  | 0 |  |  | 0 |  |  | 0 |  |  | 0 |  |  | 0 |  |  | 0 |  |  | 0 |  |  | 0 |  |  | 0 |  |  | 0 |  |  | 0 |  |  | 0 |  |  | 0 |  |  | 0 |  |  | 0 |  |  | 0 |  |  | 0 |  |  | 0 |  |  | 0 |  |  | 0 |  |  | 0
| 225mm Open Cut Road |  |  | 0 |  |  | 0 |  |  | 0 |  |  | 0 |  |  | 0 |  |  | 0 |  |  | 0 |  |  | 0 |  |  | 0 |  |  | 0 | [35 empty] | 0 |  |  | 0 |  |  | 0 |  |  | 0 |  |  | 0 |  |  | 0 |  |  | 0 |  |  | 0 |  |  | 0 |  |  | 0 |  |  | 0 |  |  | 0 |  |  | 0 |  |  | 0 |  |  | 0 |  |  | 0 |  |  | 0 |  |  | 0 |  |  | 0 |  |  | 0 |  |  | 0 |  |  | 0 |  |  | 0 |  |  | 0 |  |  | 0 |  |  | 0 |  |  | 0 |  |  | 0 |  |  | 0 |  |  | 0 |  |  | 0 |  |  | 0 |  |  | 0 |  |  | 0 |  |  | 0 |  |  | 0 |  |  | 0 |  |  | 0 |  |  | 0 |  |  | 0 |  |  | 0 |  |  | 0 |  |  | 0 |  |  | 0 |  |  | 0 |  |  | 0 |  |  | 0 |  |  | 0 |  |  | 0 |  |  | 0 |  |  | 0 |  |  | 0 |  |  | 0 |  |  | 0 |  |  | 0 |  |  | 0 |  |  | 0 |  |  | 0 |  |  | 0 |  |  | 0 |  |  | 0 |  |  | 0 |  |  | 0 |  |  | 0 |  |  | 0 |  |  | 0 |  |  | 0 |  |  | 0 |  |  | 0 |  |  | 0 |  |  | 0 |  |  | 0 |  |  | 0 |  |  | 0 |  |  | 0 |  |  | 0 |  |  | 0 |  |  | 0 |  |  | 0 |  |  | 0 |  |  | 0 |  |  | 0 |  |  | 0 |  |  | 0
| Trial Holes |  | 392 | 0 |  |  | 0 | 4 |  | 0 |  |  | 0 |  |  | 0 |  |  | 0 |  |  | 0 |  |  | 0 |  |  | 0 |  |  | 0 | [12 empty] | 2 | [8 empty] | 3 | [5 empty] | 2 | [7 empty] | 0 |  |  | 0 |  |  | 0 |  |  | 0 |  |  | 0 |  |  | 0 |  |  | 0 |  |  | 0 |  |  | 0 |  |  | 0 |  |  | 0 |  |  | 0 |  |  | 0 |  |  | 0 |  |  | 0 |  |  | 0 |  |  | 0 |  |  | 0 |  |  | 0 |  |  | 0 |  |  | 0 |  |  | 0 |  |  | 0 |  |  | 0 |  |  | 0 |  |  | 0 |  |  | 0 |  |  | 0 |  |  | 0 |  |  | 0 |  |  | 0 |  |  | 0 |  |  | 0 |  |  | 0 |  |  | 0 |  |  | 0 |  |  | 0 |  |  | 0 |  |  | 0 |  |  | 0 |  |  | 0 |  |  | 0 |  |  | 0 |  |  | 0 |  |  | 0 |  |  | 0 |  |  | 0 |  |  | 0 |  |  | 0 |  |  | 0 |  |  | 0 |  |  | 0 |  |  | 0 |  |  | 0 |  |  | 0 |  |  | 0 |  |  | 0 |  |  | 0 |  |  | 0 |  |  | 0 |  |  | 0 |  |  | 0 |  |  | 0 |  |  | 0 |  |  | 0 |  |  | 0 |  |  | 0 |  |  | 0 |  |  | 0 |  |  | 0 |  |  | 0 |  |  | 0 |  |  | 0 |  |  | 0 |  |  | 0 |  |  | 0 |  |  | 0 |  |  | 0 |  |  | 0 |  |  | 0 |  |  | 0 |  |  | 0 |  |  | 0 |  |  | 0
| Traffic Management - 2 way lights |  | 515.43 | 0 | 1 |  | 0 |  |  | 0 |  |  | 0 |  |  | 0 |  |  | 0 |  |  | 0 |  |  | 0 |  |  | 0 |  |  | 0 | 1 |  |  | 2 |  |  | 1 |  |  | 1 |  |  | 1 | [5 empty] | 1 |  |  | 1 | [5 empty] | 1 | [7 empty] | 0 |  |  | 0 |  |  | 0 |  |  | 0 |  |  | 0 |  |  | 0 |  |  | 0 |  |  | 0 |  |  | 0 |  |  | 0 |  |  | 0 |  |  | 0 |  |  | 0 |  |  | 0 |  |  | 0 |  |  | 0 |  |  | 0 |  |  | 0 |  |  | 0 |  |  | 0 |  |  | 0 |  |  | 0 |  |  | 0 |  |  | 0 |  |  | 0 |  |  | 0 |  |  | 0 |  |  | 0 |  |  | 0 |  |  | 0 |  |  | 0 |  |  | 0 |  |  | 0 |  |  | 0 |  |  | 0 |  |  | 0 |  |  | 0 |  |  | 0 |  |  | 0 |  |  | 0 |  |  | 0 |  |  | 0 |  |  | 0 |  |  | 0 |  |  | 0 |  |  | 0 |  |  | 0 |  |  | 0 |  |  | 0 |  |  | 0 |  |  | 0 |  |  | 0 |  |  | 0 |  |  | 0 |  |  | 0 |  |  | 0 |  |  | 0 |  |  | 0 |  |  | 0 |  |  | 0 |  |  | 0 |  |  | 0 |  |  | 0 |  |  | 0 |  |  | 0 |  |  | 0 |  |  | 0 |  |  | 0 |  |  | 0 |  |  | 0 |  |  | 0 |  |  | 0 |  |  | 0 |  |  | 0 |  |  | 0 |  |  | 0 |  |  | 0 |  |  | 0 |  |  | 0 |  |  | 0 |  |  | 0 |  |  | 0 |  |  | 0 |  |  | 0
| Traffic Management - 3 way lights |  | 543.87 | 0 |  |  | 0 |  |  | 0 |  |  | 0 |  |  | 0 |  |  | 0 |  |  | 0 |  |  | 0 |  |  | 0 |  |  | 0 | [35 empty] | 0 |  |  | 0 |  |  | 0 |  |  | 0 |  |  | 0 |  |  | 0 |  |  | 0 |  |  | 0 |  |  | 0 |  |  | 0 |  |  | 0 |  |  | 0 |  |  | 0 |  |  | 0 |  |  | 0 |  |  | 0 |  |  | 0 |  |  | 0 |  |  | 0 |  |  | 0 |  |  | 0 |  |  | 0 |  |  | 0 |  |  | 0 |  |  | 0 |  |  | 0 |  |  | 0 |  |  | 0 |  |  | 0 |  |  | 0 |  |  | 0 |  |  | 0 |  |  | 0 |  |  | 0 |  |  | 0 |  |  | 0 |  |  | 0 |  |  | 0 |  |  | 0 |  |  | 0 |  |  | 0 |  |  | 0 |  |  | 0 |  |  | 0 |  |  | 0 |  |  | 0 |  |  | 0 |  |  | 0 |  |  | 0 |  |  | 0 |  |  | 0 |  |  | 0 |  |  | 0 |  |  | 0 |  |  | 0 |  |  | 0 |  |  | 0 |  |  | 0 |  |  | 0 |  |  | 0 |  |  | 0 |  |  | 0 |  |  | 0 |  |  | 0 |  |  | 0 |  |  | 0 |  |  | 0 |  |  | 0 |  |  | 0 |  |  | 0 |  |  | 0 |  |  | 0 |  |  | 0 |  |  | 0 |  |  | 0 |  |  | 0 |  |  | 0 |  |  | 0 |  |  | 0 |  |  | 0 |  |  | 0 |  |  | 0 |  |  | 0 |  |  | 0
Assumed single lane closure where the speed limit is up to 40mph (charge per lane) | Road Closure |  | 708 | 0 |  |  | 0 |  |  | 0 |  |  | 0 |  |  | 0 |  |  | 0 |  |  | 0 |  |  | 0 |  |  | 0 |  |  | 0 | [35 empty] | 0 |  |  | 0 |  |  | 0 |  |  | 0 |  |  | 0 |  |  | 0 |  |  | 0 |  |  | 0 |  |  | 0 |  |  | 0 |  |  | 0 |  |  | 0 |  |  | 0 |  |  | 0 |  |  | 0 |  |  | 0 |  |  | 0 |  |  | 0 |  |  | 0 |  |  | 0 |  |  | 0 |  |  | 0 |  |  | 0 |  |  | 0 |  |  | 0 |  |  | 0 |  |  | 0 |  |  | 0 |  |  | 0 |  |  | 0 |  |  | 0 |  |  | 0 |  |  | 0 |  |  | 0 |  |  | 0 |  |  | 0 |  |  | 0 |  |  | 0 |  |  | 0 |  |  | 0 |  |  | 0 |  |  | 0 |  |  | 0 |  |  | 0 |  |  | 0 |  |  | 0 |  |  | 0 |  |  | 0 |  |  | 0 |  |  | 0 |  |  | 0 |  |  | 0 |  |  | 0 |  |  | 0 |  |  | 0 |  |  | 0 |  |  | 0 |  |  | 0 |  |  | 0 |  |  | 0 |  |  | 0 |  |  | 0 |  |  | 0 |  |  | 0 |  |  | 0 |  |  | 0 |  |  | 0 |  |  | 0 |  |  | 0 |  |  | 0 |  |  | 0 |  |  | 0 |  |  | 0 |  |  | 0 |  |  | 0 |  |  | 0 |  |  | 0 |  |  | 0 |  |  | 0 |  |  | 0 |  |  | 0 |  |  | 0 |  |  | 0 |  |  | 0
|  |  | Total Construction Cost | 0 |  | Total Construction Cost | 0 |  | Total Construction Cost | 0 |  | Total Construction Cost | 0 |  | Total Construction Cost | 0 |  | Total Construction Cost | 0 |  | Total Construction Cost | 0 |  | Total Construction Cost | 0 |  | Total Construction Cost | 0 |  | Total Construction Cost | 0 |  | Total Construction Cost | 0 |  | Total Construction Cost | 0 |  | Total Construction Cost | 0 |  | Total Construction Cost | 0 |  | Total Construction Cost | 0 |  | Total Construction Cost | 0 |  | Total Construction Cost | 0 |  | Total Construction Cost | 0 |  | Total Construction Cost | 0 |  | Total Construction Cost | 0 |  | Total Construction Cost | 0 |  | Total Construction Cost | 0 |  | Total Construction Cost | 0 |  | Total Construction Cost | 0 |  | Total Construction Cost | 0 |  | Total Construction Cost | 0 |  | Total Construction Cost | 0 |  | Total Construction Cost | 0 |  | Total Construction Cost | 0 |  | Total Construction Cost | 0 |  | Total Construction Cost | 0 |  | Total Construction Cost | 0 |  | Total Construction Cost | 0 |  | Total Construction Cost | 0 |  | Total Construction Cost | 0 |  | Total Construction Cost | 0 |  | Total Construction Cost | 0 |  | Total Construction Cost | 0 |  | Total Construction Cost | 0 |  | Total Construction Cost | 0 |  | Total Construction Cost | 0 |  | Construction Cost | 0 |  | Construction Cost | 0 |  | Construction Cost | 0 |  | Construction Cost | 0 |  | Construction Cost | 0 |  | Construction Cost | 0 |  | Construction Cost | 0 |  | Construction Cost | 0 |  | Construction Cost | 0 |  | Construction Cost | 0 |  | Construction Cost | 0 |  | Construction Cost | 0 |  | Construction Cost | 0 |  | Construction Cost | 0 |  | Construction Cost | 0 |  | Construction Cost | 0 |  | Construction Cost | 0 |  | Construction Cost | 0 |  | Construction Cost | 0 |  | Construction Cost | 0 |  | Construction Cost | 0 |  | Construction Cost | 0 |  | Construction Cost | 0 |  | Construction Cost | 0 |  | Construction Cost | 0 |  | Construction Cost | 0 |  | Construction Cost | 0 |  | Construction Cost | 0 |  | Construction Cost | 0 |  | Construction Cost | 0 |  | Construction Cost | 0 |  | Construction Cost | 0 |  | Construction Cost | 0 |  | Construction Cost | 0 |  | Construction Cost | 0 |  | Construction Cost | 0 |  | Construction Cost | 0 |  | Construction Cost | 0 |  | Construction Cost | 0 |  | Construction Cost | 0 |  | Construction Cost | 0 |  | Construction Cost | 0 |  | Construction Cost | 0 |  | Construction Cost | 0 |  | Construction Cost | 0 |  | Construction Cost | 0 |  | Construction Cost | 0 |  | Construction Cost | 0 |  | Construction Cost | 0 |  | Construction Cost | 0 |  | Construction Cost | 0 |  | Construction Cost | 0 |  | Construction Cost | 0 |  | Construction Cost | 0 |  | Construction Cost | 0 |  | Construction Cost | 0 |  | Construction Cost | 0 |  | Construction Cost | 0 |  | Construction Cost | 0 |  | Construction Cost | 0 |  | Construction Cost | 0 |  | Construction Cost | 0 |  | Construction Cost | 0 |  | Construction Cost | 0
Page 29 | Application Charge | 1739.82 |  | 1739.82 | 1739.82 |  | 1739.82 | 1739.82 |  | 1739.82 | 1739.82 |  | 1739.82 | 1739.82 |  | 1739.82 | 1739.82 |  | 1739.82 | 1739.82 |  | 1739.82 | 1739.82 |  | 1739.82 | 1739.82 |  | 1739.82 | 1739.82 |  | 1739.82 | 1739.82 |  | 1739.82 | 1739.82 |  | 1739.82 | 1739.82 |  | 1739.82 | 1739.82 |  | 1739.82 | 1739.82 |  | 1739.82 | 1739.82 |  | 1739.82 | 1739.82 |  | 1739.82 | 1739.82 |  | 1739.82 | 1739.82 |  | 1739.82 | 1739.82 |  | 1739.82 | 1739.82 |  | 1739.82 | 1739.82 |  | 1739.82 | 1739.82 |  | 1739.82 | 1739.82 |  | 1739.82 | 1739.82 |  | 1739.82 | 1739.82 |  | 1739.82 | 1739.82 |  | 1739.82 | 1739.82 |  | 1739.82 | 1739.82 |  | 1739.82 | 1739.82 |  | 1739.82 | 1739.82 |  | 1739.82 | 1739.82 |  | 1739.82 | 1739.82 |  | 1739.82 | 1739.82 |  | 1739.82 | 1739.82 |  | 1739.82 | 1739.82 |  | 1739.82 | 1739.82 |  | 1739.82 | 1739.82 |  | 1739.82 | 1739.82 |  | 1739.82 | 1739.82 |  | 1739.82 | 1739.82 |  | 1739.82 | 1739.82 |  | 1739.82 | 1739.82 |  | 1739.82 | 1739.82 |  | 1739.82 | 1739.82 |  | 1739.82 | 1739.82 |  | 1739.82 | 1739.82 |  | 1739.82 | 1739.82 |  | 1739.82 | 1739.82 |  | 1739.82 | 1739.82 |  | 1739.82 | 1739.82 |  | 1739.82 | 1739.82 |  | 1739.82 | 1739.82 |  | 1739.82 | 1739.82 |  | 1739.82 | 1739.82 |  | 1739.82 | 1739.82 |  | 1739.82 | 1739.82 |  | 1739.82 | 1739.82 |  | 1739.82 | 1739.82 |  | 1739.82 | 1739.82 |  | 1739.82 | 1739.82 |  | 1739.82 | 1739.82 |  | 1739.82 | 1739.82 |  | 1739.82 | 1739.82 |  | 1739.82 | 1739.82 |  | 1739.82 | 1739.82 |  | 1739.82 | 1739.82 |  | 1739.82 | 1739.82 |  | 1739.82 | 1739.82 |  | 1739.82 | 1739.82 |  | 1739.82 | 1739.82 |  | 1739.82 | 1739.82 |  | 1739.82 | 1739.82 |  | 1739.82 | 1739.82 |  | 1739.82 | 1739.82 |  | 1739.82 | 1739.82 |  | 1739.82 | 1739.82 |  | 1739.82 | 1739.82 |  | 1739.82 | 1739.82 |  | 1739.82 | 1739.82 |  | 1739.82 | 1739.82 |  | 1739.82 | 1739.82 |  | 1739.82 | 1739.82 |  | 1739.82 | 1739.82 |  | 1739.82 | 1739.82 |  | 1739.82 | 1739.82 |  | 1739.82 | 1739.82 |  | 1739.82 | 1739.82 |  | 1739.82 | 1739.82 |  | 1739.82 | 1739.82 |  | 1739.82 | 1739.82 |  | 1739.82 | 1739.82 |  | 1739.82 | 1739.82 |  | 1739.82 | 1739.82 |  | 1739.82 | 1739.82 |  | 1739.82 | 1739.82 |  | 1739.82 | 1739.82 |  | 1739.82 | 1739.82 |  | 1739.82 | 1739.82 |  | 1739.82 | 1739.82 |  | 1739.82 | 1739.82 |  | 1739.82 | 1739.82 |  | 1739.82 | 1739.82 |  | 1739.82 | 1739.82 |  | 1739.82 | 1739.82 |  | 1739.82 | 365362.2
Inclusions/Exclusions
https://www.stwater.co.uk/content/dam/stw/stw_buildinganddeveloping/new-connections/new-connections-charging-arrangement-2019-2020.pdf
Page 36
page 29

## Thames
|  | Job103 |  |  | Job93 |  |  | Job83 |  |  | Job101 |  |  | Job50 |  |  | Job79 |  |  | Job100 |  |  | Job89 |  |  | Job99 |  |  | Job74 |  |  | Job98 |  |  | Job102 |  |  | Job104 |  |  | Job51 |  |  | Job29 |  |  | Job7 |  |  | Job95 |  |  | Job55 |  |  | Job11 |  |  | Job88 |  |  | Job97 |  |  | Job13 |  |  | Job80 |  |  | Job45 |  |  | Job40 |  |  | Job12 |  |  | Job22 |  |  | Job84 |  |  | Job94 |  |  | Job38 |  |  | Job44 |  |  | Job25 |  |  | Job27 |  |  | Job86 |  |  | Job57 |  |  | Job24 |  |  | Job105 |  |  | Job91 |  |  | Job56 |  |  | Job54 |  |  | Job73 |  |  | Job15 |  |  | Job96 |  |  | Job47 |  |  | Job92 |  |  | Job42 |  |  | Job20 |  |  | Job60 |  |  | Job49 |  |  | Job78 |  |  | Job77 |  |  | Job67 |  |  | Job59 |  |  | Job41 |  |  | Job68 |  |  | Job66 |  |  | Job6 |  |  | Job8 |  |  | Job62 |  |  | Job64 |  |  | Job34 |  |  | Job21 |  |  | Job69 |  |  | Job26 |  |  | Job58 |  |  | Job63 |  |  | Job72 |  |  | Job14 |  |  | Job75 |  |  | Job52 |  |  | Job35 |  |  | Job71 |  |  | Job61 |  |  | Job37 |  |  | Job28 |  |  | Job17 |  |  | Job33 |  |  | Job4 |  |  | Job30 |  |  | Job70 |  |  | Job2 |  |  | Job9 |  |  | Job43 |  |  | Job39 |  |  | Job46 |  |  | Job23 |  |  | Job81 |  |  | Job76 |  |  | Job85 |  |  | Job16 |  |  | Job18 |  |  | Job48 |  |  | Job32 |  |  | Job10 |  |  | Job90 |  |  | Job82 |  |  | Job19 |  |  | Job1 |  |  | Job87 |  |  | Job31 |  |  | Job36 |  |  | Job65 |  |  | Job53 |  |  | Job5 |  |  | Job3
| Area | East |  |  | East |  |  | East |  |  | East |  |  | East |  |  | East |  |  | East |  |  | North |  |  | North |  |  | North |  |  | North |  |  | North |  |  | North |  |  | North |  |  | West |  |  | West |  |  | West |  |  | West |  |  | West |  |  | West |  |  | West |  |  | North |  |  | North |  |  | North |  |  | North |  |  | North |  |  | North |  |  | North |  |  | North |  |  | North |  |  | North |  |  | North |  |  | North |  |  | North |  |  | North |  |  | North |  |  | North |  |  | North |  |  | North |  |  | North |  |  | North |  |  | North |  |  | North |  |  | North |  |  | North |  |  | North |  |  | North |  |  | North |  |  | North |  |  | North |  |  | North |  |  | North |  |  | North |  |  | North |  |  | North |  |  | North |  |  | North |  |  | North |  |  | North |  |  | North |  |  | North |  |  | North |  |  | North |  |  | North |  |  | North |  |  | North |  |  | North |  |  | North |  |  | North |  |  | North |  |  | West |  |  | West |  |  | West |  |  | West |  |  | West |  |  | West |  |  | West |  |  | West |  |  | West |  |  | West |  |  | West |  |  | West |  |  | West |  |  | West |  |  | West |  |  | West |  |  | West |  |  | West |  |  | West |  |  | West |  |  | West |  |  | West |  |  | West |  |  | West |  |  | West |  |  | West |  |  | West |  |  | West |  |  | West |  |  | West |  |  | West |  |  | West |  |  | West |  |  | West |  |  | West
| No of Plots | 228 |  |  | 108 |  |  | 95 |  |  | 250 |  |  | 15 |  |  | 58 |  |  | 165 |  |  | 77 |  |  | 167 |  |  | 21 |  |  | 101 |  |  | 175 |  |  | 258 |  |  | 54 |  |  | 19 |  |  | 115 |  |  | 34 |  |  | 266 |  |  | 206 |  |  | 74 |  |  | 138 |  |  | 15 |  |  | 57 |  |  | 5 |  |  | 13 |  |  | 7 |  |  | 25 |  |  | 148 |  |  | 27 |  |  | 27 |  |  | 15 |  |  | 4 |  |  | 4 |  |  | 7 |  |  | 19 |  |  | 7 |  |  | 250 |  |  | 100 |  |  | 35 |  |  | 35 |  |  | 36 |  |  | 4 |  |  | 95 |  |  | 22 |  |  | 20 |  |  | 22 |  |  | 5 |  |  | 14 |  |  | 22 |  |  | 31 |  |  | 21 |  |  | 28 |  |  | 9 |  |  | 10 |  |  | 7 |  |  | 12 |  |  | 10 |  |  | 32 |  |  | 8 |  |  | 10 |  |  | 16 |  |  | 10 |  |  | 16 |  |  | 5 |  |  | 25 |  |  | 23 |  |  | 32 |  |  | 12 |  |  | 32 |  |  | 34 |  |  | 18 |  |  | 50 |  |  | 14 |  |  | 36 |  |  | 11 |  |  | 23 |  |  | 26 |  |  | 11 |  |  | 40 |  |  | 24 |  |  | 25 |  |  | 24 |  |  | 32 |  |  | 36 |  |  | 34 |  |  | 18 |  |  | 59 |  |  | 24 |  |  | 25 |  |  | 24 |  |  | 11 |  |  | 23 |  |  | 24 |  |  | 11 |  |  | 40 |  |  | 88 |  |  | 8 |  |  | 23 |  |  | 9 |  |  | 19 |  |  | 4 |  |  | 4 |  |  | 17 |  |  | 8 |  |  | 29
| Total Meterage | 2111 |  |  | 684 |  |  | 525 |  |  | 1910 |  |  | 217 |  |  | 443 |  |  | 1224 |  |  | 539 |  |  | 1168 |  |  | 278 |  |  | 978 |  |  | 1132 |  |  | 2113 |  |  | 156 |  |  | 114 |  |  | 626 |  |  | 162 |  |  | 846 |  |  | 888 |  |  | 514 |  |  | 800 |  |  | 97.5 |  |  | 423 |  |  | 241 |  |  | 192 |  |  | 78 |  |  | 365 |  |  | 194 |  |  | 712 |  |  | 63 |  |  | 193 |  |  | 151 |  |  | 63 |  |  | 572 |  |  | 228 |  |  | 73 |  |  | 2956 |  |  | 579 |  |  | 257 |  |  | 213 |  |  | 287 |  |  | 107 |  |  | 802 |  |  | 173 |  |  | 663 |  |  | 173 |  |  | 60 |  |  | 114 |  |  | 134 |  |  | 171 |  |  | 278 |  |  | 306 |  |  | 114 |  |  | 224 |  |  | 312 |  |  | 90 |  |  | 145 |  |  | 27 |  |  | 149 |  |  | 139 |  |  | 95 |  |  | 112 |  |  | 169 |  |  | 67 |  |  | 228 |  |  | 242 |  |  | 341 |  |  | 26 |  |  | 341 |  |  | 197 |  |  | 141 |  |  | 212 |  |  | 237 |  |  | 555 |  |  | 98 |  |  | 45 |  |  | 175 |  |  | 8 |  |  | 160 |  |  | 306 |  |  | 111 |  |  | 110 |  |  | 168 |  |  | 131 |  |  | 162 |  |  | 114 |  |  | 399 |  |  | 306 |  |  | 251 | [5 empty] | 89 |  |  | 45 |  |  | 173 |  |  | 8 |  |  | 160 |  |  | 448 |  |  | 70 |  |  | 277 |  |  | 636 |  |  | 129 |  |  | 129 |  |  | 202 |  |  | 252 |  |  | 31 |  |  | 162
| Contaminated | N |  |  | N |  |  | N |  |  | N |  |  | N |  |  | N |  |  | N |  |  | N | [8 empty] | N |  |  | Y |  |  | N |  |  | mixed |  |  | N |  |  | Y |  |  | Y |  |  | Y |  |  | Y |  |  | N |  |  | Y |  |  | N |  |  | N |  |  | N |  |  | N |  |  | N |  |  | N |  |  | N |  |  | N |  |  | N |  |  | N |  |  | N |  |  | N |  |  | N |  |  | N |  |  | N |  |  | N |  |  | N |  |  | N |  |  | N |  |  | N |  |  | N |  |  | N |  |  | N |  |  | N |  |  | N |  |  | N |  |  | Y |  |  | N |  |  | Y |  |  | N |  |  | N |  |  | Y |  |  | Y |  |  | N |  |  | Y |  |  | Y |  |  | N |  |  | N |  |  | N |  |  | N |  |  | N |  |  | N |  |  | Y |  |  | N |  |  | N |  |  | N |  |  | N |  |  | N |  |  | N |  |  | N |  |  | Y |  |  | N |  |  | N |  |  | N |  |  | Y |  |  | N |  |  | N |  |  | Y |  |  | N |  |  | Y |  |  | N |  |  | N |  |  | N |  |  | N |  |  | N |  |  | N |  |  | N |  |  | Y |  |  | N |  |  | N |  |  | N |  |  | N |  |  | N |  |  | N |  |  | N |  |  | N |  |  | Y |  |  | N |  |  | N |  |  | N |  |  | N |  |  | N |  |  | N |  |  | Y
| Connection Diameter | 180mm |  |  | 125mm |  |  | 100mm |  |  | 180mm |  |  | 150mm |  |  | 150mm |  |  | 180mm |  |  | 150mm |  |  | 180mm |  |  | 125mm |  |  | 150mm |  |  | 150mm |  |  | 125mm |  |  | (UP 200mm) (b2b 150mm) |  |  | 180mm |  |  | 150mm |  |  | 125mm |  |  | 180mm |  |  | 200mm |  |  | 125mm |  |  | 150mm |  |  | 180mm |  |  | 180mm |  |  | 180mm |  |  | 180mm |  |  | 180mm |  |  | 180mm |  |  | 180mm |  |  | 180mm |  |  | 180mm |  |  | 180mm |  |  | 180mm |  |  | 180mm |  |  | 180mm |  |  | 180mm |  |  | 180mm |  |  | 180mm |  |  | 180mm |  |  | 180mm |  |  | 180mm |  |  | 180mm |  |  | 180mm |  |  | 180mm |  |  | 180mm |  |  | 180mm |  |  | 180mm |  |  | 180mm |  |  | 180mm |  |  | 180mm |  |  | 180mm |  |  | 180mm |  |  | 180mm |  |  | 180mm |  |  | 180mm |  |  | 180mm |  |  | 180mm |  |  | 180mm |  |  | 180mm |  |  | 180mm |  |  | 180mm |  |  | 180mm |  |  | 180mm |  |  | 180mm |  |  | 180mm |  |  | 180mm |  |  | 180mm |  |  | 180mm |  |  | 180mm |  |  | 180mm |  |  | 180mm |  |  | 180mm |  |  | 180mm |  |  | 180mm |  |  | 180mm |  |  | 180mm |  |  | 180mm |  |  | 180mm |  |  | 180mm |  |  | 180mm |  |  | 180mm |  |  | 180mm |  |  | 180mm |  |  | 180mm |  |  | 180mm |  |  | 180mm |  |  | 180mm |  |  | 180mm |  |  | 180mm |  |  | 180mm |  |  | 180mm |  |  | 180mm |  |  | 180mm |  |  | 180mm |  |  | 180mm |  |  | 180mm |  |  | 180mm |  |  | 180mm |  |  | 180mm |  |  | 180mm |  |  | 180mm |  |  | 180mm |  |  | 180mm |  |  | 180mm |  |  | 180mm |  |  | 180mm
| Connection surface type | On-site |  |  | Surfaced |  |  | On-site |  |  | Surfaced |  |  | Surfaced |  |  | Surfaced |  |  | Surfaced |  |  | Surfaced |  |  | On-site |  |  | Surfaced |  |  | On-site |  |  | On-site |  |  | On-site |  |  | On-site |  |  | Surfaced |  |  | Surfaced |  |  | Surfaced |  |  | Surfaced |  |  | On-site |  |  | Surfaced |  |  | Surfaced |  |  | On-site |  |  | On-site |  |  | On-site |  |  | On-site |  |  | On-site |  |  | On-site |  |  | On-site |  |  | On-site |  |  | On-site |  |  | On-site |  |  | On-site |  |  | On-site |  |  | On-site |  |  | On-site |  |  | On-site |  |  | On-site |  |  | On-site |  |  | On-site |  |  | On-site |  |  | On-site |  |  | On-site |  |  | On-site |  |  | On-site |  |  | On-site |  |  | On-site |  |  | On-site |  |  | On-site |  |  | On-site |  |  | On-site |  |  | On-site |  |  | On-site |  |  | On-site |  |  | On-site |  |  | On-site |  |  | On-site |  |  | On-site |  |  | On-site |  |  | On-site |  |  | On-site |  |  | On-site |  |  | On-site |  |  | On-site |  |  | On-site |  |  | On-site |  |  | On-site |  |  | On-site |  |  | On-site |  |  | On-site |  |  | On-site |  |  | On-site |  |  | On-site |  |  | On-site |  |  | On-site |  |  | On-site |  |  | On-site |  |  | On-site |  |  | On-site |  |  | On-site |  |  | On-site |  |  | On-site |  |  | On-site |  |  | On-site |  |  | On-site |  |  | On-site |  |  | On-site |  |  | On-site |  |  | On-site |  |  | On-site |  |  | On-site |  |  | On-site |  |  | On-site |  |  | On-site |  |  | On-site |  |  | On-site |  |  | On-site |  |  | On-site |  |  | On-site |  |  | On-site |  |  | On-site |  |  | On-site |  |  | On-site |  |  | On-site |  |  | On-site |  |  | On-site
Assumptions | Scheme Specific: | Quantity | Unit Cost | Total | Quantity | Unit Cost | Total | Quantity | Unit Cost | Total | Quantity | Unit Cost | Total | Quantity | Unit Cost | Total | Quantity | Unit Cost | Total | Quantity | Unit Cost | Total | Quantity | Unit Cost | Total | Quantity | Unit Cost | Total | Quantity | Unit Cost | Total | Quantity | Unit Cost | Total | Quantity | Unit Cost | Total | Quantity | Unit Cost | Total | Quantity | Unit Cost | Total | Quantity | Unit Cost | Total | Quantity | Unit Cost | Total | Quantity | Unit Cost | Total | Quantity | Unit Cost | Total | Quantity | Unit Cost | Total | Quantity | Unit Cost | Total | Quantity | Unit Cost | Total | Quantity | Unit Cost | Total | Quantity | Unit Cost | Total | Quantity | Unit Cost | Total | Quantity | Unit Cost | Total | Quantity | Unit Cost | Total | Quantity | Unit Cost | Total | Quantity | Unit Cost | Total | Quantity | Unit Cost | Total | Quantity | Unit Cost | Total | Quantity | Unit Cost | Total | Quantity | Unit Cost | Total | Quantity | Unit Cost | Total | Quantity | Unit Cost | Total | Quantity | Unit Cost | Total | Quantity | Unit Cost | Total | Quantity | Unit Cost | Total | Quantity | Unit Cost | Total | Quantity | Unit Cost | Total | Quantity | Unit Cost | Total | Quantity | Unit Cost | Total | Quantity | Unit Cost | Total | Quantity | Unit Cost | Total | Quantity | Unit Cost | Total | Quantity | Unit Cost | Total | Quantity | Unit Cost | Total | Quantity | Unit Cost | Total | Quantity | Unit Cost | Total | Quantity | Unit Cost | Total | Quantity | Unit Cost | Total | Quantity | Unit Cost | Total | Quantity | Unit Cost | Total | Quantity | Unit Cost | Total | Quantity | Unit Cost | Total | Quantity | Unit Cost | Total | Quantity | Unit Cost | Total | Quantity | Unit Cost | Total | Quantity | Unit Cost | Total | Quantity | Unit Cost | Total | Quantity | Unit Cost | Total | Quantity | Unit Cost | Total | Quantity | Unit Cost | Total | Quantity | Unit Cost | Total | Quantity | Unit Cost | Total | Quantity | Unit Cost | Total | Quantity | Unit Cost | Total | Quantity | Unit Cost | Total | Quantity | Unit Cost | Total | Quantity | Unit Cost | Total | Quantity | Unit Cost | Total | Quantity | Unit Cost | Total | Quantity | Unit Cost | Total | Quantity | Unit Cost | Total | Quantity | Unit Cost | Total | Quantity | Unit Cost | Total | Quantity | Unit Cost | Total | Quantity | Unit Cost | Total | Quantity | Unit Cost | Total | Quantity | Unit Cost | Total | Quantity | Unit Cost | Total | Quantity | Unit Cost | Total | Quantity | Unit Cost | Total | Quantity | Unit Cost | Total | Quantity | Unit Cost | Total | Quantity | Unit Cost | Total | Quantity | Unit Cost | Total | Quantity | Unit Cost | Total | Quantity | Unit Cost | Total | Quantity | Unit Cost | Total | Quantity | Unit Cost | Total | Quantity | Unit Cost | Total | Quantity | Unit Cost | Total | Quantity | Unit Cost | Total | Quantity | Unit Cost | Total | Quantity | Unit Cost | Total | Quantity | Unit Cost | Total | Quantity | Unit Cost | Total | Quantity | Unit Cost | Total | Quantity | Unit Cost | Total | Quantity | Unit Cost | Total | Quantity | Unit Cost | Total | Quantity | Unit Cost | Total | Quantity | Unit Cost | Total | Quantity | Unit Cost | Total | Quantity | Unit Cost | Total
| Underpressure Connection |  | 2530 | 0 |  | 4240 | 0 | 1 | 1890 | 1890 | 1 | 4810 | 4810 |  | 4810 | 0 |  | 4810 | 0 | 1 | 4810 | 4810 |  | 4810 | 0 |  | 2530 | 0 | 2 | 4420 | 8840 |  | 2530 | 0 |  | 2900 | 0 | 1 | 1890 | 1890 | 1 | 3130 | 3130 | 1 | 4810 | 4810 |  | 5200 | 0 |  | 4590 | 0 | 1 | 5200 | 5200 |  | 3130 | 0 | 1 | 4420 | 4420 | 1 | 5200 | 5200 |  | 2530 | 0 |  | 2530 | 0 |  | 2530 | 0 |  | 2530 | 0 |  | 2530 | 0 |  | 2530 | 0 |  | 2530 | 0 |  | 2530 | 0 |  | 2530 | 0 |  | 2530 | 0 |  | 2530 | 0 |  | 2530 | 0 |  | 2530 | 0 |  | 2530 | 0 |  | 2530 | 0 |  | 2530 | 0 |  | 2530 | 0 |  | 2530 | 0 |  | 2530 | 0 |  | 2530 | 0 |  | 2530 | 0 |  | 2530 | 0 |  | 2530 | 0 |  | 2530 | 0 |  | 2530 | 0 |  | 2530 | 0 |  | 2900 | 0 |  | 2530 | 0 |  | 2900 | 0 |  | 2530 | 0 |  | 2530 | 0 |  | 2900 | 0 |  | 2900 | 0 |  | 2530 | 0 |  | 2900 | 0 |  | 2900 | 0 |  | 2530 | 0 |  | 2530 | 0 |  | 2530 | 0 |  | 2530 | 0 |  | 2530 | 0 |  | 2530 | 0 |  | 2900 | 0 |  | 2530 | 0 |  | 2530 | 0 |  | 2530 | 0 |  | 2530 | 0 |  | 2530 | 0 |  | 2530 | 0 |  | 2530 | 0 |  | 2900 | 0 |  | 2530 | 0 |  | 2530 | 0 |  | 2530 | 0 | 1 | 2900 | 2900 |  | 2530 | 0 | 1 | 2530 | 2530 |  | 2900 | 0 | 1 | 2530 | 2530 |  | 2900 | 0 |  | 2530 | 0 | 1 | 2530 | 2530 |  | 2530 | 0 |  | 2530 | 0 |  | 2530 | 0 |  | 2530 | 0 | 1 | 2530 | 2530 |  | 2900 | 0 |  | 2530 | 0 |  | 2530 | 0 | 1 | 2530 | 2530 |  | 2530 | 0 | 1 | 2530 | 2530 |  | 2530 | 0 | 1 | 2530 | 2530 |  | 2530 | 0 | 2 | 2900 | 5800 | 1 | 2530 | 2530 |  | 2530 | 0 | 1 | 2530 | 2530 | 2 | 2530 | 5060 |  | 2530 | 0 |  | 2530 | 0 |  | 2900 | 0
| Cut in/branch Connection |  | 2530 | 0 | 1 | 4240 | 4240 |  | 1890 | 0 |  | 4810 | 0 | 1 | 4810 | 4810 | 1 | 4810 | 4810 |  | 4810 | 0 | 2 | 4810 | 9620 |  | 2530 | 0 |  | 4420 | 0 |  | 2530 | 0 | 2 | 2900 | 5800 | 1 | 1890 | 1890 |  | 3130 | 0 |  | 4810 | 0 |  | 5200 | 0 | 1 | 4590 | 4590 |  | 5200 | 0 |  | 3130 | 0 |  | 4420 | 0 |  | 5200 | 0 |  | 2530 | 0 |  | 2530 | 0 |  | 2530 | 0 |  | 2530 | 0 |  | 2530 | 0 |  | 2530 | 0 |  | 2530 | 0 |  | 2530 | 0 |  | 2530 | 0 |  | 2530 | 0 |  | 2530 | 0 |  | 2530 | 0 |  | 2530 | 0 |  | 2530 | 0 |  | 2530 | 0 |  | 2530 | 0 |  | 2530 | 0 |  | 2530 | 0 |  | 2530 | 0 |  | 2530 | 0 |  | 2530 | 0 |  | 2530 | 0 |  | 2530 | 0 |  | 2530 | 0 |  | 2530 | 0 |  | 2530 | 0 |  | 2900 | 2900 |  | 2530 | 0 |  | 2900 | 0 |  | 2530 | 0 |  | 2530 | 0 |  | 2900 | 0 |  | 2900 | 0 |  | 2530 | 0 |  | 2900 | 0 |  | 2900 | 0 |  | 2530 | 0 |  | 2530 | 0 |  | 2530 | 0 |  | 2530 | 0 |  | 2530 | 0 |  | 2530 | 0 |  | 2900 | 0 |  | 2530 | 0 |  | 2530 | 0 |  | 2530 | 0 |  | 2530 | 0 |  | 2530 | 0 |  | 2530 | 0 |  | 2530 | 0 |  | 2900 | 0 | 1 | 2530 | 2530 |  | 2530 | 0 |  | 2530 | 0 |  | 2900 | 0 |  | 2530 | 0 |  | 2530 | 0 |  | 2900 | 0 |  | 2530 | 0 |  | 2900 | 0 |  | 2530 | 0 |  | 2530 | 0 | 1 | 2530 | 2530 | 1 | 2530 | 2530 | 1 | 2530 | 2530 |  | 2530 | 0 |  | 2530 | 0 |  | 2900 | 0 |  | 2530 | 0 | 1 | 2530 | 2530 |  | 2530 | 0 |  | 2530 | 0 |  | 2530 | 0 |  | 2530 | 0 |  | 2530 | 0 |  | 2530 | 0 |  | 2900 | 0 |  | 2530 | 0 |  | 2530 | 0 |  | 2530 | 0 |  | 2530 | 0 | 1 | 2530 | 2530 |  | 2530 | 0 | 1 | 2900 | 2900
| In Line / back to back connection | 2 | 2530 | 5060 | 1 | 4240 | 4240 |  | 1890 | 0 |  | 4810 | 0 | 1 | 4810 | 4810 | 1 | 4810 | 4810 | 1 | 4810 | 4810 |  | 4810 | 0 | 2 | 2530 | 5060 | 2 | 4420 | 8840 | 1 | 2530 | 2530 | 6 | 2900 | 17400 | 4 | 1890 | 7560 | 1 | 3130 | 3130 | 1 | 4810 | 4810 | 1 | 5200 | 5200 | 1 | 4590 | 4590 | 1 | 5200 | 5200 | 2 | 3130 | 6260 | 1 | 4420 | 4420 | 1 | 5200 | 5200 | 1 | 2530 | 2530 | 2 | 2530 | 5060 | 1 | 2530 | 2530 | 1 | 2530 | 2530 | 1 | 2530 | 2530 | 1 | 2530 | 2530 | 7 | 2530 | 17710 | 1 | 2530 | 2530 | 1 | 2530 | 2530 | 1 | 2530 | 2530 | 1 | 2530 | 2530 | 1 | 2530 | 2530 | 1 | 2530 | 2530 | 2 | 2530 | 5060 | 1 | 2530 | 2530 | 2 | 2530 | 5060 | 4 | 2530 | 10120 | 1 | 2530 | 2530 | 1 | 2530 | 2530 | 1 | 2530 | 2530 | 1 | 2530 | 2530 | 1 | 2530 | 2530 | 1 | 2530 | 2530 | 1 | 2530 | 2530 | 1 | 2530 | 2530 | 1 | 2530 | 2530 | 1 | 2900 | 8700 | 2 | 2530 | 5060 | 2 | 2900 | 5800 | 2 | 2530 | 5060 | 1 | 2530 | 2530 | 1 | 2900 | 2900 | 1 | 2900 | 2900 | 1 | 2530 | 2530 | 1 | 2900 | 2900 | 1 | 2900 | 2900 | 1 | 2530 | 2530 | 1 | 2530 | 2530 | 1 | 2530 | 2530 | 1 | 2530 | 2530 | 1 | 2530 | 2530 | 1 | 2530 | 2530 | 1 | 2900 | 2900 | 1 | 2530 | 2530 | 1 | 2530 | 2530 | 1 | 2530 | 2530 | 1 | 2530 | 2530 | 1 | 2530 | 2530 | 3 | 2530 | 7590 | 2 | 2530 | 5060 | 2 | 2900 | 5800 | 1 | 2530 | 2530 | 1 | 2530 | 2530 | 2 | 2530 | 5060 | 1 | 2900 | 2900 | 1 | 2530 | 2530 | 1 | 2530 | 2530 | 1 | 2900 | 2900 | 1 | 2530 | 2530 | 1 | 2900 | 2900 | 1 | 2530 | 2530 | 1 | 2530 | 2530 | 1 | 2530 | 2530 | 1 | 2530 | 2530 | 1 | 2530 | 2530 | 1 | 2530 | 2530 | 1 | 2530 | 2530 | 1 | 2900 | 2900 | 1 | 2530 | 2530 | 1 | 2530 | 2530 | 1 | 2530 | 2530 | 1 | 2530 | 2530 | 1 | 2530 | 2530 | 1 | 2530 | 2530 |  | 2530 | 0 | 1 | 2530 | 2530 | 2 | 2900 | 5800 | 1 | 2530 | 2530 | 1 | 2530 | 2530 | 1 | 2530 | 2530 | 2 | 2530 | 5060 | 1 | 2530 | 2530 | 1 | 2530 | 2530 | 1 | 2900 | 2900
Assumed cost of fittings is included in the cost of pipework as mentioned in thames charging arrangements | Chambered fittings e.g. SV/FH/WO | 18 |  | 0 | 13 |  | 0 | 2 |  | 0 | 14 |  | 0 | 2 |  | 0 | 2 |  | 0 | 18 |  | 0 | 6 |  | 0 | 13 |  | 0 | 2 |  | 0 | 16 |  | 0 | 23 |  | 0 | 34 |  | 0 | 6 |  | 0 | 1 |  | 0 | 8 |  | 0 | 4 |  | 0 | 17 |  | 0 | 12 |  | 0 | 10 |  | 0 | 10 |  | 0 | 2 |  | 0 | 6 |  | 0 | 2 |  | 0 | 3 |  | 0 | 2 |  | 0 | 10 |  | 0 | 16 |  | 0 | 13 |  | 0 | 9 |  | 0 | 4 |  | 0 | 2 |  | 0 | 3 |  | 0 | 3 |  | 0 | 7 |  | 0 | 6 |  | 0 | 33 |  | 0 | 14 |  | 0 | 4 |  | 0 | 6 |  | 0 | 11 |  | 0 | 2 |  | 0 | 12 |  | 0 | 7 |  | 0 | 13 |  | 0 | 5 |  | 0 | 6 |  | 0 | 3 |  | 0 | 10 |  | 0 | 22 |  | 0 | 12 |  | 0 | 6 |  | 0 | 3 |  | 0 | 5 |  | 0 | 6 |  | 0 | 10 |  | 0 | 3 |  | 0 | 4 |  | 0 | 13 |  | 0 | 15 |  | 0 | 7 |  | 0 | 3 |  | 0 | 16 |  | 0 | 7 |  | 0 | 6 |  | 0 | 8 |  | 0 | 8 |  | 0 | 7 |  | 0 | 9 |  | 0 | 5 |  | 0 | 3 |  | 0 | 8 |  | 0 | 7 |  | 0 | 10 |  | 0 | 4 |  | 0 | 6 |  | 0 | 2 |  | 0 | 4 |  | 0 | 3 |  | 0 | 10 |  | 0 | 4 |  | 0 | 2 |  | 0 | 4 |  | 0 | 7 |  | 0 | 7 |  | 0 | 3 |  | 0 | 9 |  | 0 | 7 |  | 0 | 6 |  | 0 | 4 |  | 0 | 4 |  | 0 | 5 |  | 0 | 2 |  | 0 |  |  | 0 | 2 |  | 0 | 7 |  | 0 | 5 |  | 0 | 7 |  | 0 | 3 |  | 0 | 4 |  | 0 | 4 |  | 0 | 8 |  | 0 | 4 |  | 0 |  |  | 0 |  |  | 0
| 63mm Open Cut Development Site | 287 | 100 | 28700 | 279 | 100 | 27900 |  | 100 | 0 | 141 | 100 | 14100 |  | 100 | 0 |  | 100 | 0 | 251 | 100 | 25100 |  | 100 | 0 | 200 | 100 | 20000 |  | 100 | 0 | 264 | 100 | 26400 | 85 | 120 | 10200 | 356 | 100 | 35600 | 63 | 120 | 7560 |  | 100 | 0 |  | 120 | 0 |  | 120 | 0 |  | 120 | 0 |  | 120 | 0 | 40 | 100 | 4000 |  | 120 | 0 |  | 100 | 0 |  | 210 | 0 |  | 100 | 0 | 60 | 100 | 6000 | 78 | 100 | 7800 |  | 100 | 0 |  | 100 | 0 |  | 100 | 0 | 90 | 100 | 9000 |  | 100 | 0 | 151 | 100 | 15100 | 59 | 100 | 5900 |  | 100 | 0 | 40 | 100 | 4000 | 73 | 100 | 7300 | 302 | 100 | 30200 | 188 | 100 | 18800 |  | 100 | 0 | 50 | 100 | 5000 | 93 | 100 | 9300 | 107 | 100 | 10700 | 99 | 100 | 9900 | 53 | 100 | 5300 | 36 | 100 | 3600 |  | 100 | 0 |  | 100 | 0 |  | 120 | 13680 | 44 | 100 | 4400 | 171 | 120 | 20520 | 76 | 100 | 7600 | 69 | 100 | 6900 | 114 | 120 | 13680 |  | 120 | 0 | 73 | 100 | 7300 |  | 120 | 0 |  | 120 | 0 |  | 100 | 0 |  | 100 | 0 |  | 100 | 0 |  | 100 | 0 |  | 100 | 0 |  | 100 | 0 | 67 | 120 | 8040 | 36 | 100 | 3600 | 52 | 100 | 5200 | 145 | 100 | 14500 |  | 100 | 0 | 145 | 100 | 14500 | 142 | 100 | 14200 |  | 100 | 0 |  | 120 | 0 |  | 100 | 0 |  | 100 | 0 |  | 100 | 0 |  | 120 | 0 |  | 100 | 0 |  | 100 | 0 |  | 120 | 0 |  | 100 | 0 |  | 120 | 0 |  | 100 | 0 |  | 100 | 0 |  | 100 | 0 |  | 100 | 0 |  | 100 | 0 |  | 100 | 0 |  | 100 | 0 |  | 120 | 0 |  | 100 | 0 |  | 100 | 0 |  | 100 | 0 |  | 100 | 0 |  | 100 | 0 |  | 100 | 0 |  | 100 | 0 | 70 | 100 | 7000 |  | 240 | 0 |  | 100 | 0 |  | 100 | 0 |  | 100 | 0 | 36 | 100 | 3600 |  | 100 | 0 |  | 100 | 0 |  | 120 | 0
| 90mm Open Cut Development Site | 1248 | 210 | 262080 | 315 | 210 | 66150 | 525 | 210 | 110250 | 575 | 210 | 120750 | 205 | 210 | 43050 | 437 | 210 | 91770 | 399 | 210 | 83790 | 500 | 210 | 105000 | 254 | 210 | 53340 | 246 | 210 | 51660 | 188 | 210 | 39480 | 353 | 240 | 84720 | 912 | 210 | 191520 |  | 240 | 0 | 106 | 210 | 22260 | 309 | 240 | 74160 | 144 | 240 | 34560 | 427 | 240 | 102480 | 469 | 240 | 112560 | 469 | 210 | 98490 | 379 | 240 | 90960 | 97.5 | 210 | 20475 | 261 | 210 | 54810 | 241 | 210 | 50610 | 129 | 210 | 27090 |  | 210 | 0 |  | 210 | 0 | 112 | 210 | 23520 | 285 | 210 | 59850 |  | 210 | 0 | 70 | 210 | 14700 |  | 210 | 0 | 4 | 210 | 840 |  | 210 | 0 | 138 | 210 | 28980 |  | 210 | 0 | 1221 | 210 | 256410 | 391 | 210 | 82110 | 257 | 210 | 53970 | 163 | 210 | 34230 | 194 | 210 | 40740 |  | 210 | 0 | 591 | 210 | 124110 | 120 | 210 | 25200 | 156 | 210 | 32760 | 173 | 210 | 36330 | 60 | 210 | 12600 | 114 | 240 | 0 | 64 | 210 | 13440 |  | 240 | 0 | 202 | 210 | 42420 | 237 | 210 | 49770 |  | 240 | 0 | 224 | 240 | 53760 | 239 | 210 | 50190 | 90 | 240 | 21600 | 145 | 240 | 34800 | 27 | 210 | 5670 | 149 | 210 | 31290 | 139 | 210 | 29190 | 95 | 210 | 19950 | 112 | 210 | 23520 | 169 | 210 | 35490 |  | 240 | 0 | 192 | 210 | 40320 | 190 | 210 | 39900 | 196 | 210 | 41160 | 26 | 210 | 5460 | 196 | 210 | 41160 | 55 | 210 | 11550 | 141 | 210 | 29610 | 212 | 240 | 50880 | 237 | 210 | 49770 | 55 | 210 | 11550 | 98 | 210 | 20580 | 45 | 240 | 10800 | 175 | 210 | 36750 | 8 | 210 | 1680 | 160 | 240 | 38400 |  | 210 | 0 | 111 | 240 | 26640 | 110 | 210 | 23100 | 168 | 210 | 35280 | 131 | 210 | 27510 | 162 | 210 | 34020 | 114 | 210 | 23940 | 399 | 210 | 83790 |  | 210 | 0 | 251 | 240 | 60240 | 29 | 210 | 6090 | 89 | 210 | 18690 | 45 | 210 | 9450 | 173 | 210 | 36330 | 8 | 210 | 1680 | 160 | 210 | 33600 |  | 210 | 0 |  | 210 | 0 | 277 | 240 | 66480 | 636 | 210 | 133560 | 129 | 210 | 27090 | 129 | 210 | 27090 | 166 | 210 | 34860 | 252 | 210 | 52920 | 31 | 210 | 6510 | 162 | 240 | 38880
| 125mm Open Cut Development Site |  | 220 | 0 | 80 | 220 | 17600 |  | 220 | 0 | 1190 | 220 | 261800 |  | 220 | 0 |  | 220 | 0 | 434 | 220 | 95480 |  | 220 | 0 |  | 220 | 0 |  | 220 | 0 |  | 220 | 0 | 690 | 290 | 200100 | 828 | 220 | 182160 | 140 | 290 | 40600 |  | 220 | 0 | 317 | 290 | 91930 |  | 290 | 0 | 173 | 290 | 50170 | 173 | 290 | 50170 |  | 220 | 0 | 409 | 290 | 118610 |  | 220 | 0 | 162 | 220 | 35640 |  | 220 | 0 |  | 220 | 0 |  | 220 | 0 |  | 220 | 0 |  | 220 | 0 |  | 220 | 0 |  | 220 | 0 | 123 | 220 | 27060 |  | 220 | 0 |  | 220 | 0 | 572 | 220 | 125840 |  | 220 | 0 |  | 220 | 0 | 174 | 220 | 38280 |  | 220 | 0 |  | 220 | 0 |  | 220 | 0 |  | 220 | 0 |  | 220 | 0 | 112 | 220 | 24640 |  | 220 | 0 | 471 | 220 | 103620 |  | 220 | 0 |  | 220 | 0 |  | 290 | 0 |  | 220 | 0 |  | 290 | 0 |  | 220 | 0 |  | 220 | 0 |  | 290 | 0 |  | 290 | 0 |  | 220 | 0 |  | 290 | 0 |  | 290 | 0 |  | 220 | 0 |  | 220 | 0 |  | 220 | 0 |  | 220 | 0 |  | 220 | 0 |  | 220 | 0 |  | 290 | 0 |  | 220 | 0 |  | 220 | 0 |  | 220 | 0 |  | 220 | 0 |  | 220 | 0 |  | 220 | 0 |  | 220 | 0 |  | 290 | 0 |  | 220 | 0 |  | 220 | 0 |  | 220 | 0 |  | 290 | 0 |  | 220 | 0 |  | 220 | 0 |  | 290 | 0 | 306 | 220 | 67320 |  | 290 | 0 |  | 220 | 0 |  | 220 | 0 |  | 220 | 0 |  | 220 | 0 |  | 220 | 0 |  | 220 | 0 | 306 | 220 | 67320 |  | 290 | 0 |  | 220 | 0 |  | 220 | 0 |  | 220 | 0 |  | 220 | 0 |  | 220 | 0 |  | 220 | 0 | 448 | 220 | 98560 |  | 220 | 0 |  | 290 | 0 |  | 220 | 0 |  | 220 | 0 |  | 220 | 0 |  | 220 | 0 |  | 220 | 0 |  | 220 | 0 |  | 290 | 0
| 180mm Open Cut Development Site | 576 | 330 | 190080 |  | 330 | 0 |  | 330 | 0 |  | 330 | 0 |  | 330 | 0 |  | 330 | 0 |  | 330 | 0 |  | 330 | 0 | 712 | 330 | 234960 |  | 330 | 0 | 525 | 330 | 173250 |  | 440 | 0 |  | 330 | 0 |  | 440 | 0 |  | 330 | 0 |  | 440 | 0 |  | 440 | 0 | 232 | 440 | 102080 | 246 | 440 | 108240 |  | 330 | 0 |  | 440 | 0 |  | 330 | 0 |  | 330 | 0 |  | 330 | 0 |  | 330 | 0 |  | 330 | 0 |  | 330 | 0 | 82 | 330 | 27060 | 427 | 330 | 140910 |  | 330 | 0 |  | 330 | 0 |  | 330 | 0 |  | 330 | 0 |  | 330 | 0 |  | 330 | 0 |  | 330 | 0 | 1259 | 330 | 415470 |  | 330 | 0 |  | 330 | 0 |  | 330 | 0 |  | 330 | 0 |  | 330 | 0 |  | 330 | 0 |  | 330 | 0 |  | 330 | 0 |  | 330 | 0 |  | 330 | 0 |  | 440 | 0 |  | 330 | 0 |  | 440 | 0 |  | 330 | 0 |  | 330 | 0 |  | 440 | 0 |  | 440 | 0 |  | 330 | 0 |  | 440 | 0 |  | 440 | 0 |  | 330 | 0 |  | 330 | 0 |  | 330 | 0 |  | 330 | 0 |  | 330 | 0 |  | 330 | 0 |  | 440 | 0 |  | 330 | 0 |  | 330 | 0 |  | 330 | 0 |  | 330 | 0 |  | 330 | 0 |  | 330 | 0 |  | 330 | 0 |  | 440 | 0 |  | 330 | 0 |  | 330 | 0 |  | 330 | 0 |  | 440 | 0 |  | 330 | 0 |  | 330 | 0 |  | 440 | 0 |  | 330 | 0 |  | 440 | 0 |  | 330 | 0 |  | 330 | 0 |  | 330 | 0 |  | 330 | 0 |  | 330 | 0 |  | 330 | 0 |  | 330 | 0 |  | 440 | 0 |  | 330 | 0 |  | 330 | 0 |  | 330 | 0 |  | 330 | 0 |  | 330 | 0 |  | 330 | 0 |  | 330 | 0 |  | 330 | 0 |  | 440 | 0 |  | 330 | 0 |  | 330 | 0 |  | 330 | 0 |  | 330 | 0 |  | 330 | 0 |  | 330 | 0 |  | 440 | 0
| 225mm Open Cut Development Site |  | 390 | 0 |  | 390 | 0 |  | 390 | 0 |  | 390 | 0 |  | 390 | 0 |  | 390 | 0 |  | 390 | 0 |  | 390 | 0 |  | 390 | 0 |  | 390 | 0 |  | 390 | 0 |  | 550 | 0 |  | 390 | 0 |  | 550 | 0 |  | 390 | 0 |  | 550 | 0 |  | 550 | 0 |  | 550 | 0 |  | 550 | 0 |  | 390 | 0 |  | 550 | 0 |  | 390 | 0 |  | 390 | 0 |  | 390 | 0 |  | 390 | 0 |  | 390 | 0 |  | 390 | 0 |  | 390 | 0 |  | 390 | 0 |  | 390 | 0 |  | 390 | 0 |  | 390 | 0 |  | 390 | 0 |  | 390 | 0 |  | 390 | 0 |  | 390 | 0 |  | 390 | 0 |  | 390 | 0 |  | 390 | 0 |  | 390 | 0 |  | 390 | 0 |  | 390 | 0 |  | 390 | 0 |  | 390 | 0 |  | 390 | 0 |  | 390 | 0 |  | 390 | 0 |  | 550 | 0 |  | 390 | 0 |  | 550 | 0 |  | 390 | 0 |  | 390 | 0 |  | 550 | 0 |  | 550 | 0 |  | 390 | 0 |  | 550 | 0 |  | 550 | 0 |  | 390 | 0 |  | 390 | 0 |  | 390 | 0 |  | 390 | 0 |  | 390 | 0 |  | 390 | 0 |  | 550 | 0 |  | 390 | 0 |  | 390 | 0 |  | 390 | 0 |  | 390 | 0 |  | 390 | 0 |  | 390 | 0 |  | 390 | 0 |  | 550 | 0 |  | 390 | 0 |  | 390 | 0 |  | 390 | 0 |  | 550 | 0 |  | 390 | 0 |  | 390 | 0 |  | 550 | 0 |  | 390 | 0 |  | 550 | 0 |  | 390 | 0 |  | 390 | 0 |  | 390 | 0 |  | 390 | 0 |  | 390 | 0 |  | 390 | 0 |  | 390 | 0 |  | 550 | 0 |  | 390 | 0 |  | 390 | 0 |  | 390 | 0 |  | 390 | 0 |  | 390 | 0 |  | 390 | 0 |  | 390 | 0 |  | 390 | 0 |  | 550 | 0 |  | 390 | 0 |  | 390 | 0 |  | 390 | 0 |  | 390 | 0 |  | 390 | 0 |  | 390 | 0 |  | 550 | 0
| 63mm Open Cut Unmade/Verge |  | 210 | 0 |  | 210 | 0 |  | 210 | 0 |  | 210 | 0 |  | 210 | 0 |  | 210 | 0 |  | 210 | 0 |  | 210 | 0 |  | 210 | 0 |  | 210 | 0 |  | 210 | 0 |  | 120 | 0 |  | 210 | 0 |  | 120 | 0 |  | 210 | 0 |  | 120 | 0 |  | 120 | 0 |  | 120 | 0 |  | 120 | 0 |  | 210 | 0 |  | 120 | 0 |  | 210 | 0 |  | 210 | 0 |  | 210 | 0 |  | 210 | 0 |  | 210 | 0 |  | 210 | 0 |  | 210 | 0 |  | 210 | 0 |  | 210 | 0 |  | 210 | 0 |  | 210 | 0 |  | 210 | 0 |  | 210 | 0 |  | 210 | 0 |  | 210 | 0 |  | 210 | 0 |  | 210 | 0 |  | 210 | 0 |  | 210 | 0 |  | 210 | 0 |  | 210 | 0 |  | 210 | 0 |  | 210 | 0 |  | 210 | 0 |  | 210 | 0 |  | 210 | 0 |  | 120 | 0 |  | 210 | 0 |  | 120 | 0 |  | 210 | 0 |  | 210 | 0 |  | 120 | 0 |  | 120 | 0 |  | 210 | 0 |  | 120 | 0 |  | 120 | 0 |  | 210 | 0 |  | 210 | 0 |  | 210 | 0 |  | 210 | 0 |  | 210 | 0 |  | 210 | 0 |  | 120 | 0 |  | 210 | 0 |  | 210 | 0 |  | 210 | 0 |  | 210 | 0 |  | 210 | 0 |  | 210 | 0 |  | 210 | 0 |  | 120 | 0 |  | 210 | 0 |  | 210 | 0 |  | 210 | 0 |  | 120 | 0 |  | 210 | 0 |  | 210 | 0 |  | 120 | 0 |  | 210 | 0 |  | 120 | 0 |  | 210 | 0 |  | 210 | 0 |  | 210 | 0 |  | 210 | 0 |  | 210 | 0 |  | 210 | 0 |  | 210 | 0 |  | 120 | 0 |  | 210 | 0 |  | 210 | 0 |  | 210 | 0 |  | 210 | 0 |  | 210 | 0 |  | 210 | 0 |  | 210 | 0 |  | 210 | 0 |  | 240 | 0 |  | 210 | 0 |  | 210 | 0 |  | 210 | 0 |  | 210 | 0 |  | 210 | 0 |  | 210 | 0 |  | 120 | 0
| 90mm Open Cut Unmade/Verge |  | 100 | 0 |  | 100 | 0 |  | 100 | 0 |  | 100 | 0 | 3 | 100 | 300 |  | 100 | 0 |  | 100 | 0 | 5 | 100 | 500 |  | 100 | 0 |  | 100 | 0 |  | 100 | 0 |  | 240 | 0 |  | 100 | 0 |  | 240 | 0 |  | 100 | 0 |  | 240 | 0 | 1 | 240 | 240 |  | 240 | 0 |  | 240 | 0 |  | 100 | 0 |  | 240 | 0 |  | 100 | 0 |  | 210 | 0 |  | 100 | 0 |  | 100 | 0 |  | 100 | 0 |  | 100 | 0 |  | 100 | 0 |  | 100 | 0 |  | 100 | 0 |  | 100 | 0 |  | 100 | 0 |  | 100 | 0 |  | 100 | 0 |  | 100 | 0 |  | 100 | 0 |  | 100 | 0 |  | 100 | 0 |  | 100 | 0 |  | 100 | 0 |  | 100 | 0 |  | 100 | 0 |  | 100 | 0 |  | 100 | 0 |  | 100 | 0 |  | 100 | 0 |  | 100 | 0 |  | 240 | 0 |  | 100 | 0 |  | 240 | 0 |  | 100 | 0 |  | 100 | 0 |  | 240 | 0 |  | 240 | 0 |  | 100 | 0 |  | 240 | 0 |  | 240 | 0 |  | 100 | 0 |  | 100 | 0 |  | 100 | 0 |  | 100 | 0 |  | 100 | 0 |  | 100 | 0 |  | 240 | 0 |  | 100 | 0 |  | 100 | 0 |  | 100 | 0 |  | 100 | 0 |  | 100 | 0 |  | 100 | 0 |  | 100 | 0 |  | 240 | 0 |  | 100 | 0 |  | 100 | 0 |  | 100 | 0 |  | 240 | 0 |  | 100 | 0 |  | 100 | 0 |  | 240 | 0 |  | 100 | 0 |  | 240 | 0 |  | 100 | 0 |  | 100 | 0 |  | 100 | 0 |  | 100 | 0 |  | 100 | 0 |  | 100 | 0 |  | 100 | 0 |  | 240 | 0 |  | 100 | 0 |  | 100 | 0 |  | 100 | 0 |  | 100 | 0 |  | 100 | 0 |  | 100 | 0 |  | 100 | 0 |  | 100 | 0 |  | 240 | 0 |  | 100 | 0 |  | 100 | 0 |  | 100 | 0 |  | 100 | 0 |  | 100 | 0 |  | 100 | 0 |  | 240 | 0
| 125mm Open Cut Unmade/Verge |  | 210 | 0 |  | 210 | 0 |  | 210 | 0 |  | 210 | 0 |  | 210 | 0 |  | 210 | 0 |  | 210 | 0 |  | 210 | 0 |  | 210 | 0 |  | 210 | 0 |  | 210 | 0 | 4 | 290 | 1160 |  | 210 | 0 |  | 290 | 0 |  | 210 | 0 |  | 290 | 0 |  | 290 | 0 |  | 290 | 0 |  | 290 | 0 |  | 210 | 0 | 2 | 290 | 580 |  | 210 | 0 |  | 220 | 0 |  | 210 | 0 |  | 210 | 0 |  | 210 | 0 |  | 210 | 0 |  | 210 | 0 |  | 210 | 0 |  | 210 | 0 |  | 210 | 0 |  | 210 | 0 |  | 210 | 0 |  | 210 | 0 |  | 210 | 0 |  | 210 | 0 |  | 210 | 0 |  | 210 | 0 |  | 210 | 0 |  | 210 | 0 |  | 210 | 0 |  | 210 | 0 |  | 210 | 0 |  | 210 | 0 |  | 210 | 0 |  | 210 | 0 |  | 210 | 0 |  | 290 | 0 |  | 210 | 0 |  | 290 | 0 |  | 210 | 0 |  | 210 | 0 |  | 290 | 0 |  | 290 | 0 |  | 210 | 0 |  | 290 | 0 |  | 290 | 0 |  | 210 | 0 |  | 210 | 0 |  | 210 | 0 |  | 210 | 0 |  | 210 | 0 |  | 210 | 0 |  | 290 | 0 |  | 210 | 0 |  | 210 | 0 |  | 210 | 0 |  | 210 | 0 |  | 210 | 0 |  | 210 | 0 |  | 210 | 0 |  | 290 | 0 |  | 210 | 0 |  | 210 | 0 |  | 210 | 0 |  | 290 | 0 |  | 210 | 0 |  | 210 | 0 |  | 290 | 0 |  | 210 | 0 |  | 290 | 0 |  | 210 | 0 |  | 210 | 0 |  | 210 | 0 |  | 210 | 0 |  | 210 | 0 |  | 210 | 0 |  | 210 | 0 |  | 290 | 0 |  | 210 | 0 |  | 210 | 0 |  | 210 | 0 |  | 210 | 0 |  | 210 | 0 |  | 210 | 0 |  | 210 | 0 |  | 210 | 0 |  | 290 | 0 |  | 210 | 0 |  | 210 | 0 |  | 210 | 0 |  | 210 | 0 |  | 210 | 0 |  | 210 | 0 |  | 290 | 0
| 180mm Open Cut Unmade/Verge |  | 220 | 0 |  | 220 | 0 |  | 220 | 0 |  | 220 | 0 |  | 220 | 0 |  | 220 | 0 |  | 220 | 0 |  | 220 | 0 |  | 220 | 0 |  | 220 | 0 | 1 | 220 | 220 |  | 440 | 0 |  | 220 | 0 |  | 440 | 0 |  | 220 | 0 |  | 440 | 0 |  | 440 | 0 |  | 440 | 0 |  | 440 | 0 |  | 220 | 0 |  | 440 | 0 |  | 220 | 0 |  | 330 | 0 |  | 220 | 0 |  | 220 | 0 |  | 220 | 0 |  | 220 | 0 |  | 220 | 0 |  | 220 | 0 |  | 220 | 0 |  | 220 | 0 |  | 220 | 0 |  | 220 | 0 |  | 220 | 0 |  | 220 | 0 |  | 220 | 0 |  | 220 | 0 |  | 220 | 0 |  | 220 | 0 |  | 220 | 0 |  | 220 | 0 |  | 220 | 0 |  | 220 | 0 |  | 220 | 0 |  | 220 | 0 |  | 220 | 0 |  | 220 | 0 |  | 440 | 0 |  | 220 | 0 |  | 440 | 0 |  | 220 | 0 |  | 220 | 0 |  | 440 | 0 |  | 440 | 0 |  | 220 | 0 |  | 440 | 0 |  | 440 | 0 |  | 220 | 0 |  | 220 | 0 |  | 220 | 0 |  | 220 | 0 |  | 220 | 0 |  | 220 | 0 |  | 440 | 0 |  | 220 | 0 |  | 220 | 0 |  | 220 | 0 |  | 220 | 0 |  | 220 | 0 |  | 220 | 0 |  | 220 | 0 |  | 440 | 0 |  | 220 | 0 |  | 220 | 0 |  | 220 | 0 |  | 440 | 0 |  | 220 | 0 |  | 220 | 0 |  | 440 | 0 |  | 220 | 0 |  | 440 | 0 |  | 220 | 0 |  | 220 | 0 |  | 220 | 0 |  | 220 | 0 |  | 220 | 0 |  | 220 | 0 |  | 220 | 0 |  | 440 | 0 |  | 220 | 0 |  | 220 | 0 |  | 220 | 0 |  | 220 | 0 |  | 220 | 0 |  | 220 | 0 |  | 220 | 0 |  | 220 | 0 |  | 440 | 0 |  | 220 | 0 |  | 220 | 0 |  | 220 | 0 |  | 220 | 0 |  | 220 | 0 |  | 220 | 0 |  | 440 | 0
| 225mm Open Cut Unmade/Verge |  | 330 | 0 |  | 330 | 0 |  | 330 | 0 |  | 330 | 0 |  | 330 | 0 |  | 330 | 0 |  | 330 | 0 |  | 330 | 0 |  | 330 | 0 |  | 330 | 0 |  | 330 | 0 |  | 550 | 0 |  | 330 | 0 |  | 550 | 0 |  | 330 | 0 |  | 550 | 0 |  | 550 | 0 |  | 550 | 0 |  | 550 | 0 |  | 330 | 0 |  | 550 | 0 |  | 330 | 0 |  | 390 | 0 |  | 330 | 0 |  | 330 | 0 |  | 330 | 0 |  | 330 | 0 |  | 330 | 0 |  | 330 | 0 |  | 330 | 0 |  | 330 | 0 |  | 330 | 0 |  | 330 | 0 |  | 330 | 0 |  | 330 | 0 |  | 330 | 0 |  | 330 | 0 |  | 330 | 0 |  | 330 | 0 |  | 330 | 0 |  | 330 | 0 |  | 330 | 0 |  | 330 | 0 |  | 330 | 0 |  | 330 | 0 |  | 330 | 0 |  | 330 | 0 |  | 550 | 0 |  | 330 | 0 |  | 550 | 0 |  | 330 | 0 |  | 330 | 0 |  | 550 | 0 |  | 550 | 0 |  | 330 | 0 |  | 550 | 0 |  | 550 | 0 |  | 330 | 0 |  | 330 | 0 |  | 330 | 0 |  | 330 | 0 |  | 330 | 0 |  | 330 | 0 |  | 550 | 0 |  | 330 | 0 |  | 330 | 0 |  | 330 | 0 |  | 330 | 0 |  | 330 | 0 |  | 330 | 0 |  | 330 | 0 |  | 550 | 0 |  | 330 | 0 |  | 330 | 0 |  | 330 | 0 |  | 550 | 0 |  | 330 | 0 |  | 330 | 0 |  | 550 | 0 |  | 330 | 0 |  | 550 | 0 |  | 330 | 0 |  | 330 | 0 |  | 330 | 0 |  | 330 | 0 |  | 330 | 0 |  | 330 | 0 |  | 330 | 0 |  | 550 | 0 |  | 330 | 0 |  | 330 | 0 |  | 330 | 0 |  | 330 | 0 |  | 330 | 0 |  | 330 | 0 |  | 330 | 0 |  | 330 | 0 |  | 550 | 0 |  | 330 | 0 |  | 330 | 0 |  | 330 | 0 |  | 330 | 0 |  | 330 | 0 |  | 330 | 0 |  | 550 | 0
| 63mm Open Cut Footpath |  | 390 | 0 |  | 390 | 0 |  | 390 | 0 |  | 390 | 0 |  | 390 | 0 |  | 390 | 0 |  | 390 | 0 |  | 390 | 0 |  | 390 | 0 |  | 390 | 0 |  | 390 | 0 |  | 300 | 0 |  | 390 | 0 |  | 300 | 0 |  | 390 | 0 |  | 300 | 0 |  | 300 | 0 |  | 300 | 0 |  | 300 | 0 |  | 390 | 0 |  | 300 | 0 |  | 390 | 0 |  | 500 | 0 |  | 390 | 0 |  | 390 | 0 |  | 390 | 0 |  | 390 | 0 |  | 390 | 0 |  | 390 | 0 |  | 390 | 0 |  | 390 | 0 |  | 390 | 0 |  | 390 | 0 |  | 390 | 0 |  | 390 | 0 |  | 390 | 0 |  | 390 | 0 |  | 390 | 0 |  | 390 | 0 |  | 390 | 0 |  | 390 | 0 |  | 390 | 0 |  | 390 | 0 |  | 390 | 0 |  | 390 | 0 |  | 390 | 0 |  | 390 | 0 |  | 300 | 0 |  | 390 | 0 |  | 300 | 0 |  | 390 | 0 |  | 390 | 0 |  | 300 | 0 |  | 300 | 0 |  | 390 | 0 |  | 300 | 0 |  | 300 | 0 |  | 390 | 0 |  | 390 | 0 |  | 390 | 0 |  | 390 | 0 |  | 390 | 0 |  | 390 | 0 |  | 300 | 0 |  | 390 | 0 |  | 390 | 0 |  | 390 | 0 |  | 390 | 0 |  | 390 | 0 |  | 390 | 0 |  | 390 | 0 |  | 300 | 0 |  | 390 | 0 |  | 390 | 0 |  | 390 | 0 |  | 300 | 0 |  | 390 | 0 |  | 390 | 0 |  | 300 | 0 |  | 390 | 0 |  | 300 | 0 |  | 390 | 0 |  | 390 | 0 |  | 390 | 0 |  | 390 | 0 |  | 390 | 0 |  | 390 | 0 |  | 390 | 0 |  | 300 | 0 |  | 390 | 0 |  | 390 | 0 |  | 390 | 0 |  | 390 | 0 |  | 390 | 0 |  | 390 | 0 |  | 390 | 0 |  | 390 | 0 |  | 530 | 0 |  | 390 | 0 |  | 390 | 0 |  | 390 | 0 |  | 390 | 0 |  | 390 | 0 |  | 390 | 0 |  | 300 | 0
| 90mm Open Cut Footpath |  | 210 | 0 |  | 210 | 0 |  | 210 | 0 |  | 210 | 0 | 2 | 210 | 420 |  | 210 | 0 |  | 210 | 0 | 27 | 210 | 5670 |  | 210 | 0 | 4 | 210 | 840 |  | 210 | 0 |  | 530 | 0 |  | 210 | 0 |  | 530 | 0 | 7 | 210 | 1470 |  | 530 | 0 | 10 | 530 | 5300 |  | 530 | 0 |  | 530 | 0 | 5 | 210 | 1050 |  | 530 | 0 |  | 210 | 0 |  | 500 | 0 |  | 210 | 0 |  | 210 | 0 |  | 210 | 0 |  | 210 | 0 |  | 210 | 0 |  | 210 | 0 |  | 210 | 0 |  | 210 | 0 |  | 210 | 0 |  | 210 | 0 |  | 210 | 0 |  | 210 | 0 |  | 210 | 0 |  | 210 | 0 |  | 210 | 0 |  | 210 | 0 |  | 210 | 0 |  | 210 | 0 |  | 210 | 0 |  | 210 | 0 |  | 210 | 0 |  | 210 | 0 |  | 210 | 0 |  | 210 | 0 |  | 530 | 0 |  | 210 | 0 |  | 530 | 0 |  | 210 | 0 |  | 210 | 0 |  | 530 | 0 |  | 530 | 0 |  | 210 | 0 |  | 530 | 0 |  | 530 | 0 |  | 210 | 0 |  | 210 | 0 |  | 210 | 0 |  | 210 | 0 |  | 210 | 0 |  | 210 | 0 |  | 530 | 0 |  | 210 | 0 |  | 210 | 0 |  | 210 | 0 |  | 210 | 0 |  | 210 | 0 |  | 210 | 0 |  | 210 | 0 |  | 530 | 0 |  | 210 | 0 |  | 210 | 0 |  | 210 | 0 |  | 530 | 0 |  | 210 | 0 |  | 210 | 0 |  | 530 | 0 |  | 210 | 0 |  | 530 | 0 |  | 210 | 0 |  | 210 | 0 |  | 210 | 0 |  | 210 | 0 |  | 210 | 0 |  | 210 | 0 |  | 210 | 0 |  | 530 | 0 |  | 210 | 0 |  | 210 | 0 |  | 210 | 0 |  | 210 | 0 |  | 210 | 0 |  | 210 | 0 |  | 210 | 0 |  | 210 | 0 |  | 530 | 0 |  | 210 | 0 |  | 210 | 0 |  | 210 | 0 |  | 210 | 0 |  | 210 | 0 |  | 210 | 0 |  | 530 | 0
| 125mm Open Cut Footpath |  | 600 | 0 | 2 | 600 | 1200 |  | 600 | 0 |  | 600 | 0 |  | 600 | 0 |  | 600 | 0 |  | 600 | 0 |  | 600 | 0 |  | 600 | 0 |  | 600 | 0 |  | 600 | 0 |  | 670 | 0 | 2 | 600 | 1200 |  | 670 | 0 |  | 600 | 0 |  | 670 | 0 |  | 670 | 0 |  | 670 | 0 |  | 670 | 0 |  | 600 | 0 | 3 | 670 | 2010 |  | 600 | 0 |  | 600 | 0 |  | 600 | 0 |  | 600 | 0 |  | 600 | 0 |  | 600 | 0 |  | 600 | 0 |  | 600 | 0 |  | 600 | 0 |  | 600 | 0 |  | 600 | 0 |  | 600 | 0 |  | 600 | 0 |  | 600 | 0 |  | 600 | 0 |  | 600 | 0 |  | 600 | 0 |  | 600 | 0 |  | 600 | 0 |  | 600 | 0 |  | 600 | 0 |  | 600 | 0 |  | 600 | 0 |  | 600 | 0 |  | 600 | 0 |  | 600 | 0 |  | 670 | 0 |  | 600 | 0 |  | 670 | 0 |  | 600 | 0 |  | 600 | 0 |  | 670 | 0 |  | 670 | 0 |  | 600 | 0 |  | 670 | 0 |  | 670 | 0 |  | 600 | 0 |  | 600 | 0 |  | 600 | 0 |  | 600 | 0 |  | 600 | 0 |  | 600 | 0 |  | 670 | 0 |  | 600 | 0 |  | 600 | 0 |  | 600 | 0 |  | 600 | 0 |  | 600 | 0 |  | 600 | 0 |  | 600 | 0 |  | 670 | 0 |  | 600 | 0 |  | 600 | 0 |  | 600 | 0 |  | 670 | 0 |  | 600 | 0 |  | 600 | 0 |  | 670 | 0 |  | 600 | 0 |  | 670 | 0 |  | 600 | 0 |  | 600 | 0 |  | 600 | 0 |  | 600 | 0 |  | 600 | 0 |  | 600 | 0 |  | 600 | 0 |  | 670 | 0 |  | 600 | 0 |  | 600 | 0 |  | 600 | 0 |  | 600 | 0 |  | 600 | 0 |  | 600 | 0 |  | 600 | 0 |  | 600 | 0 |  | 670 | 0 |  | 600 | 0 |  | 600 | 0 |  | 600 | 0 |  | 600 | 0 |  | 600 | 0 |  | 600 | 0 |  | 670 | 0
| 180mm Open Cut Footpath |  | 670 | 0 |  | 670 | 0 |  | 670 | 0 |  | 670 | 0 |  | 670 | 0 |  | 670 | 0 |  | 670 | 0 |  | 670 | 0 | 2 | 670 | 1340 |  | 670 | 0 |  | 670 | 0 |  | 790 | 0 |  | 670 | 0 | 8 | 790 | 6320 |  | 670 | 0 |  | 790 | 0 |  | 790 | 0 | 14 | 790 | 11060 |  | 790 | 0 |  | 670 | 0 |  | 790 | 0 |  | 670 | 0 |  | 670 | 0 |  | 670 | 0 |  | 670 | 0 |  | 670 | 0 |  | 670 | 0 |  | 670 | 0 |  | 670 | 0 |  | 670 | 0 |  | 670 | 0 |  | 670 | 0 |  | 670 | 0 |  | 670 | 0 |  | 670 | 0 |  | 670 | 0 |  | 670 | 0 |  | 670 | 0 |  | 670 | 0 |  | 670 | 0 |  | 670 | 0 |  | 670 | 0 |  | 670 | 0 |  | 670 | 0 |  | 670 | 0 |  | 670 | 0 |  | 670 | 0 |  | 790 | 0 |  | 670 | 0 |  | 790 | 0 |  | 670 | 0 |  | 670 | 0 |  | 790 | 0 |  | 790 | 0 |  | 670 | 0 |  | 790 | 0 |  | 790 | 0 |  | 670 | 0 |  | 670 | 0 |  | 670 | 0 |  | 670 | 0 |  | 670 | 0 |  | 670 | 0 |  | 790 | 0 |  | 670 | 0 |  | 670 | 0 |  | 670 | 0 |  | 670 | 0 |  | 670 | 0 |  | 670 | 0 |  | 670 | 0 |  | 790 | 0 |  | 670 | 0 |  | 670 | 0 |  | 670 | 0 |  | 790 | 0 |  | 670 | 0 |  | 670 | 0 |  | 790 | 0 |  | 670 | 0 |  | 790 | 0 |  | 670 | 0 |  | 670 | 0 |  | 670 | 0 |  | 670 | 0 |  | 670 | 0 |  | 670 | 0 |  | 670 | 0 |  | 790 | 0 |  | 670 | 0 |  | 670 | 0 |  | 670 | 0 |  | 670 | 0 |  | 670 | 0 |  | 670 | 0 |  | 670 | 0 |  | 670 | 0 |  | 790 | 0 |  | 670 | 0 |  | 670 | 0 |  | 670 | 0 |  | 670 | 0 |  | 670 | 0 |  | 670 | 0 |  | 790 | 0
| 225mm Open Cut Footpath |  | 740 | 0 |  | 740 | 0 |  | 740 | 0 |  | 740 | 0 |  | 740 | 0 |  | 740 | 0 |  | 740 | 0 |  | 740 | 0 |  | 740 | 0 |  | 740 | 0 |  | 740 | 0 |  | 920 | 0 |  | 740 | 0 |  | 920 | 0 |  | 740 | 0 |  | 920 | 0 |  | 920 | 0 |  | 920 | 0 |  | 920 | 0 |  | 740 | 0 |  | 920 | 0 |  | 740 | 0 |  | 740 | 0 |  | 740 | 0 |  | 740 | 0 |  | 740 | 0 |  | 740 | 0 |  | 740 | 0 |  | 740 | 0 |  | 740 | 0 |  | 740 | 0 |  | 740 | 0 |  | 740 | 0 |  | 740 | 0 |  | 740 | 0 |  | 740 | 0 |  | 740 | 0 |  | 740 | 0 |  | 740 | 0 |  | 740 | 0 |  | 740 | 0 |  | 740 | 0 |  | 740 | 0 |  | 740 | 0 |  | 740 | 0 |  | 740 | 0 |  | 740 | 0 |  | 920 | 0 |  | 740 | 0 |  | 920 | 0 |  | 740 | 0 |  | 740 | 0 |  | 920 | 0 |  | 920 | 0 |  | 740 | 0 |  | 920 | 0 |  | 920 | 0 |  | 740 | 0 |  | 740 | 0 |  | 740 | 0 |  | 740 | 0 |  | 740 | 0 |  | 740 | 0 |  | 920 | 0 |  | 740 | 0 |  | 740 | 0 |  | 740 | 0 |  | 740 | 0 |  | 740 | 0 |  | 740 | 0 |  | 740 | 0 |  | 920 | 0 |  | 740 | 0 |  | 740 | 0 |  | 740 | 0 |  | 920 | 0 |  | 740 | 0 |  | 740 | 0 |  | 920 | 0 |  | 740 | 0 |  | 920 | 0 |  | 740 | 0 |  | 740 | 0 |  | 740 | 0 |  | 740 | 0 |  | 740 | 0 |  | 740 | 0 |  | 740 | 0 |  | 920 | 0 |  | 740 | 0 |  | 740 | 0 |  | 740 | 0 |  | 740 | 0 |  | 740 | 0 |  | 740 | 0 |  | 740 | 0 |  | 740 | 0 |  | 920 | 0 |  | 740 | 0 |  | 740 | 0 |  | 740 | 0 |  | 740 | 0 |  | 740 | 0 |  | 740 | 0 |  | 920 | 0
| 63mm Open Cut Road |  | 350 | 0 |  | 350 | 0 |  | 350 | 0 |  | 350 | 0 |  | 350 | 0 |  | 350 | 0 |  | 350 | 0 |  | 350 | 0 |  | 350 | 0 |  | 350 | 0 |  | 350 | 0 |  | 380 | 0 |  | 350 | 0 |  | 380 | 0 |  | 350 | 0 |  | 380 | 0 |  | 380 | 0 |  | 380 | 0 |  | 380 | 0 |  | 350 | 0 |  | 380 | 0 |  | 350 | 0 |  | 540 | 0 |  | 350 | 0 |  | 350 | 0 |  | 350 | 0 |  | 350 | 0 |  | 350 | 0 |  | 350 | 0 |  | 350 | 0 |  | 350 | 0 |  | 350 | 0 |  | 350 | 0 |  | 350 | 0 |  | 350 | 0 |  | 350 | 0 |  | 350 | 0 |  | 350 | 0 |  | 350 | 0 |  | 350 | 0 |  | 350 | 0 |  | 350 | 0 |  | 350 | 0 |  | 350 | 0 |  | 350 | 0 |  | 350 | 0 |  | 350 | 0 |  | 380 | 0 |  | 350 | 0 |  | 380 | 0 |  | 350 | 0 |  | 350 | 0 |  | 380 | 0 |  | 380 | 0 |  | 350 | 0 |  | 380 | 0 |  | 380 | 0 |  | 350 | 0 |  | 350 | 0 |  | 350 | 0 |  | 350 | 0 |  | 350 | 0 |  | 350 | 0 |  | 380 | 0 |  | 350 | 0 |  | 350 | 0 |  | 350 | 0 |  | 350 | 0 |  | 350 | 0 |  | 350 | 0 |  | 350 | 0 |  | 380 | 0 |  | 350 | 0 |  | 350 | 0 |  | 350 | 0 |  | 380 | 0 |  | 350 | 0 |  | 350 | 0 |  | 380 | 0 |  | 350 | 0 |  | 380 | 0 |  | 350 | 0 |  | 350 | 0 |  | 350 | 0 |  | 350 | 0 |  | 350 | 0 |  | 350 | 0 |  | 350 | 0 |  | 380 | 0 |  | 350 | 0 |  | 350 | 0 |  | 350 | 0 |  | 350 | 0 |  | 350 | 0 |  | 350 | 0 |  | 350 | 0 |  | 350 | 0 |  | 580 | 0 |  | 350 | 0 |  | 350 | 0 |  | 350 | 0 |  | 350 | 0 |  | 350 | 0 |  | 350 | 0 |  | 380 | 0
| 90mm Open Cut Road |  | 540 | 0 |  | 540 | 0 |  | 540 | 0 |  | 540 | 0 | 7 | 540 | 3780 | 6 | 540 | 3240 |  | 540 | 0 | 7 | 540 | 3780 |  | 540 | 0 | 28 | 540 | 15120 |  | 540 | 0 |  | 580 | 0 |  | 540 | 0 |  | 580 | 0 | 1 | 540 | 540 |  | 580 | 0 | 7 | 580 | 4060 |  | 580 | 0 |  | 580 | 0 |  | 540 | 0 |  | 580 | 0 |  | 540 | 0 |  | 540 | 0 |  | 540 | 0 |  | 540 | 0 |  | 540 | 0 |  | 540 | 0 |  | 540 | 0 |  | 540 | 0 |  | 540 | 0 |  | 540 | 0 |  | 540 | 0 |  | 540 | 0 |  | 540 | 0 |  | 540 | 0 |  | 540 | 0 |  | 540 | 0 |  | 540 | 0 |  | 540 | 0 |  | 540 | 0 |  | 540 | 0 |  | 540 | 0 |  | 540 | 0 |  | 540 | 0 |  | 540 | 0 |  | 540 | 0 |  | 540 | 0 |  | 580 | 0 |  | 540 | 0 |  | 580 | 0 |  | 540 | 0 |  | 540 | 0 |  | 580 | 0 |  | 580 | 0 |  | 540 | 0 |  | 580 | 0 |  | 580 | 0 |  | 540 | 0 |  | 540 | 0 |  | 540 | 0 |  | 540 | 0 |  | 540 | 0 |  | 540 | 0 |  | 580 | 0 |  | 540 | 0 |  | 540 | 0 |  | 540 | 0 |  | 540 | 0 |  | 540 | 0 |  | 540 | 0 |  | 540 | 0 |  | 580 | 0 |  | 540 | 0 |  | 540 | 0 |  | 540 | 0 |  | 580 | 0 |  | 540 | 0 |  | 540 | 0 |  | 580 | 0 |  | 540 | 0 |  | 580 | 0 |  | 540 | 0 |  | 540 | 0 |  | 540 | 0 |  | 540 | 0 |  | 540 | 0 |  | 540 | 0 |  | 540 | 0 |  | 580 | 0 |  | 540 | 0 |  | 540 | 0 |  | 540 | 0 |  | 540 | 0 |  | 540 | 0 |  | 540 | 0 |  | 540 | 0 |  | 540 | 0 |  | 580 | 0 |  | 540 | 0 |  | 540 | 0 |  | 540 | 0 |  | 540 | 0 |  | 540 | 0 |  | 540 | 0 |  | 580 | 0
| 125mm Open Cut Road |  | 660 | 0 | 8 | 660 | 5280 |  | 660 | 0 |  | 660 | 0 |  | 660 | 0 |  | 660 | 0 | 140 | 660 | 92400 |  | 660 | 0 |  | 660 | 0 |  | 660 | 0 |  | 660 | 0 | 2 | 730 | 1460 | 15 | 660 | 9900 | 2 | 730 | 1460 |  | 660 | 0 |  | 730 | 0 |  | 730 | 0 |  | 730 | 0 |  | 730 | 0 |  | 660 | 0 | 7 | 730 | 5110 |  | 660 | 0 |  | 660 | 0 |  | 660 | 0 |  | 660 | 0 |  | 660 | 0 |  | 660 | 0 |  | 660 | 0 |  | 660 | 0 |  | 660 | 0 |  | 660 | 0 |  | 660 | 0 |  | 660 | 0 |  | 660 | 0 |  | 660 | 0 |  | 660 | 0 |  | 660 | 0 |  | 660 | 0 |  | 660 | 0 |  | 660 | 0 |  | 660 | 0 |  | 660 | 0 |  | 660 | 0 |  | 660 | 0 |  | 660 | 0 |  | 660 | 0 |  | 660 | 0 |  | 730 | 0 |  | 660 | 0 |  | 730 | 0 |  | 660 | 0 |  | 660 | 0 |  | 730 | 0 |  | 730 | 0 |  | 660 | 0 |  | 730 | 0 |  | 730 | 0 |  | 660 | 0 |  | 660 | 0 |  | 660 | 0 |  | 660 | 0 |  | 660 | 0 |  | 660 | 0 |  | 730 | 0 |  | 660 | 0 |  | 660 | 0 |  | 660 | 0 |  | 660 | 0 |  | 660 | 0 |  | 660 | 0 |  | 660 | 0 |  | 730 | 0 |  | 660 | 0 |  | 660 | 0 |  | 660 | 0 |  | 730 | 0 |  | 660 | 0 |  | 660 | 0 |  | 730 | 0 |  | 660 | 0 |  | 730 | 0 |  | 660 | 0 |  | 660 | 0 |  | 660 | 0 |  | 660 | 0 |  | 660 | 0 |  | 660 | 0 |  | 660 | 0 |  | 730 | 0 |  | 660 | 0 |  | 660 | 0 |  | 660 | 0 |  | 660 | 0 |  | 660 | 0 |  | 660 | 0 |  | 660 | 0 |  | 660 | 0 |  | 730 | 0 |  | 660 | 0 |  | 660 | 0 |  | 660 | 0 |  | 660 | 0 |  | 660 | 0 |  | 660 | 0 |  | 730 | 0
| 180mm Open Cut Road |  | 740 | 0 |  | 740 | 0 |  | 740 | 0 | 4 | 740 | 2960 |  | 740 | 0 |  | 740 | 0 |  | 740 | 0 |  | 740 | 0 |  | 740 | 0 |  | 740 | 0 |  | 740 | 0 |  | 860 | 0 |  | 740 | 0 |  | 860 | 0 |  | 740 | 0 |  | 860 | 0 |  | 860 | 0 |  | 860 | 0 |  | 860 | 0 |  | 740 | 0 |  | 860 | 0 |  | 740 | 0 |  | 740 | 0 |  | 740 | 0 |  | 740 | 0 |  | 740 | 0 |  | 740 | 0 |  | 740 | 0 |  | 740 | 0 |  | 740 | 0 |  | 740 | 0 |  | 740 | 0 |  | 740 | 0 |  | 740 | 0 |  | 740 | 0 |  | 740 | 0 |  | 740 | 0 |  | 740 | 0 |  | 740 | 0 |  | 740 | 0 |  | 740 | 0 |  | 740 | 0 |  | 740 | 0 |  | 740 | 0 |  | 740 | 0 |  | 740 | 0 |  | 740 | 0 |  | 860 | 0 |  | 740 | 0 |  | 860 | 0 |  | 740 | 0 |  | 740 | 0 |  | 860 | 0 |  | 860 | 0 |  | 740 | 0 |  | 860 | 0 |  | 860 | 0 |  | 740 | 0 |  | 740 | 0 |  | 740 | 0 |  | 740 | 0 |  | 740 | 0 |  | 740 | 0 |  | 860 | 0 |  | 740 | 0 |  | 740 | 0 |  | 740 | 0 |  | 740 | 0 |  | 740 | 0 |  | 740 | 0 |  | 740 | 0 |  | 860 | 0 |  | 740 | 0 |  | 740 | 0 |  | 740 | 0 |  | 860 | 0 |  | 740 | 0 |  | 740 | 0 |  | 860 | 0 |  | 740 | 0 |  | 860 | 0 |  | 740 | 0 |  | 740 | 0 |  | 740 | 0 |  | 740 | 0 |  | 740 | 0 |  | 740 | 0 |  | 740 | 0 |  | 860 | 0 |  | 740 | 0 |  | 740 | 0 |  | 740 | 0 |  | 740 | 0 |  | 740 | 0 |  | 740 | 0 |  | 740 | 0 |  | 740 | 0 |  | 860 | 0 |  | 740 | 0 |  | 740 | 0 |  | 740 | 0 |  | 740 | 0 |  | 740 | 0 |  | 740 | 0 |  | 860 | 0
| 225mm Open Cut Road |  | 860 | 0 |  | 860 | 0 |  | 860 | 0 |  | 860 | 0 |  | 860 | 0 |  | 860 | 0 |  | 860 | 0 |  | 860 | 0 |  | 860 | 0 |  | 860 | 0 |  | 860 | 0 |  | 1040 | 0 |  | 860 | 0 |  | 1040 | 0 |  | 860 | 0 |  | 1040 | 0 |  | 1040 | 0 |  | 1040 | 0 |  | 1040 | 0 |  | 860 | 0 |  | 1040 | 0 |  | 860 | 0 |  | 860 | 0 |  | 860 | 0 |  | 860 | 0 |  | 860 | 0 |  | 860 | 0 |  | 860 | 0 |  | 860 | 0 |  | 860 | 0 |  | 860 | 0 |  | 860 | 0 |  | 860 | 0 |  | 860 | 0 |  | 860 | 0 |  | 860 | 0 |  | 860 | 0 |  | 860 | 0 |  | 860 | 0 |  | 860 | 0 |  | 860 | 0 |  | 860 | 0 |  | 860 | 0 |  | 860 | 0 |  | 860 | 0 |  | 860 | 0 |  | 860 | 0 |  | 1040 | 0 |  | 860 | 0 |  | 1040 | 0 |  | 860 | 0 |  | 860 | 0 |  | 1040 | 0 |  | 1040 | 0 |  | 860 | 0 |  | 1040 | 0 |  | 1040 | 0 |  | 860 | 0 |  | 860 | 0 |  | 860 | 0 |  | 860 | 0 |  | 860 | 0 |  | 860 | 0 |  | 1040 | 0 |  | 860 | 0 |  | 860 | 0 |  | 860 | 0 |  | 860 | 0 |  | 860 | 0 |  | 860 | 0 |  | 860 | 0 |  | 1040 | 0 |  | 860 | 0 |  | 860 | 0 |  | 860 | 0 |  | 1040 | 0 |  | 860 | 0 |  | 860 | 0 |  | 1040 | 0 |  | 860 | 0 |  | 1040 | 0 |  | 860 | 0 |  | 860 | 0 |  | 860 | 0 |  | 860 | 0 |  | 860 | 0 |  | 860 | 0 |  | 860 | 0 |  | 1040 | 0 |  | 860 | 0 |  | 860 | 0 |  | 860 | 0 |  | 860 | 0 |  | 860 | 0 |  | 860 | 0 |  | 860 | 0 |  | 860 | 0 |  | 1040 | 0 |  | 860 | 0 |  | 860 | 0 |  | 860 | 0 |  | 860 | 0 |  | 860 | 0 |  | 860 | 0 |  | 1040 | 0
| Trial Holes |  |  | 0 |  |  | 0 | 4 |  | 0 |  |  | 0 |  |  | 0 |  |  | 0 |  |  | 0 |  |  | 0 |  |  | 0 |  |  | 0 |  |  | 0 |  |  | 0 |  |  | 0 |  |  | 0 | 2 |  | 0 |  |  | 0 |  |  | 0 | 3 |  | 0 |  |  | 0 | 2 |  | 0 |  |  | 0 |  |  | 0 |  |  | 0 |  |  | 0 |  |  | 0 |  |  | 0 |  |  | 0 |  |  | 0 |  |  | 0 |  |  | 0 |  |  | 0 |  |  | 0 |  |  | 0 |  |  | 0 |  |  | 0 |  |  | 0 |  |  | 0 |  |  | 0 |  |  | 0 |  |  | 0 |  |  | 0 |  |  | 0 |  |  | 0 |  |  | 0 |  |  | 0 |  |  | 0 |  |  | 0 |  |  | 0 |  |  | 0 |  |  | 0 |  |  | 0 |  |  | 0 |  |  | 0 |  |  | 0 |  |  | 0 |  |  | 0 |  |  | 0 |  |  | 0 |  |  | 0 |  |  | 0 |  |  | 0 |  |  | 0 |  |  | 0 |  |  | 0 |  |  | 0 |  |  | 0 |  |  | 0 |  |  | 0 |  |  | 0 |  |  | 0 |  |  | 0 |  |  | 0 |  |  | 0 |  |  | 0 |  |  | 0 |  |  | 0 |  |  | 0 |  |  | 0 |  |  | 0 |  |  | 0 |  |  | 0 |  |  | 0 |  |  | 0 |  |  | 0 |  |  | 0 |  |  | 0 |  |  | 0 |  |  | 0 |  |  | 0 |  |  | 0 |  |  | 0 |  |  | 0 |  |  | 0 |  |  | 0 |  |  | 0 |  |  | 0 |  |  | 0 |  |  | 0 |  |  | 0 |  |  | 0 |  |  | 0 |  |  | 0 |  |  | 0 |  |  | 0 |  |  | 0
Thames make inclusions for traffic management in their fixed costs | Traffic Management - 2 way lights |  |  | 0 | 1 |  | 0 |  |  | 0 | 1 |  | 0 | 1 |  | 0 | 1 |  | 0 | 1 |  | 0 |  |  | 0 | 1 |  | 0 | 2 |  | 0 | 1 |  | 0 | 2 |  | 0 | 1 |  | 0 | 1 |  | 0 | 1 |  | 0 |  |  | 0 | 1 |  | 0 | 1 |  | 0 |  |  | 0 | 1 |  | 0 |  |  | 0 |  |  | 0 |  |  | 0 |  |  | 0 |  |  | 0 |  |  | 0 |  |  | 0 |  |  | 0 |  |  | 0 |  |  | 0 |  |  | 0 |  |  | 0 |  |  | 0 |  |  | 0 |  |  | 0 |  |  | 0 |  |  | 0 |  |  | 0 |  |  | 0 |  |  | 0 |  |  | 0 |  |  | 0 |  |  | 0 |  |  | 0 |  |  | 0 |  |  | 0 |  |  | 0 |  |  | 0 |  |  | 0 |  |  | 0 |  |  | 0 |  |  | 0 |  |  | 0 |  |  | 0 |  |  | 0 |  |  | 0 |  |  | 0 |  |  | 0 |  |  | 0 |  |  | 0 |  |  | 0 |  |  | 0 |  |  | 0 |  |  | 0 |  |  | 0 |  |  | 0 |  |  | 0 |  |  | 0 |  |  | 0 |  |  | 0 |  |  | 0 |  |  | 0 |  |  | 0 |  |  | 0 |  |  | 0 |  |  | 0 |  |  | 0 |  |  | 0 |  |  | 0 |  |  | 0 |  |  | 0 |  |  | 0 |  |  | 0 |  |  | 0 |  |  | 0 |  |  | 0 |  |  | 0 |  |  | 0 |  |  | 0 |  |  | 0 |  |  | 0 |  |  | 0 |  |  | 0 |  |  | 0 |  |  | 0 |  |  | 0 |  |  | 0 |  |  | 0 |  |  | 0 |  |  | 0 |  |  | 0 |  |  | 0 |  |  | 0 |  |  | 0 |  |  | 0
Thames make inclusions for traffic management in their fixed costs | Traffic Management - 3 way lights |  |  | 0 |  |  | 0 |  |  | 0 |  |  | 0 |  |  | 0 |  |  | 0 | 1 |  | 0 |  |  | 0 |  |  | 0 |  |  | 0 |  |  | 0 |  |  | 0 |  |  | 0 |  |  | 0 |  |  | 0 |  |  | 0 |  |  | 0 |  |  | 0 |  |  | 0 |  |  | 0 |  |  | 0 |  |  | 0 |  |  | 0 |  |  | 0 |  |  | 0 |  |  | 0 |  |  | 0 |  |  | 0 |  |  | 0 |  |  | 0 |  |  | 0 |  |  | 0 |  |  | 0 |  |  | 0 |  |  | 0 |  |  | 0 |  |  | 0 |  |  | 0 |  |  | 0 |  |  | 0 |  |  | 0 |  |  | 0 |  |  | 0 |  |  | 0 |  |  | 0 |  |  | 0 |  |  | 0 |  |  | 0 |  |  | 0 |  |  | 0 |  |  | 0 |  |  | 0 |  |  | 0 |  |  | 0 |  |  | 0 |  |  | 0 |  |  | 0 |  |  | 0 |  |  | 0 |  |  | 0 |  |  | 0 |  |  | 0 |  |  | 0 |  |  | 0 |  |  | 0 |  |  | 0 |  |  | 0 |  |  | 0 |  |  | 0 |  |  | 0 |  |  | 0 |  |  | 0 |  |  | 0 |  |  | 0 |  |  | 0 |  |  | 0 |  |  | 0 |  |  | 0 |  |  | 0 |  |  | 0 |  |  | 0 |  |  | 0 |  |  | 0 |  |  | 0 |  |  | 0 |  |  | 0 |  |  | 0 |  |  | 0 |  |  | 0 |  |  | 0 |  |  | 0 |  |  | 0 |  |  | 0 |  |  | 0 |  |  | 0 |  |  | 0 |  |  | 0 |  |  | 0 |  |  | 0 |  |  | 0 |  |  | 0 |  |  | 0 |  |  | 0 |  |  | 0 |  |  | 0
Thames make inclusions for traffic management in their fixed costs | Road Closure |  |  | 0 |  |  | 0 |  |  | 0 |  |  | 0 |  |  | 0 |  |  | 0 |  |  | 0 |  |  | 0 |  |  | 0 |  |  | 0 |  |  | 0 |  |  | 0 |  |  | 0 |  |  | 0 |  |  | 0 |  |  | 0 |  |  | 0 |  |  | 0 |  |  | 0 |  |  | 0 |  |  | 0 |  |  | 0 |  |  | 0 |  |  | 0 |  |  | 0 |  |  | 0 |  |  | 0 |  |  | 0 |  |  | 0 |  |  | 0 |  |  | 0 |  |  | 0 |  |  | 0 |  |  | 0 |  |  | 0 |  |  | 0 |  |  | 0 |  |  | 0 |  |  | 0 |  |  | 0 |  |  | 0 |  |  | 0 |  |  | 0 |  |  | 0 |  |  | 0 |  |  | 0 |  |  | 0 |  |  | 0 |  |  | 0 |  |  | 0 |  |  | 0 |  |  | 0 |  |  | 0 |  |  | 0 |  |  | 0 |  |  | 0 |  |  | 0 |  |  | 0 |  |  | 0 |  |  | 0 |  |  | 0 |  |  | 0 |  |  | 0 |  |  | 0 |  |  | 0 |  |  | 0 |  |  | 0 |  |  | 0 |  |  | 0 |  |  | 0 |  |  | 0 |  |  | 0 |  |  | 0 |  |  | 0 |  |  | 0 |  |  | 0 |  |  | 0 |  |  | 0 |  |  | 0 |  |  | 0 |  |  | 0 |  |  | 0 |  |  | 0 |  |  | 0 |  |  | 0 |  |  | 0 |  |  | 0 |  |  | 0 |  |  | 0 |  |  | 0 |  |  | 0 |  |  | 0 |  |  | 0 |  |  | 0 |  |  | 0 |  |  | 0 |  |  | 0 |  |  | 0 |  |  | 0 |  |  | 0 |  |  | 0 |  |  | 0 |  |  | 0 |  |  | 0 |  |  | 0
COSTS NOT INCLUDING OF VAT |  |  | Total Construction Cost | 485920 |  | Total Construction Cost | 126610 |  | Total Construction Cost | 112140 |  | Total Construction Cost | 404420 |  | Total Construction Cost | 57170 |  | Total Construction Cost | 104630 |  | Total Construction Cost | 306390 |  | Total Construction Cost | 124570 |  | Total Construction Cost | 314700 |  | Total Construction Cost | 85300 |  | Total Construction Cost | 241880 |  | Total Construction Cost | 320840 |  | Total Construction Cost | 431720 |  | Total Construction Cost | 62200 |  | Total Construction Cost | 33890 |  | Total Construction Cost | 171290 |  | Total Construction Cost | 53340 |  | Total Construction Cost | 276190 |  | Total Construction Cost | 277230 |  | Total Construction Cost | 112380 |  | Total Construction Cost | 227670 |  | Total Construction Cost | 23005 |  | Construction Cost | 95510 |  | Construction Cost | 53140 |  | Construction Cost | 35620 |  | Construction Cost | 10330 |  | Construction Cost | 2530 |  | Construction Cost | 68290 |  | Construction Cost | 203290 |  | Construction Cost | 11530 |  | Construction Cost | 44290 |  | Construction Cost | 17630 |  | Construction Cost | 9270 |  | Construction Cost | 128370 |  | Construction Cost | 38040 |  | Construction Cost | 9830 |  | Construction Cost | 745420 |  | Construction Cost | 111030 |  | Construction Cost | 56500 |  | Construction Cost | 41760 |  | Construction Cost | 52570 |  | Construction Cost | 13230 |  | Construction Cost | 161180 |  | Construction Cost | 33030 |  | Construction Cost | 142510 |  | Construction Cost | 38860 |  | Construction Cost | 15130 |  | Construction Cost | 25280 |  | Construction Cost | 22900 |  | Construction Cost | 26320 |  | Construction Cost | 55080 |  | Construction Cost | 59200 |  | Construction Cost | 16580 |  | Construction Cost | 56660 |  | Construction Cost | 60020 |  | Construction Cost | 24500 |  | Construction Cost | 37700 |  | Construction Cost | 8200 |  | Construction Cost | 33820 |  | Construction Cost | 31720 |  | Construction Cost | 22480 |  | Construction Cost | 26050 |  | Construction Cost | 38020 |  | Construction Cost | 10940 |  | Construction Cost | 46450 |  | Construction Cost | 47630 |  | Construction Cost | 58190 |  | Construction Cost | 7990 |  | Construction Cost | 58190 |  | Construction Cost | 33340 |  | Construction Cost | 34670 |  | Construction Cost | 56680 |  | Construction Cost | 54830 |  | Construction Cost | 14080 |  | Construction Cost | 25640 |  | Construction Cost | 16600 |  | Construction Cost | 39280 |  | Construction Cost | 6740 |  | Construction Cost | 41300 |  | Construction Cost | 72380 |  | Construction Cost | 29540 |  | Construction Cost | 25630 |  | Construction Cost | 40340 |  | Construction Cost | 32570 |  | Construction Cost | 39080 |  | Construction Cost | 29000 |  | Construction Cost | 86320 |  | Construction Cost | 72380 |  | Construction Cost | 63140 |  | Construction Cost | 8620 |  | Construction Cost | 23750 |  | Construction Cost | 14510 |  | Construction Cost | 38860 |  | Construction Cost | 6740 |  | Construction Cost | 36130 |  | Construction Cost | 101090 |  | Construction Cost | 9530 |  | Construction Cost | 78080 |  | Construction Cost | 138620 |  | Construction Cost | 29620 |  | Construction Cost | 32150 |  | Construction Cost | 48580 |  | Construction Cost | 57980 |  | Construction Cost | 9040 |  | Construction Cost | 44680 | 8757815
Additional Charges |  | 13790 |  | 13790 | 6590 |  | 6590 | 5810 |  | 5810 | 60743 |  | 60743 | 1010 |  | 1010 | 3590 |  | 3590 | 10010 |  | 10010 | 4730 |  | 4730 | 10130 |  | 10130 | 1370 |  | 1370 | 36362 |  | 36362 | 10610 |  | 10610 | 15590 |  | 15590 | 3350 |  | 3350 | 1250 |  | 1250 | 7010 |  | 7010 | 2150 |  | 2150 | 41508.5 |  | 41508.5 | 12470 |  | 12470 | 4550 |  | 4550 | 8390 |  | 8390 | 1010 |  | 1010 | 3530 |  | 3530 | 410 |  | 410 | 5423 |  | 5423 | 530 |  | 530 | 1610 |  | 1610 | 8990 |  | 8990 | 1730 |  | 1730 | 1730 |  | 1730 | 1010 |  | 1010 | 2724.5 |  | 2724.5 | 350 |  | 350 | 530 |  | 530 | 1250 |  | 1250 | 530 |  | 530 | 15110 |  | 15110 | 6110 |  | 6110 | 8555 |  | 8555 | 2210 |  | 2210 | 2270 |  | 2270 | 350 |  | 350 | 5810 |  | 5810 | 1430 |  | 1430 | 1310 |  | 1310 | 5909 |  | 5909 | 410 |  | 410 | 950 |  | 950 | 1430 |  | 1430 | 1970 |  | 1970 | 1370 |  | 1370 | 1790 |  | 1790 | 2567 |  | 2567 | 710 |  | 710 | 530 |  | 530 | 830 |  | 830 | 710 |  | 710 | 2030 |  | 2030 | 590 |  | 590 | 4838 |  | 4838 | 1070 |  | 1070 | 710 |  | 710 | 1070 |  | 1070 | 410 |  | 410 | 1610 |  | 1610 | 1490 |  | 1490 | 8808.5 |  | 8808.5 | 830 |  | 830 | 2030 |  | 2030 | 2150 |  | 2150 | 1190 |  | 1190 | 3110 |  | 3110 | 950 |  | 950 | 2192 |  | 2192 | 770 |  | 770 | 1490 |  | 1490 | 1670 |  | 1670 | 770 |  | 770 | 2510 |  | 2510 | 1550 |  | 1550 | 4511 |  | 4511 | 1550 |  | 1550 | 2030 |  | 2030 | 2270 |  | 2270 | 2150 |  | 2150 | 1190 |  | 1190 | 3650 |  | 3650 | 10937 |  | 10937 | 1610 |  | 1610 | 1550 |  | 1550 | 770 |  | 770 | 1490 |  | 1490 | 1550 |  | 1550 | 770 |  | 770 | 5499.5 |  | 5499.5 | 5390 |  | 5390 | 590 |  | 590 | 1490 |  | 1490 | 650 |  | 650 | 1250 |  | 1250 | 350 |  | 350 | 7367 |  | 7367 | 1130 |  | 1130 | 590 |  | 590 | 1850 |  | 1850 | 921450
4.12.3 | Application Fee | 80
4.12.3 | Design Fee | 90 for first connection, £60 for each one after
Inclusions/Exclusions
https://developers.thameswater.co.uk/-/media/Site-Content/Thames-Water/Help-and-Advice/Helpful-literature/Charges-and-tariffs/Charging-arrangements-2019.pdf?la=en
Page 10
|  |  |  | Page 8 | [9 empty] | Page 9

## Yorkshire
New Data
| Job No | Job103 |  |  | Job93 |  |  | Job83 |  |  | Job101 |  |  | Job50 |  |  | Job79 |  |  | Job100 |  |  | Job89 |  |  | Job99 |  |  | Job74 |  |  | Job98 |  |  | Job102 |  |  | Job104 |  |  | Job51 |  |  | Job29 |  |  | Job7 |  |  | Job95 |  |  | Job55 |  |  | Job11 |  |  | Job88 |  |  | Job97 |  |  | Job13 |  |  | Job80 |  |  | Job45 |  |  | Job40 |  |  | Job12 |  |  | Job22 |  |  | Job84 |  |  | Job94 |  |  | Job38 |  |  | Job44 |  |  | Job25 |  |  | Job27 |  |  | Job86 |  |  | Job57 |  |  | Job24 |  |  | Job105 |  |  | Job91 |  |  | Job56 |  |  | Job54 |  |  | Job73 |  |  | Job15 |  |  | Job96 |  |  | Job47 |  |  | Job92 |  |  | Job42 |  |  | Job20 |  |  | Job60 |  |  | Job49 |  |  | Job78 |  |  | Job77 |  |  | Job67 |  |  | Job59 |  |  | Job41 |  |  | Job68 |  |  | Job66 |  |  | Job6 |  |  | Job8 |  |  | Job62 |  |  | Job64 |  |  | Job34 |  |  | Job21 |  |  | Job69 |  |  | Job26 |  |  | Job58 |  |  | Job63 |  |  | Job72 |  |  | Job14 |  |  | Job75 |  |  | Job52 |  |  | Job35 |  |  | Job71 |  |  | Job61 |  |  | Job37 |  |  | Job28 |  |  | Job17 |  |  | Job33 |  |  | Job4 |  |  | Job30 |  |  | Job70 |  |  | Job2 |  |  | Job9 |  |  | Job43 |  |  | Job39 |  |  | Job46 |  |  | Job23 |  |  | Job81 |  |  | Job76 |  |  | Job85 |  |  | Job16 |  |  | Job18 |  |  | Job48 |  |  | Job32 |  |  | Job10 |  |  | Job90 |  |  | Job82 |  |  | Job19 |  |  | Job1 |  |  | Job87 |  |  | Job31 |  |  | Job36 |  |  | Job65 |  |  | Job53 |  |  | Job5 |  |  | Job3
| Area | East |  |  | East |  |  | East |  |  | East |  |  | East |  |  | East |  |  | East |  |  | North |  |  | North |  |  | North |  |  | North |  |  | North |  |  | North |  |  | North |  |  | West |  |  | West |  |  | West |  |  | West |  |  | West |  |  | West |  |  | West |  |  | North |  |  | North |  |  | North |  |  | North |  |  | North |  |  | North |  |  | North |  |  | North |  |  | North |  |  | North |  |  | North |  |  | North |  |  | North |  |  | North |  |  | North |  |  | North |  |  | North |  |  | North |  |  | North |  |  | North |  |  | North |  |  | North |  |  | North |  |  | North |  |  | North |  |  | North |  |  | North |  |  | North |  |  | North |  |  | North |  |  | North |  |  | North |  |  | North |  |  | North |  |  | North |  |  | North |  |  | North |  |  | North |  |  | North |  |  | North |  |  | North |  |  | North |  |  | North |  |  | North |  |  | North |  |  | North |  |  | North |  |  | North |  |  | North |  |  | West |  |  | West |  |  | West |  |  | West |  |  | West |  |  | West |  |  | West |  |  | West |  |  | West |  |  | West |  |  | West |  |  | West |  |  | West |  |  | West |  |  | West |  |  | West |  |  | West |  |  | West |  |  | West |  |  | West |  |  | West |  |  | West |  |  | West |  |  | West |  |  | West |  |  | West |  |  | West |  |  | West |  |  | West |  |  | West |  |  | West |  |  | West |  |  | West |  |  | West |  |  | West
| No of Plots | 228 |  |  | 108 |  |  | 95 |  |  | 250 |  |  | 15 |  |  | 58 |  |  | 165 |  |  | 77 |  |  | 167 |  |  | 21 |  |  | 101 |  |  | 175 |  |  | 258 |  |  | 54 |  |  | 19 |  |  | 115 |  |  | 34 |  |  | 266 |  |  | 206 |  |  | 74 |  |  | 138 |  |  | 15 |  |  | 57 |  |  | 5 |  |  | 13 |  |  | 7 |  |  | 25 |  |  | 148 |  |  | 27 |  |  | 27 |  |  | 15 |  |  | 4 |  |  | 4 |  |  | 7 |  |  | 19 |  |  | 7 |  |  | 250 |  |  | 100 |  |  | 35 |  |  | 35 |  |  | 36 |  |  | 4 |  |  | 95 |  |  | 22 |  |  | 20 |  |  | 22 |  |  | 5 |  |  | 14 |  |  | 22 |  |  | 31 |  |  | 21 |  |  | 28 |  |  | 9 |  |  | 10 |  |  | 7 |  |  | 12 |  |  | 10 |  |  | 32 |  |  | 8 |  |  | 10 |  |  | 16 |  |  | 10 |  |  | 16 |  |  | 5 |  |  | 25 |  |  | 23 |  |  | 32 |  |  | 12 |  |  | 32 |  |  | 34 |  |  | 18 |  |  | 50 |  |  | 14 |  |  | 36 |  |  | 11 |  |  | 23 |  |  | 26 |  |  | 11 |  |  | 40 |  |  | 24 |  |  | 25 |  |  | 24 |  |  | 32 |  |  | 36 |  |  | 34 |  |  | 18 |  |  | 59 |  |  | 24 |  |  | 25 |  |  | 24 |  |  | 11 |  |  | 23 |  |  | 24 |  |  | 11 |  |  | 40 |  |  | 88 |  |  | 8 |  |  | 23 |  |  | 9 |  |  | 19 |  |  | 4 |  |  | 4 |  |  | 17 |  |  | 8 |  |  | 29
| Total Meterage | 2111 |  |  | 684 |  |  | 525 |  |  | 1910 |  |  | 217 |  |  | 443 |  |  | 1224 |  |  | 539 |  |  | 1168 |  |  | 278 |  |  | 978 |  |  | 1132 |  |  | 2113 |  |  | 156 |  |  | 114 |  |  | 626 |  |  | 162 |  |  | 846 |  |  | 888 |  |  | 514 |  |  | 800 |  |  | 97.5 |  |  | 423 |  |  | 241 |  |  | 192 |  |  | 78 |  |  | 365 |  |  | 194 |  |  | 712 |  |  | 63 |  |  | 193 |  |  | 151 |  |  | 63 |  |  | 572 |  |  | 228 |  |  | 73 |  |  | 2956 |  |  | 579 |  |  | 257 |  |  | 213 |  |  | 287 |  |  | 107 |  |  | 802 |  |  | 173 |  |  | 663 |  |  | 173 |  |  | 60 |  |  | 114 |  |  | 134 |  |  | 171 |  |  | 278 |  |  | 306 |  |  | 114 |  |  | 224 |  |  | 312 |  |  | 90 |  |  | 145 |  |  | 27 |  |  | 149 |  |  | 139 |  |  | 95 |  |  | 112 |  |  | 169 |  |  | 67 |  |  | 228 |  |  | 242 |  |  | 341 |  |  | 26 |  |  | 341 |  |  | 197 |  |  | 141 |  |  | 212 |  |  | 237 |  |  | 555 |  |  | 98 |  |  | 45 |  |  | 175 |  |  | 8 |  |  | 160 |  |  | 306 |  |  | 111 |  |  | 110 |  |  | 168 |  |  | 131 |  |  | 162 |  |  | 114 |  |  | 399 |  |  | 306 |  |  | 251 | [5 empty] | 89 |  |  | 45 |  |  | 173 |  |  | 8 |  |  | 160 |  |  | 448 |  |  | 70 |  |  | 277 |  |  | 636 |  |  | 129 |  |  | 129 |  |  | 202 |  |  | 252 |  |  | 31 |  |  | 162
| Contaminated | N |  |  | N |  |  | N |  |  | N |  |  | N |  |  | N |  |  | N |  |  | N | [8 empty] | N |  |  | Y |  |  | N |  |  | mixed |  |  | N |  |  | Y |  |  | Y |  |  | Y |  |  | Y |  |  | N |  |  | Y |  |  | N |  |  | N |  |  | N |  |  | N |  |  | N |  |  | N |  |  | N |  |  | N |  |  | N |  |  | N |  |  | N |  |  | N |  |  | N |  |  | N |  |  | N |  |  | N |  |  | N |  |  | N |  |  | N |  |  | N |  |  | N |  |  | N |  |  | N |  |  | N |  |  | N |  |  | N |  |  | Y |  |  | N |  |  | Y |  |  | N |  |  | N |  |  | Y |  |  | Y |  |  | N |  |  | Y |  |  | Y |  |  | N |  |  | N |  |  | N |  |  | N |  |  | N |  |  | N |  |  | Y |  |  | N |  |  | N |  |  | N |  |  | N |  |  | N |  |  | N |  |  | N |  |  | Y |  |  | N |  |  | N |  |  | N |  |  | Y |  |  | N |  |  | N |  |  | Y |  |  | N |  |  | Y |  |  | N |  |  | N |  |  | N |  |  | N |  |  | N |  |  | N |  |  | N |  |  | Y |  |  | N |  |  | N |  |  | N |  |  | N |  |  | N |  |  | N |  |  | N |  |  | N |  |  | Y |  |  | N |  |  | N |  |  | N |  |  | N |  |  | N |  |  | N |  |  | Y
| Connection Diameter | 180mm |  |  | 125mm |  |  | 100mm |  |  | 180mm |  |  | 150mm |  |  | 150mm |  |  | 180mm |  |  | 150mm |  |  | 180mm |  |  | 125mm |  |  | 150mm |  |  | 150mm |  |  | 125mm |  |  | (UP 200mm) (b2b 150mm) |  |  | 180mm |  |  | 150mm |  |  | 125mm |  |  | 180mm |  |  | 200mm |  |  | 125mm |  |  | 150mm |  |  | 180mm |  |  | 180mm |  |  | 180mm |  |  | 180mm |  |  | 180mm |  |  | 180mm |  |  | 180mm |  |  | 180mm |  |  | 180mm |  |  | 180mm |  |  | 180mm |  |  | 180mm |  |  | 180mm |  |  | 180mm |  |  | 180mm |  |  | 180mm |  |  | 180mm |  |  | 180mm |  |  | 180mm |  |  | 180mm |  |  | 180mm |  |  | 180mm |  |  | 180mm |  |  | 180mm |  |  | 180mm |  |  | 180mm |  |  | 180mm |  |  | 180mm |  |  | 180mm |  |  | 180mm |  |  | 180mm |  |  | 180mm |  |  | 180mm |  |  | 180mm |  |  | 180mm |  |  | 180mm |  |  | 180mm |  |  | 180mm |  |  | 180mm |  |  | 180mm |  |  | 180mm |  |  | 180mm |  |  | 180mm |  |  | 180mm |  |  | 180mm |  |  | 180mm |  |  | 180mm |  |  | 180mm |  |  | 180mm |  |  | 180mm |  |  | 180mm |  |  | 180mm |  |  | 180mm |  |  | 180mm |  |  | 180mm |  |  | 180mm |  |  | 180mm |  |  | 180mm |  |  | 180mm |  |  | 180mm |  |  | 180mm |  |  | 180mm |  |  | 180mm |  |  | 180mm |  |  | 180mm |  |  | 180mm |  |  | 180mm |  |  | 180mm |  |  | 180mm |  |  | 180mm |  |  | 180mm |  |  | 180mm |  |  | 180mm |  |  | 180mm |  |  | 180mm |  |  | 180mm |  |  | 180mm |  |  | 180mm |  |  | 180mm |  |  | 180mm |  |  | 180mm |  |  | 180mm |  |  | 180mm |  |  | 180mm
| Connection surface type | On-site |  |  | Surfaced |  |  | On-site |  |  | Surfaced |  |  | Surfaced |  |  | Surfaced |  |  | Surfaced |  |  | Surfaced |  |  | On-site |  |  | Surfaced |  |  | On-site |  |  | On-site |  |  | On-site |  |  | On-site |  |  | Surfaced |  |  | Surfaced |  |  | Surfaced |  |  | Surfaced |  |  | On-site |  |  | Surfaced |  |  | Surfaced |  |  | On-site |  |  | On-site |  |  | On-site |  |  | On-site |  |  | On-site |  |  | On-site |  |  | On-site |  |  | On-site |  |  | On-site |  |  | On-site |  |  | On-site |  |  | On-site |  |  | On-site |  |  | On-site |  |  | On-site |  |  | On-site |  |  | On-site |  |  | On-site |  |  | On-site |  |  | On-site |  |  | On-site |  |  | On-site |  |  | On-site |  |  | On-site |  |  | On-site |  |  | On-site |  |  | On-site |  |  | On-site |  |  | On-site |  |  | On-site |  |  | On-site |  |  | On-site |  |  | On-site |  |  | On-site |  |  | On-site |  |  | On-site |  |  | On-site |  |  | On-site |  |  | On-site |  |  | On-site |  |  | On-site |  |  | On-site |  |  | On-site |  |  | On-site |  |  | On-site |  |  | On-site |  |  | On-site |  |  | On-site |  |  | On-site |  |  | On-site |  |  | On-site |  |  | On-site |  |  | On-site |  |  | On-site |  |  | On-site |  |  | On-site |  |  | On-site |  |  | On-site |  |  | On-site |  |  | On-site |  |  | On-site |  |  | On-site |  |  | On-site |  |  | On-site |  |  | On-site |  |  | On-site |  |  | On-site |  |  | On-site |  |  | On-site |  |  | On-site |  |  | On-site |  |  | On-site |  |  | On-site |  |  | On-site |  |  | On-site |  |  | On-site |  |  | On-site |  |  | On-site |  |  | On-site |  |  | On-site |  |  | On-site |  |  | On-site |  |  | On-site |  |  | On-site
Assumptions | Scheme Specific: | Quantity | Unit Cost | Total | Quantity | Unit Cost | Total | Quantity | Unit Cost | Total | Quantity | Unit Cost | Total | Quantity | Unit Cost | Total | Quantity | Unit Cost | Total | Quantity | Unit Cost | Total | Quantity | Unit Cost | Total | Quantity | Unit Cost | Total | Quantity | Unit Cost | Total | Quantity | Unit Cost | Total | Quantity | Unit Cost | Total | Quantity | Unit Cost | Total | Quantity | Unit Cost | Total | Quantity | Unit Cost | Total | Quantity | Unit Cost | Total | Quantity | Unit Cost | Total | Quantity | Unit Cost | Total | Quantity | Unit Cost | Total | Quantity | Unit Cost | Total | Quantity | Unit Cost | Total | Quantity | Unit Cost | Total | Quantity | Unit Cost | Total | Quantity | Unit Cost | Total | Quantity | Unit Cost | Total | Quantity | Unit Cost | Total | Quantity | Unit Cost | Total | Quantity | Unit Cost | Total | Quantity | Unit Cost | Total | Quantity | Unit Cost | Total | Quantity | Unit Cost | Total | Quantity | Unit Cost | Total | Quantity | Unit Cost | Total | Quantity | Unit Cost | Total | Quantity | Unit Cost | Total | Quantity | Unit Cost | Total | Quantity | Unit Cost | Total | Quantity | Unit Cost | Total | Quantity | Unit Cost | Total | Quantity | Unit Cost | Total | Quantity | Unit Cost | Total | Quantity | Unit Cost | Total | Quantity | Unit Cost | Total | Quantity | Unit Cost | Total | Quantity | Unit Cost | Total | Quantity | Unit Cost | Total | Quantity | Unit Cost | Total | Quantity | Unit Cost | Total | Quantity | Unit Cost | Total | Quantity | Unit Cost | Total | Quantity | Unit Cost | Total | Quantity | Unit Cost | Total | Quantity | Unit Cost | Total | Quantity | Unit Cost | Total | Quantity | Unit Cost | Total | Quantity | Unit Cost | Total | Quantity | Unit Cost | Total | Quantity | Unit Cost | Total | Quantity | Unit Cost | Total | Quantity | Unit Cost | Total | Quantity | Unit Cost | Total | Quantity | Unit Cost | Total | Quantity | Unit Cost | Total | Quantity | Unit Cost | Total | Quantity | Unit Cost | Total | Quantity | Unit Cost | Total | Quantity | Unit Cost | Total | Quantity | Unit Cost | Total | Quantity | Unit Cost | Total | Quantity | Unit Cost | Total | Quantity | Unit Cost | Total | Quantity | Unit Cost | Total | Quantity | Unit Cost | Total | Quantity | Unit Cost | Total | Quantity | Unit Cost | Total | Quantity | Unit Cost | Total | Quantity | Unit Cost | Total | Quantity | Unit Cost | Total | Quantity | Unit Cost | Total | Quantity | Unit Cost | Total | Quantity | Unit Cost | Total | Quantity | Unit Cost | Total | Quantity | Unit Cost | Total | Quantity | Unit Cost | Total | Quantity | Unit Cost | Total | Quantity | Unit Cost | Total | Quantity | Unit Cost | Total | Quantity | Unit Cost | Total | Quantity | Unit Cost | Total | Quantity | Unit Cost | Total | Quantity | Unit Cost | Total | Quantity | Unit Cost | Total | Quantity | Unit Cost | Total | Quantity | Unit Cost | Total | Quantity | Unit Cost | Total | Quantity | Unit Cost | Total | Quantity | Unit Cost | Total | Quantity | Unit Cost | Total | Quantity | Unit Cost | Total | Quantity | Unit Cost | Total | Quantity | Unit Cost | Total | Quantity | Unit Cost | Total | Quantity | Unit Cost | Total | Quantity | Unit Cost | Total | Quantity | Unit Cost | Total
| Underpressure Connection |  | 904 | 0 |  | 2373 | 0 | 1 | 904 | 904 | 1 | 2373 | 2373 |  | 2373 | 0 |  | 2373 | 0 | 1 | 2373 | 2373 |  | 2373 | 0 |  | 904 | 0 | 2 | 2373 | 4746 |  | 904 | 0 |  | 904 | 0 | 1 | 904 | 904 | 1 | 904 | 904 | 1 | 2373 | 2373 |  | 2373 | 0 |  | 2373 | 0 | 1 | 2373 | 2373 |  | 904 | 0 | 1 | 2373 | 2373 | 1 | 2373 | 2373 |  | 904 | 0 |  | 904 | 0 |  | 904 | 0 |  | 904 | 0 |  | 904 | 0 |  | 904 | 0 |  | 904 | 0 |  | 904 | 0 |  | 904 | 0 |  | 904 | 0 |  | 904 | 0 |  | 904 | 0 |  | 904 | 0 |  | 904 | 0 |  | 904 | 0 |  | 904 | 0 |  | 904 | 0 |  | 904 | 0 |  | 904 | 0 |  | 904 | 0 |  | 904 | 0 |  | 904 | 0 |  | 904 | 0 |  | 904 | 0 |  | 904 | 0 |  | 904 | 0 |  | 904 | 0 |  | 904 | 0 |  | 904 | 0 |  | 904 | 0 |  | 904 | 0 |  | 904 | 0 |  | 904 | 0 |  | 904 | 0 |  | 904 | 0 |  | 904 | 0 |  | 904 | 0 |  | 904 | 0 |  | 904 | 0 |  | 904 | 0 |  | 904 | 0 |  | 904 | 0 |  | 904 | 0 |  | 904 | 0 |  | 904 | 0 |  | 904 | 0 |  | 904 | 0 |  | 904 | 0 |  | 904 | 0 |  | 904 | 0 |  | 904 | 0 |  | 904 | 0 |  | 904 | 0 |  | 904 | 0 | 1 | 904 | 904 |  | 904 | 0 | 1 | 904 | 904 |  | 904 | 0 | 1 | 904 | 904 |  | 904 | 0 |  | 904 | 0 | 1 | 904 | 904 |  | 904 | 0 |  | 904 | 0 |  | 904 | 0 |  | 904 | 0 | 1 | 904 | 904 |  | 904 | 0 |  | 904 | 0 |  | 904 | 0 | 1 | 904 | 904 |  | 904 | 0 | 1 | 904 | 904 |  | 904 | 0 | 1 | 904 | 904 |  | 904 | 0 | 2 | 904 | 1808 | 1 | 904 | 904 |  | 904 | 0 | 1 | 904 | 904 | 2 | 904 | 1808 |  | 904 | 0 |  | 904 | 0 |  | 904 | 0
| Cut in/branch Connection |  | 904 | 0 | 1 | 2373 | 2373 |  | 904 | 0 |  | 2373 | 0 | 1 | 2373 | 2373 | 1 | 2373 | 2373 |  | 2373 | 0 | 2 | 2373 | 4746 |  | 904 | 0 |  | 2373 | 0 |  | 904 | 0 | 2 | 904 | 1808 | 1 | 904 | 904 |  | 904 | 0 |  | 2373 | 0 |  | 2373 | 0 | 1 | 2373 | 2373 |  | 2373 | 0 |  | 904 | 0 |  | 2373 | 0 |  | 2373 | 0 |  | 904 | 0 |  | 904 | 0 |  | 904 | 0 |  | 904 | 0 |  | 904 | 0 |  | 904 | 0 |  | 904 | 0 |  | 904 | 0 |  | 904 | 0 |  | 904 | 0 |  | 904 | 0 |  | 904 | 0 |  | 904 | 0 |  | 904 | 0 |  | 904 | 0 |  | 904 | 0 |  | 904 | 0 |  | 904 | 0 |  | 904 | 0 |  | 904 | 0 |  | 904 | 0 |  | 904 | 0 |  | 904 | 0 |  | 904 | 0 |  | 904 | 0 |  | 904 | 0 |  | 904 | 904 |  | 904 | 0 |  | 904 | 0 |  | 904 | 0 |  | 904 | 0 |  | 904 | 0 |  | 904 | 0 |  | 904 | 0 |  | 904 | 0 |  | 904 | 0 |  | 904 | 0 |  | 904 | 0 |  | 904 | 0 |  | 904 | 0 |  | 904 | 0 |  | 904 | 0 |  | 904 | 0 |  | 904 | 0 |  | 904 | 0 |  | 904 | 0 |  | 904 | 0 |  | 904 | 0 |  | 904 | 0 |  | 904 | 0 |  | 904 | 0 | 1 | 904 | 904 |  | 904 | 0 |  | 904 | 0 |  | 904 | 0 |  | 904 | 0 |  | 904 | 0 |  | 904 | 0 |  | 904 | 0 |  | 904 | 0 |  | 904 | 0 |  | 904 | 0 | 1 | 904 | 904 | 1 | 904 | 904 | 1 | 904 | 904 |  | 904 | 0 |  | 904 | 0 |  | 904 | 0 |  | 904 | 0 | 1 | 904 | 904 |  | 904 | 0 |  | 904 | 0 |  | 904 | 0 |  | 904 | 0 |  | 904 | 0 |  | 904 | 0 |  | 904 | 0 |  | 904 | 0 |  | 904 | 0 |  | 904 | 0 |  | 904 | 0 | 1 | 904 | 904 |  | 904 | 0 | 1 | 904 | 904
| In Line / back to back connection | 2 | 904 | 1808 | 1 | 2373 | 2373 |  | 904 | 0 |  | 2373 | 0 | 1 | 2373 | 2373 | 1 | 2373 | 2373 | 1 | 2373 | 2373 |  | 2373 | 0 | 2 | 904 | 1808 | 2 | 2373 | 4746 | 1 | 904 | 904 | 6 | 904 | 5424 | 4 | 904 | 3616 | 1 | 904 | 904 | 1 | 2373 | 2373 | 1 | 2373 | 2373 | 1 | 2373 | 2373 | 1 | 2373 | 2373 | 2 | 904 | 1808 | 1 | 2373 | 2373 | 1 | 2373 | 2373 | 1 | 904 | 904 | 2 | 904 | 1808 | 1 | 904 | 904 | 1 | 904 | 904 | 1 | 904 | 904 | 1 | 904 | 904 | 7 | 904 | 6328 | 1 | 904 | 904 | 1 | 904 | 904 | 1 | 904 | 904 | 1 | 904 | 904 | 1 | 904 | 904 | 1 | 904 | 904 | 2 | 904 | 1808 | 1 | 904 | 904 | 2 | 904 | 1808 | 4 | 904 | 3616 | 1 | 904 | 904 | 1 | 904 | 904 | 1 | 904 | 904 | 1 | 904 | 904 | 1 | 904 | 904 | 1 | 904 | 904 | 1 | 904 | 904 | 1 | 904 | 904 | 1 | 904 | 904 | 1 | 904 | 2712 | 2 | 904 | 1808 | 2 | 904 | 1808 | 2 | 904 | 1808 | 1 | 904 | 904 | 1 | 904 | 904 | 1 | 904 | 904 | 1 | 904 | 904 | 1 | 904 | 904 | 1 | 904 | 904 | 1 | 904 | 904 | 1 | 904 | 904 | 1 | 904 | 904 | 1 | 904 | 904 | 1 | 904 | 904 | 1 | 904 | 904 | 1 | 904 | 904 | 1 | 904 | 904 | 1 | 904 | 904 | 1 | 904 | 904 | 1 | 904 | 904 | 1 | 904 | 904 | 3 | 904 | 2712 | 2 | 904 | 1808 | 2 | 904 | 1808 | 1 | 904 | 904 | 1 | 904 | 904 | 2 | 904 | 1808 | 1 | 904 | 904 | 1 | 904 | 904 | 1 | 904 | 904 | 1 | 904 | 904 | 1 | 904 | 904 | 1 | 904 | 904 | 1 | 904 | 904 | 1 | 904 | 904 | 1 | 904 | 904 | 1 | 904 | 904 | 1 | 904 | 904 | 1 | 904 | 904 | 1 | 904 | 904 | 1 | 904 | 904 | 1 | 904 | 904 | 1 | 904 | 904 | 1 | 904 | 904 | 1 | 904 | 904 | 1 | 904 | 904 | 1 | 904 | 904 |  | 904 | 0 | 1 | 904 | 904 | 2 | 904 | 1808 | 1 | 904 | 904 | 1 | 904 | 904 | 1 | 904 | 904 | 2 | 904 | 1808 | 1 | 904 | 904 | 1 | 904 | 904 | 1 | 904 | 904
Assumed cost of fittings is included in delivery of new mains as alluded to in charging arrangements document | Chambered fittings e.g. SV/FH/WO | 18 |  | 0 | 13 |  | 0 | 2 |  | 0 | 14 |  | 0 | 2 |  | 0 | 2 |  | 0 | 18 |  | 0 | 6 |  | 0 | 13 |  | 0 | 2 |  | 0 | 16 |  | 0 | 23 |  | 0 | 34 |  | 0 | 6 |  | 0 | 1 |  | 0 | 8 |  | 0 | 4 |  | 0 | 17 |  | 0 | 12 |  | 0 | 10 |  | 0 | 10 |  | 0 | 2 |  | 0 | 6 |  | 0 | 2 |  | 0 | 3 |  | 0 | 2 |  | 0 | 10 |  | 0 | 16 |  | 0 | 13 |  | 0 | 9 |  | 0 | 4 |  | 0 | 2 |  | 0 | 3 |  | 0 | 3 |  | 0 | 7 |  | 0 | 6 |  | 0 | 33 |  | 0 | 14 |  | 0 | 4 |  | 0 | 6 |  | 0 | 11 |  | 0 | 2 |  | 0 | 12 |  | 0 | 7 |  | 0 | 13 |  | 0 | 5 |  | 0 | 6 |  | 0 | 3 |  | 0 | 10 |  | 0 | 22 |  | 0 | 12 |  | 0 | 6 |  | 0 | 3 |  | 0 | 5 |  | 0 | 6 |  | 0 | 10 |  | 0 | 3 |  | 0 | 4 |  | 0 | 13 |  | 0 | 15 |  | 0 | 7 |  | 0 | 3 |  | 0 | 16 |  | 0 | 7 |  | 0 | 6 |  | 0 | 8 |  | 0 | 8 |  | 0 | 7 |  | 0 | 9 |  | 0 | 5 |  | 0 | 3 |  | 0 | 8 |  | 0 | 7 |  | 0 | 10 |  | 0 | 4 |  | 0 | 6 |  | 0 | 2 |  | 0 | 4 |  | 0 | 3 |  | 0 | 10 |  | 0 | 4 |  | 0 | 2 |  | 0 | 4 |  | 0 | 7 |  | 0 | 7 |  | 0 | 3 |  | 0 | 9 |  | 0 | 7 |  | 0 | 6 |  | 0 | 4 |  | 0 | 4 |  | 0 | 5 |  | 0 | 2 |  | 0 |  |  | 0 | 2 |  | 0 | 7 |  | 0 | 5 |  | 0 | 7 |  | 0 | 3 |  | 0 | 4 |  | 0 | 4 |  | 0 | 8 |  | 0 | 4 |  | 0 |  |  | 0 |  |  | 0
| 63mm Open Cut Development Site | 287 | 66 | 18942 | 279 | 66 | 18414 |  | 66 | 0 | 141 | 66 | 9306 |  | 66 | 0 |  | 66 | 0 | 251 | 66 | 16566 |  | 66 | 0 | 200 | 66 | 13200 |  | 66 | 0 | 264 | 66 | 17424 | 85 | 79 | 6715 | 356 | 66 | 23496 | 63 | 79 | 4977 |  | 66 | 0 |  | 79 | 0 |  | 79 | 0 |  | 79 | 0 |  | 79 | 0 | 40 | 66 | 2640 |  | 79 | 0 |  | 66 | 0 |  | 66 | 0 |  | 66 | 0 | 60 | 66 | 3960 | 78 | 66 | 5148 |  | 66 | 0 |  | 66 | 0 |  | 66 | 0 | 90 | 66 | 5940 |  | 66 | 0 | 151 | 66 | 9966 | 59 | 66 | 3894 |  | 66 | 0 | 40 | 66 | 2640 | 73 | 66 | 4818 | 302 | 66 | 19932 | 188 | 66 | 12408 |  | 66 | 0 | 50 | 66 | 3300 | 93 | 66 | 6138 | 107 | 66 | 7062 | 99 | 66 | 6534 | 53 | 66 | 3498 | 36 | 66 | 2376 |  | 66 | 0 |  | 66 | 0 |  | 79 | 9006 | 44 | 66 | 2904 | 171 | 79 | 13509 | 76 | 66 | 5016 | 69 | 66 | 4554 | 114 | 79 | 9006 |  | 79 | 0 | 73 | 66 | 4818 |  | 79 | 0 |  | 79 | 0 |  | 66 | 0 |  | 66 | 0 |  | 66 | 0 |  | 66 | 0 |  | 66 | 0 |  | 66 | 0 | 67 | 79 | 5293 | 36 | 66 | 2376 | 52 | 66 | 3432 | 145 | 66 | 9570 |  | 66 | 0 | 145 | 66 | 9570 | 142 | 66 | 9372 |  | 66 | 0 |  | 79 | 0 |  | 66 | 0 |  | 66 | 0 |  | 66 | 0 |  | 79 | 0 |  | 66 | 0 |  | 66 | 0 |  | 79 | 0 |  | 66 | 0 |  | 79 | 0 |  | 66 | 0 |  | 66 | 0 |  | 66 | 0 |  | 66 | 0 |  | 66 | 0 |  | 66 | 0 |  | 66 | 0 |  | 79 | 0 |  | 66 | 0 |  | 66 | 0 |  | 66 | 0 |  | 66 | 0 |  | 66 | 0 |  | 66 | 0 |  | 66 | 0 | 70 | 66 | 4620 |  | 79 | 0 |  | 66 | 0 |  | 66 | 0 |  | 66 | 0 | 36 | 66 | 2376 |  | 66 | 0 |  | 66 | 0 |  | 79 | 0
| 90mm Open Cut Development Site | 1248 | 66 | 82368 | 315 | 66 | 20790 | 525 | 66 | 34650 | 575 | 66 | 37950 | 205 | 66 | 13530 | 437 | 66 | 28842 | 399 | 66 | 26334 | 500 | 66 | 33000 | 254 | 66 | 16764 | 246 | 66 | 16236 | 188 | 66 | 12408 | 353 | 79 | 27887 | 912 | 66 | 60192 |  | 79 | 0 | 106 | 66 | 6996 | 309 | 79 | 24411 | 144 | 79 | 11376 | 427 | 79 | 33733 | 469 | 79 | 37051 | 469 | 66 | 30954 | 379 | 79 | 29941 | 97.5 | 66 | 6435 | 261 | 66 | 17226 | 241 | 66 | 15906 | 129 | 66 | 8514 |  | 66 | 0 |  | 66 | 0 | 112 | 66 | 7392 | 285 | 66 | 18810 |  | 66 | 0 | 70 | 66 | 4620 |  | 66 | 0 | 4 | 66 | 264 |  | 66 | 0 | 138 | 66 | 9108 |  | 66 | 0 | 1221 | 66 | 80586 | 391 | 66 | 25806 | 257 | 66 | 16962 | 163 | 66 | 10758 | 194 | 66 | 12804 |  | 66 | 0 | 591 | 66 | 39006 | 120 | 66 | 7920 | 156 | 66 | 10296 | 173 | 66 | 11418 | 60 | 66 | 3960 | 114 | 79 | 0 | 64 | 66 | 4224 |  | 79 | 0 | 202 | 66 | 13332 | 237 | 66 | 15642 |  | 79 | 0 | 224 | 79 | 17696 | 239 | 66 | 15774 | 90 | 79 | 7110 | 145 | 79 | 11455 | 27 | 66 | 1782 | 149 | 66 | 9834 | 139 | 66 | 9174 | 95 | 66 | 6270 | 112 | 66 | 7392 | 169 | 66 | 11154 |  | 79 | 0 | 192 | 66 | 12672 | 190 | 66 | 12540 | 196 | 66 | 12936 | 26 | 66 | 1716 | 196 | 66 | 12936 | 55 | 66 | 3630 | 141 | 66 | 9306 | 212 | 79 | 16748 | 237 | 66 | 15642 | 55 | 66 | 3630 | 98 | 66 | 6468 | 45 | 79 | 3555 | 175 | 66 | 11550 | 8 | 66 | 528 | 160 | 79 | 12640 |  | 66 | 0 | 111 | 79 | 8769 | 110 | 66 | 7260 | 168 | 66 | 11088 | 131 | 66 | 8646 | 162 | 66 | 10692 | 114 | 66 | 7524 | 399 | 66 | 26334 |  | 66 | 0 | 251 | 79 | 19829 | 29 | 66 | 1914 | 89 | 66 | 5874 | 45 | 66 | 2970 | 173 | 66 | 11418 | 8 | 66 | 528 | 160 | 66 | 10560 |  | 66 | 0 |  | 66 | 0 | 277 | 79 | 21883 | 636 | 66 | 41976 | 129 | 66 | 8514 | 129 | 66 | 8514 | 166 | 66 | 10956 | 252 | 66 | 16632 | 31 | 66 | 2046 | 162 | 79 | 12798
| 125mm Open Cut Development Site |  | 66 | 0 | 80 | 66 | 5280 |  | 66 | 0 | 1190 | 66 | 78540 |  | 66 | 0 |  | 66 | 0 | 434 | 66 | 28644 |  | 66 | 0 |  | 66 | 0 |  | 66 | 0 |  | 66 | 0 | 690 | 79 | 54510 | 828 | 66 | 54648 | 140 | 79 | 11060 |  | 66 | 0 | 317 | 79 | 25043 |  | 79 | 0 | 173 | 79 | 13667 | 173 | 79 | 13667 |  | 66 | 0 | 409 | 79 | 32311 |  | 66 | 0 | 162 | 66 | 10692 |  | 66 | 0 |  | 66 | 0 |  | 66 | 0 |  | 66 | 0 |  | 66 | 0 |  | 66 | 0 |  | 66 | 0 | 123 | 66 | 8118 |  | 66 | 0 |  | 66 | 0 | 572 | 66 | 37752 |  | 66 | 0 |  | 66 | 0 | 174 | 66 | 11484 |  | 66 | 0 |  | 66 | 0 |  | 66 | 0 |  | 66 | 0 |  | 66 | 0 | 112 | 66 | 7392 |  | 66 | 0 | 471 | 66 | 31086 |  | 66 | 0 |  | 66 | 0 |  | 79 | 0 |  | 66 | 0 |  | 79 | 0 |  | 66 | 0 |  | 66 | 0 |  | 79 | 0 |  | 79 | 0 |  | 66 | 0 |  | 79 | 0 |  | 79 | 0 |  | 66 | 0 |  | 66 | 0 |  | 66 | 0 |  | 66 | 0 |  | 66 | 0 |  | 66 | 0 |  | 79 | 0 |  | 66 | 0 |  | 66 | 0 |  | 66 | 0 |  | 66 | 0 |  | 66 | 0 |  | 66 | 0 |  | 66 | 0 |  | 79 | 0 |  | 66 | 0 |  | 66 | 0 |  | 66 | 0 |  | 79 | 0 |  | 66 | 0 |  | 66 | 0 |  | 79 | 0 | 306 | 66 | 20196 |  | 79 | 0 |  | 66 | 0 |  | 66 | 0 |  | 66 | 0 |  | 66 | 0 |  | 66 | 0 |  | 66 | 0 | 306 | 66 | 20196 |  | 79 | 0 |  | 66 | 0 |  | 66 | 0 |  | 66 | 0 |  | 66 | 0 |  | 66 | 0 |  | 66 | 0 | 448 | 66 | 29568 |  | 66 | 0 |  | 79 | 0 |  | 66 | 0 |  | 66 | 0 |  | 66 | 0 |  | 66 | 0 |  | 66 | 0 |  | 66 | 0 |  | 79 | 0
| 180mm Open Cut Development Site | 576 | 82 | 47232 |  | 82 | 0 |  | 82 | 0 |  | 82 | 0 |  | 82 | 0 |  | 82 | 0 |  | 82 | 0 |  | 82 | 0 | 712 | 82 | 58384 |  | 82 | 0 | 525 | 82 | 43050 |  | 106 | 0 |  | 82 | 0 |  | 106 | 0 |  | 82 | 0 |  | 106 | 0 |  | 106 | 0 | 232 | 106 | 24592 | 246 | 106 | 26076 |  | 82 | 0 |  | 106 | 0 |  | 82 | 0 |  | 82 | 0 |  | 82 | 0 |  | 82 | 0 |  | 82 | 0 |  | 82 | 0 | 82 | 82 | 6724 | 427 | 82 | 35014 |  | 82 | 0 |  | 82 | 0 |  | 82 | 0 |  | 82 | 0 |  | 82 | 0 |  | 82 | 0 |  | 82 | 0 | 1259 | 82 | 103238 |  | 82 | 0 |  | 82 | 0 |  | 82 | 0 |  | 82 | 0 |  | 82 | 0 |  | 82 | 0 |  | 82 | 0 |  | 82 | 0 |  | 82 | 0 |  | 82 | 0 |  | 106 | 0 |  | 82 | 0 |  | 106 | 0 |  | 82 | 0 |  | 82 | 0 |  | 106 | 0 |  | 106 | 0 |  | 82 | 0 |  | 106 | 0 |  | 106 | 0 |  | 82 | 0 |  | 82 | 0 |  | 82 | 0 |  | 82 | 0 |  | 82 | 0 |  | 82 | 0 |  | 106 | 0 |  | 82 | 0 |  | 82 | 0 |  | 82 | 0 |  | 82 | 0 |  | 82 | 0 |  | 82 | 0 |  | 82 | 0 |  | 106 | 0 |  | 82 | 0 |  | 82 | 0 |  | 82 | 0 |  | 106 | 0 |  | 82 | 0 |  | 82 | 0 |  | 106 | 0 |  | 82 | 0 |  | 106 | 0 |  | 82 | 0 |  | 82 | 0 |  | 82 | 0 |  | 82 | 0 |  | 82 | 0 |  | 82 | 0 |  | 82 | 0 |  | 106 | 0 |  | 82 | 0 |  | 82 | 0 |  | 82 | 0 |  | 82 | 0 |  | 82 | 0 |  | 82 | 0 |  | 82 | 0 |  | 82 | 0 |  | 106 | 0 |  | 82 | 0 |  | 82 | 0 |  | 82 | 0 |  | 82 | 0 |  | 82 | 0 |  | 82 | 0 |  | 106 | 0
| 225mm Open Cut Development Site |  | 82 | 0 |  | 82 | 0 |  | 82 | 0 |  | 82 | 0 |  | 82 | 0 |  | 82 | 0 |  | 82 | 0 |  | 82 | 0 |  | 82 | 0 |  | 82 | 0 |  | 82 | 0 |  | 106 | 0 |  | 82 | 0 |  | 106 | 0 |  | 82 | 0 |  | 106 | 0 |  | 106 | 0 |  | 106 | 0 |  | 106 | 0 |  | 82 | 0 |  | 106 | 0 |  | 82 | 0 |  | 82 | 0 |  | 82 | 0 |  | 82 | 0 |  | 82 | 0 |  | 82 | 0 |  | 82 | 0 |  | 82 | 0 |  | 82 | 0 |  | 82 | 0 |  | 82 | 0 |  | 82 | 0 |  | 82 | 0 |  | 82 | 0 |  | 82 | 0 |  | 82 | 0 |  | 82 | 0 |  | 82 | 0 |  | 82 | 0 |  | 82 | 0 |  | 82 | 0 |  | 82 | 0 |  | 82 | 0 |  | 82 | 0 |  | 82 | 0 |  | 82 | 0 |  | 106 | 0 |  | 82 | 0 |  | 106 | 0 |  | 82 | 0 |  | 82 | 0 |  | 106 | 0 |  | 106 | 0 |  | 82 | 0 |  | 106 | 0 |  | 106 | 0 |  | 82 | 0 |  | 82 | 0 |  | 82 | 0 |  | 82 | 0 |  | 82 | 0 |  | 82 | 0 |  | 106 | 0 |  | 82 | 0 |  | 82 | 0 |  | 82 | 0 |  | 82 | 0 |  | 82 | 0 |  | 82 | 0 |  | 82 | 0 |  | 106 | 0 |  | 82 | 0 |  | 82 | 0 |  | 82 | 0 |  | 106 | 0 |  | 82 | 0 |  | 82 | 0 |  | 106 | 0 |  | 82 | 0 |  | 106 | 0 |  | 82 | 0 |  | 82 | 0 |  | 82 | 0 |  | 82 | 0 |  | 82 | 0 |  | 82 | 0 |  | 82 | 0 |  | 106 | 0 |  | 82 | 0 |  | 82 | 0 |  | 82 | 0 |  | 82 | 0 |  | 82 | 0 |  | 82 | 0 |  | 82 | 0 |  | 82 | 0 |  | 106 | 0 |  | 82 | 0 |  | 82 | 0 |  | 82 | 0 |  | 82 | 0 |  | 82 | 0 |  | 82 | 0 |  | 106 | 0
| 63mm Open Cut Unmade/Verge |  | 66 | 0 |  | 66 | 0 |  | 66 | 0 |  | 66 | 0 |  | 66 | 0 |  | 66 | 0 |  | 66 | 0 |  | 66 | 0 |  | 66 | 0 |  | 66 | 0 |  | 66 | 0 |  | 79 | 0 |  | 66 | 0 |  | 79 | 0 |  | 66 | 0 |  | 79 | 0 |  | 79 | 0 |  | 79 | 0 |  | 79 | 0 |  | 66 | 0 |  | 79 | 0 |  | 66 | 0 |  | 66 | 0 |  | 66 | 0 |  | 66 | 0 |  | 66 | 0 |  | 66 | 0 |  | 66 | 0 |  | 66 | 0 |  | 66 | 0 |  | 66 | 0 |  | 66 | 0 |  | 66 | 0 |  | 66 | 0 |  | 66 | 0 |  | 66 | 0 |  | 66 | 0 |  | 66 | 0 |  | 66 | 0 |  | 66 | 0 |  | 66 | 0 |  | 66 | 0 |  | 66 | 0 |  | 66 | 0 |  | 66 | 0 |  | 66 | 0 |  | 66 | 0 |  | 79 | 0 |  | 66 | 0 |  | 79 | 0 |  | 66 | 0 |  | 66 | 0 |  | 79 | 0 |  | 79 | 0 |  | 66 | 0 |  | 79 | 0 |  | 79 | 0 |  | 66 | 0 |  | 66 | 0 |  | 66 | 0 |  | 66 | 0 |  | 66 | 0 |  | 66 | 0 |  | 79 | 0 |  | 66 | 0 |  | 66 | 0 |  | 66 | 0 |  | 66 | 0 |  | 66 | 0 |  | 66 | 0 |  | 66 | 0 |  | 79 | 0 |  | 66 | 0 |  | 66 | 0 |  | 66 | 0 |  | 79 | 0 |  | 66 | 0 |  | 66 | 0 |  | 79 | 0 |  | 66 | 0 |  | 79 | 0 |  | 66 | 0 |  | 66 | 0 |  | 66 | 0 |  | 66 | 0 |  | 66 | 0 |  | 66 | 0 |  | 66 | 0 |  | 79 | 0 |  | 66 | 0 |  | 66 | 0 |  | 66 | 0 |  | 66 | 0 |  | 66 | 0 |  | 66 | 0 |  | 66 | 0 |  | 66 | 0 |  | 79 | 0 |  | 66 | 0 |  | 66 | 0 |  | 66 | 0 |  | 66 | 0 |  | 66 | 0 |  | 66 | 0 |  | 79 | 0
| 90mm Open Cut Unmade/Verge |  | 66 | 0 |  | 66 | 0 |  | 66 | 0 |  | 66 | 0 | 3 | 66 | 198 |  | 66 | 0 |  | 66 | 0 | 5 | 66 | 330 |  | 66 | 0 |  | 66 | 0 |  | 66 | 0 |  | 79 | 0 |  | 66 | 0 |  | 79 | 0 |  | 66 | 0 |  | 79 | 0 | 1 | 79 | 79 |  | 79 | 0 |  | 79 | 0 |  | 66 | 0 |  | 79 | 0 |  | 66 | 0 |  | 66 | 0 |  | 66 | 0 |  | 66 | 0 |  | 66 | 0 |  | 66 | 0 |  | 66 | 0 |  | 66 | 0 |  | 66 | 0 |  | 66 | 0 |  | 66 | 0 |  | 66 | 0 |  | 66 | 0 |  | 66 | 0 |  | 66 | 0 |  | 66 | 0 |  | 66 | 0 |  | 66 | 0 |  | 66 | 0 |  | 66 | 0 |  | 66 | 0 |  | 66 | 0 |  | 66 | 0 |  | 66 | 0 |  | 66 | 0 |  | 66 | 0 |  | 79 | 0 |  | 66 | 0 |  | 79 | 0 |  | 66 | 0 |  | 66 | 0 |  | 79 | 0 |  | 79 | 0 |  | 66 | 0 |  | 79 | 0 |  | 79 | 0 |  | 66 | 0 |  | 66 | 0 |  | 66 | 0 |  | 66 | 0 |  | 66 | 0 |  | 66 | 0 |  | 79 | 0 |  | 66 | 0 |  | 66 | 0 |  | 66 | 0 |  | 66 | 0 |  | 66 | 0 |  | 66 | 0 |  | 66 | 0 |  | 79 | 0 |  | 66 | 0 |  | 66 | 0 |  | 66 | 0 |  | 79 | 0 |  | 66 | 0 |  | 66 | 0 |  | 79 | 0 |  | 66 | 0 |  | 79 | 0 |  | 66 | 0 |  | 66 | 0 |  | 66 | 0 |  | 66 | 0 |  | 66 | 0 |  | 66 | 0 |  | 66 | 0 |  | 79 | 0 |  | 66 | 0 |  | 66 | 0 |  | 66 | 0 |  | 66 | 0 |  | 66 | 0 |  | 66 | 0 |  | 66 | 0 |  | 66 | 0 |  | 79 | 0 |  | 66 | 0 |  | 66 | 0 |  | 66 | 0 |  | 66 | 0 |  | 66 | 0 |  | 66 | 0 |  | 79 | 0
| 125mm Open Cut Unmade/Verge |  | 66 | 0 |  | 66 | 0 |  | 66 | 0 |  | 66 | 0 |  | 66 | 0 |  | 66 | 0 |  | 66 | 0 |  | 66 | 0 |  | 66 | 0 |  | 66 | 0 |  | 66 | 0 | 4 | 79 | 316 |  | 66 | 0 |  | 79 | 0 |  | 66 | 0 |  | 79 | 0 |  | 79 | 0 |  | 79 | 0 |  | 79 | 0 |  | 66 | 0 | 2 | 79 | 158 |  | 66 | 0 |  | 66 | 0 |  | 66 | 0 |  | 66 | 0 |  | 66 | 0 |  | 66 | 0 |  | 66 | 0 |  | 66 | 0 |  | 66 | 0 |  | 66 | 0 |  | 66 | 0 |  | 66 | 0 |  | 66 | 0 |  | 66 | 0 |  | 66 | 0 |  | 66 | 0 |  | 66 | 0 |  | 66 | 0 |  | 66 | 0 |  | 66 | 0 |  | 66 | 0 |  | 66 | 0 |  | 66 | 0 |  | 66 | 0 |  | 66 | 0 |  | 66 | 0 |  | 79 | 0 |  | 66 | 0 |  | 79 | 0 |  | 66 | 0 |  | 66 | 0 |  | 79 | 0 |  | 79 | 0 |  | 66 | 0 |  | 79 | 0 |  | 79 | 0 |  | 66 | 0 |  | 66 | 0 |  | 66 | 0 |  | 66 | 0 |  | 66 | 0 |  | 66 | 0 |  | 79 | 0 |  | 66 | 0 |  | 66 | 0 |  | 66 | 0 |  | 66 | 0 |  | 66 | 0 |  | 66 | 0 |  | 66 | 0 |  | 79 | 0 |  | 66 | 0 |  | 66 | 0 |  | 66 | 0 |  | 79 | 0 |  | 66 | 0 |  | 66 | 0 |  | 79 | 0 |  | 66 | 0 |  | 79 | 0 |  | 66 | 0 |  | 66 | 0 |  | 66 | 0 |  | 66 | 0 |  | 66 | 0 |  | 66 | 0 |  | 66 | 0 |  | 79 | 0 |  | 66 | 0 |  | 66 | 0 |  | 66 | 0 |  | 66 | 0 |  | 66 | 0 |  | 66 | 0 |  | 66 | 0 |  | 66 | 0 |  | 79 | 0 |  | 66 | 0 |  | 66 | 0 |  | 66 | 0 |  | 66 | 0 |  | 66 | 0 |  | 66 | 0 |  | 79 | 0
| 180mm Open Cut Unmade/Verge |  | 82 | 0 |  | 82 | 0 |  | 82 | 0 |  | 82 | 0 |  | 82 | 0 |  | 82 | 0 |  | 82 | 0 |  | 82 | 0 |  | 82 | 0 |  | 82 | 0 | 1 | 82 | 82 |  | 106 | 0 |  | 82 | 0 |  | 106 | 0 |  | 82 | 0 |  | 106 | 0 |  | 106 | 0 |  | 106 | 0 |  | 106 | 0 |  | 82 | 0 |  | 106 | 0 |  | 82 | 0 |  | 82 | 0 |  | 82 | 0 |  | 82 | 0 |  | 82 | 0 |  | 82 | 0 |  | 82 | 0 |  | 82 | 0 |  | 82 | 0 |  | 82 | 0 |  | 82 | 0 |  | 82 | 0 |  | 82 | 0 |  | 82 | 0 |  | 82 | 0 |  | 82 | 0 |  | 82 | 0 |  | 82 | 0 |  | 82 | 0 |  | 82 | 0 |  | 82 | 0 |  | 82 | 0 |  | 82 | 0 |  | 82 | 0 |  | 82 | 0 |  | 82 | 0 |  | 106 | 0 |  | 82 | 0 |  | 106 | 0 |  | 82 | 0 |  | 82 | 0 |  | 106 | 0 |  | 106 | 0 |  | 82 | 0 |  | 106 | 0 |  | 106 | 0 |  | 82 | 0 |  | 82 | 0 |  | 82 | 0 |  | 82 | 0 |  | 82 | 0 |  | 82 | 0 |  | 106 | 0 |  | 82 | 0 |  | 82 | 0 |  | 82 | 0 |  | 82 | 0 |  | 82 | 0 |  | 82 | 0 |  | 82 | 0 |  | 106 | 0 |  | 82 | 0 |  | 82 | 0 |  | 82 | 0 |  | 106 | 0 |  | 82 | 0 |  | 82 | 0 |  | 106 | 0 |  | 82 | 0 |  | 106 | 0 |  | 82 | 0 |  | 82 | 0 |  | 82 | 0 |  | 82 | 0 |  | 82 | 0 |  | 82 | 0 |  | 82 | 0 |  | 106 | 0 |  | 82 | 0 |  | 82 | 0 |  | 82 | 0 |  | 82 | 0 |  | 82 | 0 |  | 82 | 0 |  | 82 | 0 |  | 82 | 0 |  | 106 | 0 |  | 82 | 0 |  | 82 | 0 |  | 82 | 0 |  | 82 | 0 |  | 82 | 0 |  | 82 | 0 |  | 106 | 0
| 225mm Open Cut Unmade/Verge |  | 82 | 0 |  | 82 | 0 |  | 82 | 0 |  | 82 | 0 |  | 82 | 0 |  | 82 | 0 |  | 82 | 0 |  | 82 | 0 |  | 82 | 0 |  | 82 | 0 |  | 82 | 0 |  | 106 | 0 |  | 82 | 0 |  | 106 | 0 |  | 82 | 0 |  | 106 | 0 |  | 106 | 0 |  | 106 | 0 |  | 106 | 0 |  | 82 | 0 |  | 106 | 0 |  | 82 | 0 |  | 82 | 0 |  | 82 | 0 |  | 82 | 0 |  | 82 | 0 |  | 82 | 0 |  | 82 | 0 |  | 82 | 0 |  | 82 | 0 |  | 82 | 0 |  | 82 | 0 |  | 82 | 0 |  | 82 | 0 |  | 82 | 0 |  | 82 | 0 |  | 82 | 0 |  | 82 | 0 |  | 82 | 0 |  | 82 | 0 |  | 82 | 0 |  | 82 | 0 |  | 82 | 0 |  | 82 | 0 |  | 82 | 0 |  | 82 | 0 |  | 82 | 0 |  | 106 | 0 |  | 82 | 0 |  | 106 | 0 |  | 82 | 0 |  | 82 | 0 |  | 106 | 0 |  | 106 | 0 |  | 82 | 0 |  | 106 | 0 |  | 106 | 0 |  | 82 | 0 |  | 82 | 0 |  | 82 | 0 |  | 82 | 0 |  | 82 | 0 |  | 82 | 0 |  | 106 | 0 |  | 82 | 0 |  | 82 | 0 |  | 82 | 0 |  | 82 | 0 |  | 82 | 0 |  | 82 | 0 |  | 82 | 0 |  | 106 | 0 |  | 82 | 0 |  | 82 | 0 |  | 82 | 0 |  | 106 | 0 |  | 82 | 0 |  | 82 | 0 |  | 106 | 0 |  | 82 | 0 |  | 106 | 0 |  | 82 | 0 |  | 82 | 0 |  | 82 | 0 |  | 82 | 0 |  | 82 | 0 |  | 82 | 0 |  | 82 | 0 |  | 106 | 0 |  | 82 | 0 |  | 82 | 0 |  | 82 | 0 |  | 82 | 0 |  | 82 | 0 |  | 82 | 0 |  | 82 | 0 |  | 82 | 0 |  | 106 | 0 |  | 82 | 0 |  | 82 | 0 |  | 82 | 0 |  | 82 | 0 |  | 82 | 0 |  | 82 | 0 |  | 106 | 0
| 63mm Open Cut Footpath |  | 131 | 0 |  | 131 | 0 |  | 131 | 0 |  | 131 | 0 |  | 131 | 0 |  | 131 | 0 |  | 131 | 0 |  | 131 | 0 |  | 131 | 0 |  | 131 | 0 |  | 131 | 0 |  | 144 | 0 |  | 131 | 0 |  | 144 | 0 |  | 131 | 0 |  | 144 | 0 |  | 144 | 0 |  | 144 | 0 |  | 144 | 0 |  | 131 | 0 |  | 144 | 0 |  | 131 | 0 |  | 131 | 0 |  | 131 | 0 |  | 131 | 0 |  | 131 | 0 |  | 131 | 0 |  | 131 | 0 |  | 131 | 0 |  | 131 | 0 |  | 131 | 0 |  | 131 | 0 |  | 131 | 0 |  | 131 | 0 |  | 131 | 0 |  | 131 | 0 |  | 131 | 0 |  | 131 | 0 |  | 131 | 0 |  | 131 | 0 |  | 131 | 0 |  | 131 | 0 |  | 131 | 0 |  | 131 | 0 |  | 131 | 0 |  | 131 | 0 |  | 131 | 0 |  | 144 | 0 |  | 131 | 0 |  | 144 | 0 |  | 131 | 0 |  | 131 | 0 |  | 144 | 0 |  | 144 | 0 |  | 131 | 0 |  | 144 | 0 |  | 144 | 0 |  | 131 | 0 |  | 131 | 0 |  | 131 | 0 |  | 131 | 0 |  | 131 | 0 |  | 131 | 0 |  | 144 | 0 |  | 131 | 0 |  | 131 | 0 |  | 131 | 0 |  | 131 | 0 |  | 131 | 0 |  | 131 | 0 |  | 131 | 0 |  | 144 | 0 |  | 131 | 0 |  | 131 | 0 |  | 131 | 0 |  | 144 | 0 |  | 131 | 0 |  | 131 | 0 |  | 144 | 0 |  | 131 | 0 |  | 144 | 0 |  | 131 | 0 |  | 131 | 0 |  | 131 | 0 |  | 131 | 0 |  | 131 | 0 |  | 131 | 0 |  | 131 | 0 |  | 144 | 0 |  | 131 | 0 |  | 131 | 0 |  | 131 | 0 |  | 131 | 0 |  | 131 | 0 |  | 131 | 0 |  | 131 | 0 |  | 131 | 0 |  | 144 | 0 |  | 131 | 0 |  | 131 | 0 |  | 131 | 0 |  | 131 | 0 |  | 131 | 0 |  | 131 | 0 |  | 144 | 0
| 90mm Open Cut Footpath |  | 131 | 0 |  | 131 | 0 |  | 131 | 0 |  | 131 | 0 | 2 | 131 | 262 |  | 131 | 0 |  | 131 | 0 | 27 | 131 | 3537 |  | 131 | 0 | 4 | 131 | 524 |  | 131 | 0 |  | 144 | 0 |  | 131 | 0 |  | 144 | 0 | 7 | 131 | 917 |  | 144 | 0 | 10 | 144 | 1440 |  | 144 | 0 |  | 144 | 0 | 5 | 131 | 655 |  | 144 | 0 |  | 131 | 0 |  | 131 | 0 |  | 131 | 0 |  | 131 | 0 |  | 131 | 0 |  | 131 | 0 |  | 131 | 0 |  | 131 | 0 |  | 131 | 0 |  | 131 | 0 |  | 131 | 0 |  | 131 | 0 |  | 131 | 0 |  | 131 | 0 |  | 131 | 0 |  | 131 | 0 |  | 131 | 0 |  | 131 | 0 |  | 131 | 0 |  | 131 | 0 |  | 131 | 0 |  | 131 | 0 |  | 131 | 0 |  | 131 | 0 |  | 131 | 0 |  | 131 | 0 |  | 144 | 0 |  | 131 | 0 |  | 144 | 0 |  | 131 | 0 |  | 131 | 0 |  | 144 | 0 |  | 144 | 0 |  | 131 | 0 |  | 144 | 0 |  | 144 | 0 |  | 131 | 0 |  | 131 | 0 |  | 131 | 0 |  | 131 | 0 |  | 131 | 0 |  | 131 | 0 |  | 144 | 0 |  | 131 | 0 |  | 131 | 0 |  | 131 | 0 |  | 131 | 0 |  | 131 | 0 |  | 131 | 0 |  | 131 | 0 |  | 144 | 0 |  | 131 | 0 |  | 131 | 0 |  | 131 | 0 |  | 144 | 0 |  | 131 | 0 |  | 131 | 0 |  | 144 | 0 |  | 131 | 0 |  | 144 | 0 |  | 131 | 0 |  | 131 | 0 |  | 131 | 0 |  | 131 | 0 |  | 131 | 0 |  | 131 | 0 |  | 131 | 0 |  | 144 | 0 |  | 131 | 0 |  | 131 | 0 |  | 131 | 0 |  | 131 | 0 |  | 131 | 0 |  | 131 | 0 |  | 131 | 0 |  | 131 | 0 |  | 144 | 0 |  | 131 | 0 |  | 131 | 0 |  | 131 | 0 |  | 131 | 0 |  | 131 | 0 |  | 131 | 0 |  | 144 | 0
| 125mm Open Cut Footpath |  | 131 | 0 | 2 | 131 | 262 |  | 131 | 0 |  | 131 | 0 |  | 131 | 0 |  | 131 | 0 |  | 131 | 0 |  | 131 | 0 |  | 131 | 0 |  | 131 | 0 |  | 131 | 0 |  | 144 | 0 | 2 | 131 | 262 |  | 144 | 0 |  | 131 | 0 |  | 144 | 0 |  | 144 | 0 |  | 144 | 0 |  | 144 | 0 |  | 131 | 0 | 3 | 144 | 432 |  | 131 | 0 |  | 131 | 0 |  | 131 | 0 |  | 131 | 0 |  | 131 | 0 |  | 131 | 0 |  | 131 | 0 |  | 131 | 0 |  | 131 | 0 |  | 131 | 0 |  | 131 | 0 |  | 131 | 0 |  | 131 | 0 |  | 131 | 0 |  | 131 | 0 |  | 131 | 0 |  | 131 | 0 |  | 131 | 0 |  | 131 | 0 |  | 131 | 0 |  | 131 | 0 |  | 131 | 0 |  | 131 | 0 |  | 131 | 0 |  | 131 | 0 |  | 131 | 0 |  | 144 | 0 |  | 131 | 0 |  | 144 | 0 |  | 131 | 0 |  | 131 | 0 |  | 144 | 0 |  | 144 | 0 |  | 131 | 0 |  | 144 | 0 |  | 144 | 0 |  | 131 | 0 |  | 131 | 0 |  | 131 | 0 |  | 131 | 0 |  | 131 | 0 |  | 131 | 0 |  | 144 | 0 |  | 131 | 0 |  | 131 | 0 |  | 131 | 0 |  | 131 | 0 |  | 131 | 0 |  | 131 | 0 |  | 131 | 0 |  | 144 | 0 |  | 131 | 0 |  | 131 | 0 |  | 131 | 0 |  | 144 | 0 |  | 131 | 0 |  | 131 | 0 |  | 144 | 0 |  | 131 | 0 |  | 144 | 0 |  | 131 | 0 |  | 131 | 0 |  | 131 | 0 |  | 131 | 0 |  | 131 | 0 |  | 131 | 0 |  | 131 | 0 |  | 144 | 0 |  | 131 | 0 |  | 131 | 0 |  | 131 | 0 |  | 131 | 0 |  | 131 | 0 |  | 131 | 0 |  | 131 | 0 |  | 131 | 0 |  | 144 | 0 |  | 131 | 0 |  | 131 | 0 |  | 131 | 0 |  | 131 | 0 |  | 131 | 0 |  | 131 | 0 |  | 144 | 0
| 180mm Open Cut Footpath |  | 153 | 0 |  | 153 | 0 |  | 153 | 0 |  | 153 | 0 |  | 153 | 0 |  | 153 | 0 |  | 153 | 0 |  | 153 | 0 | 2 | 153 | 306 |  | 153 | 0 |  | 153 | 0 |  | 177 | 0 |  | 153 | 0 | 8 | 177 | 1416 |  | 153 | 0 |  | 177 | 0 |  | 177 | 0 | 14 | 177 | 2478 |  | 177 | 0 |  | 153 | 0 |  | 177 | 0 |  | 153 | 0 |  | 153 | 0 |  | 153 | 0 |  | 153 | 0 |  | 153 | 0 |  | 153 | 0 |  | 153 | 0 |  | 153 | 0 |  | 153 | 0 |  | 153 | 0 |  | 153 | 0 |  | 153 | 0 |  | 153 | 0 |  | 153 | 0 |  | 153 | 0 |  | 153 | 0 |  | 153 | 0 |  | 153 | 0 |  | 153 | 0 |  | 153 | 0 |  | 153 | 0 |  | 153 | 0 |  | 153 | 0 |  | 153 | 0 |  | 153 | 0 |  | 153 | 0 |  | 177 | 0 |  | 153 | 0 |  | 177 | 0 |  | 153 | 0 |  | 153 | 0 |  | 177 | 0 |  | 177 | 0 |  | 153 | 0 |  | 177 | 0 |  | 177 | 0 |  | 153 | 0 |  | 153 | 0 |  | 153 | 0 |  | 153 | 0 |  | 153 | 0 |  | 153 | 0 |  | 177 | 0 |  | 153 | 0 |  | 153 | 0 |  | 153 | 0 |  | 153 | 0 |  | 153 | 0 |  | 153 | 0 |  | 153 | 0 |  | 177 | 0 |  | 153 | 0 |  | 153 | 0 |  | 153 | 0 |  | 177 | 0 |  | 153 | 0 |  | 153 | 0 |  | 177 | 0 |  | 153 | 0 |  | 177 | 0 |  | 153 | 0 |  | 153 | 0 |  | 153 | 0 |  | 153 | 0 |  | 153 | 0 |  | 153 | 0 |  | 153 | 0 |  | 177 | 0 |  | 153 | 0 |  | 153 | 0 |  | 153 | 0 |  | 153 | 0 |  | 153 | 0 |  | 153 | 0 |  | 153 | 0 |  | 153 | 0 |  | 177 | 0 |  | 153 | 0 |  | 153 | 0 |  | 153 | 0 |  | 153 | 0 |  | 153 | 0 |  | 153 | 0 |  | 177 | 0
| 225mm Open Cut Footpath |  | 153 | 0 |  | 153 | 0 |  | 153 | 0 |  | 153 | 0 |  | 153 | 0 |  | 153 | 0 |  | 153 | 0 |  | 153 | 0 |  | 153 | 0 |  | 153 | 0 |  | 153 | 0 |  | 177 | 0 |  | 153 | 0 |  | 177 | 0 |  | 153 | 0 |  | 177 | 0 |  | 177 | 0 |  | 177 | 0 |  | 177 | 0 |  | 153 | 0 |  | 177 | 0 |  | 153 | 0 |  | 153 | 0 |  | 153 | 0 |  | 153 | 0 |  | 153 | 0 |  | 153 | 0 |  | 153 | 0 |  | 153 | 0 |  | 153 | 0 |  | 153 | 0 |  | 153 | 0 |  | 153 | 0 |  | 153 | 0 |  | 153 | 0 |  | 153 | 0 |  | 153 | 0 |  | 153 | 0 |  | 153 | 0 |  | 153 | 0 |  | 153 | 0 |  | 153 | 0 |  | 153 | 0 |  | 153 | 0 |  | 153 | 0 |  | 153 | 0 |  | 153 | 0 |  | 177 | 0 |  | 153 | 0 |  | 177 | 0 |  | 153 | 0 |  | 153 | 0 |  | 177 | 0 |  | 177 | 0 |  | 153 | 0 |  | 177 | 0 |  | 177 | 0 |  | 153 | 0 |  | 153 | 0 |  | 153 | 0 |  | 153 | 0 |  | 153 | 0 |  | 153 | 0 |  | 177 | 0 |  | 153 | 0 |  | 153 | 0 |  | 153 | 0 |  | 153 | 0 |  | 153 | 0 |  | 153 | 0 |  | 153 | 0 |  | 177 | 0 |  | 153 | 0 |  | 153 | 0 |  | 153 | 0 |  | 177 | 0 |  | 153 | 0 |  | 153 | 0 |  | 177 | 0 |  | 153 | 0 |  | 177 | 0 |  | 153 | 0 |  | 153 | 0 |  | 153 | 0 |  | 153 | 0 |  | 153 | 0 |  | 153 | 0 |  | 153 | 0 |  | 177 | 0 |  | 153 | 0 |  | 153 | 0 |  | 153 | 0 |  | 153 | 0 |  | 153 | 0 |  | 153 | 0 |  | 153 | 0 |  | 153 | 0 |  | 177 | 0 |  | 153 | 0 |  | 153 | 0 |  | 153 | 0 |  | 153 | 0 |  | 153 | 0 |  | 153 | 0 |  | 177 | 0
| 63mm Open Cut Road |  | 131 | 0 |  | 131 | 0 |  | 131 | 0 |  | 131 | 0 |  | 131 | 0 |  | 131 | 0 |  | 131 | 0 |  | 131 | 0 |  | 131 | 0 |  | 131 | 0 |  | 131 | 0 |  | 144 | 0 |  | 131 | 0 |  | 144 | 0 |  | 131 | 0 |  | 144 | 0 |  | 144 | 0 |  | 144 | 0 |  | 144 | 0 |  | 131 | 0 |  | 144 | 0 |  | 131 | 0 |  | 131 | 0 |  | 131 | 0 |  | 131 | 0 |  | 131 | 0 |  | 131 | 0 |  | 131 | 0 |  | 131 | 0 |  | 131 | 0 |  | 131 | 0 |  | 131 | 0 |  | 131 | 0 |  | 131 | 0 |  | 131 | 0 |  | 131 | 0 |  | 131 | 0 |  | 131 | 0 |  | 131 | 0 |  | 131 | 0 |  | 131 | 0 |  | 131 | 0 |  | 131 | 0 |  | 131 | 0 |  | 131 | 0 |  | 131 | 0 |  | 131 | 0 |  | 144 | 0 |  | 131 | 0 |  | 144 | 0 |  | 131 | 0 |  | 131 | 0 |  | 144 | 0 |  | 144 | 0 |  | 131 | 0 |  | 144 | 0 |  | 144 | 0 |  | 131 | 0 |  | 131 | 0 |  | 131 | 0 |  | 131 | 0 |  | 131 | 0 |  | 131 | 0 |  | 144 | 0 |  | 131 | 0 |  | 131 | 0 |  | 131 | 0 |  | 131 | 0 |  | 131 | 0 |  | 131 | 0 |  | 131 | 0 |  | 144 | 0 |  | 131 | 0 |  | 131 | 0 |  | 131 | 0 |  | 144 | 0 |  | 131 | 0 |  | 131 | 0 |  | 144 | 0 |  | 131 | 0 |  | 144 | 0 |  | 131 | 0 |  | 131 | 0 |  | 131 | 0 |  | 131 | 0 |  | 131 | 0 |  | 131 | 0 |  | 131 | 0 |  | 144 | 0 |  | 131 | 0 |  | 131 | 0 |  | 131 | 0 |  | 131 | 0 |  | 131 | 0 |  | 131 | 0 |  | 131 | 0 |  | 131 | 0 |  | 144 | 0 |  | 131 | 0 |  | 131 | 0 |  | 131 | 0 |  | 131 | 0 |  | 131 | 0 |  | 131 | 0 |  | 144 | 0
| 90mm Open Cut Road |  | 131 | 0 |  | 131 | 0 |  | 131 | 0 |  | 131 | 0 | 7 | 131 | 917 | 6 | 131 | 786 |  | 131 | 0 | 7 | 131 | 917 |  | 131 | 0 | 28 | 131 | 3668 |  | 131 | 0 |  | 144 | 0 |  | 131 | 0 |  | 144 | 0 | 1 | 131 | 131 |  | 144 | 0 | 7 | 144 | 1008 |  | 144 | 0 |  | 144 | 0 |  | 131 | 0 |  | 144 | 0 |  | 131 | 0 |  | 131 | 0 |  | 131 | 0 |  | 131 | 0 |  | 131 | 0 |  | 131 | 0 |  | 131 | 0 |  | 131 | 0 |  | 131 | 0 |  | 131 | 0 |  | 131 | 0 |  | 131 | 0 |  | 131 | 0 |  | 131 | 0 |  | 131 | 0 |  | 131 | 0 |  | 131 | 0 |  | 131 | 0 |  | 131 | 0 |  | 131 | 0 |  | 131 | 0 |  | 131 | 0 |  | 131 | 0 |  | 131 | 0 |  | 131 | 0 |  | 131 | 0 |  | 144 | 0 |  | 131 | 0 |  | 144 | 0 |  | 131 | 0 |  | 131 | 0 |  | 144 | 0 |  | 144 | 0 |  | 131 | 0 |  | 144 | 0 |  | 144 | 0 |  | 131 | 0 |  | 131 | 0 |  | 131 | 0 |  | 131 | 0 |  | 131 | 0 |  | 131 | 0 |  | 144 | 0 |  | 131 | 0 |  | 131 | 0 |  | 131 | 0 |  | 131 | 0 |  | 131 | 0 |  | 131 | 0 |  | 131 | 0 |  | 144 | 0 |  | 131 | 0 |  | 131 | 0 |  | 131 | 0 |  | 144 | 0 |  | 131 | 0 |  | 131 | 0 |  | 144 | 0 |  | 131 | 0 |  | 144 | 0 |  | 131 | 0 |  | 131 | 0 |  | 131 | 0 |  | 131 | 0 |  | 131 | 0 |  | 131 | 0 |  | 131 | 0 |  | 144 | 0 |  | 131 | 0 |  | 131 | 0 |  | 131 | 0 |  | 131 | 0 |  | 131 | 0 |  | 131 | 0 |  | 131 | 0 |  | 131 | 0 |  | 144 | 0 |  | 131 | 0 |  | 131 | 0 |  | 131 | 0 |  | 131 | 0 |  | 131 | 0 |  | 131 | 0 |  | 144 | 0
| 125mm Open Cut Road |  | 131 | 0 | 8 | 131 | 1048 |  | 131 | 0 |  | 131 | 0 |  | 131 | 0 |  | 131 | 0 | 140 | 131 | 18340 |  | 131 | 0 |  | 131 | 0 |  | 131 | 0 |  | 131 | 0 | 2 | 144 | 288 | 15 | 131 | 1965 | 2 | 144 | 288 |  | 131 | 0 |  | 144 | 0 |  | 144 | 0 |  | 144 | 0 |  | 144 | 0 |  | 131 | 0 | 7 | 144 | 1008 |  | 131 | 0 |  | 131 | 0 |  | 131 | 0 |  | 131 | 0 |  | 131 | 0 |  | 131 | 0 |  | 131 | 0 |  | 131 | 0 |  | 131 | 0 |  | 131 | 0 |  | 131 | 0 |  | 131 | 0 |  | 131 | 0 |  | 131 | 0 |  | 131 | 0 |  | 131 | 0 |  | 131 | 0 |  | 131 | 0 |  | 131 | 0 |  | 131 | 0 |  | 131 | 0 |  | 131 | 0 |  | 131 | 0 |  | 131 | 0 |  | 131 | 0 |  | 131 | 0 |  | 144 | 0 |  | 131 | 0 |  | 144 | 0 |  | 131 | 0 |  | 131 | 0 |  | 144 | 0 |  | 144 | 0 |  | 131 | 0 |  | 144 | 0 |  | 144 | 0 |  | 131 | 0 |  | 131 | 0 |  | 131 | 0 |  | 131 | 0 |  | 131 | 0 |  | 131 | 0 |  | 144 | 0 |  | 131 | 0 |  | 131 | 0 |  | 131 | 0 |  | 131 | 0 |  | 131 | 0 |  | 131 | 0 |  | 131 | 0 |  | 144 | 0 |  | 131 | 0 |  | 131 | 0 |  | 131 | 0 |  | 144 | 0 |  | 131 | 0 |  | 131 | 0 |  | 144 | 0 |  | 131 | 0 |  | 144 | 0 |  | 131 | 0 |  | 131 | 0 |  | 131 | 0 |  | 131 | 0 |  | 131 | 0 |  | 131 | 0 |  | 131 | 0 |  | 144 | 0 |  | 131 | 0 |  | 131 | 0 |  | 131 | 0 |  | 131 | 0 |  | 131 | 0 |  | 131 | 0 |  | 131 | 0 |  | 131 | 0 |  | 144 | 0 |  | 131 | 0 |  | 131 | 0 |  | 131 | 0 |  | 131 | 0 |  | 131 | 0 |  | 131 | 0 |  | 144 | 0
| 180mm Open Cut Road |  | 153 | 0 |  | 153 | 0 |  | 153 | 0 | 4 | 153 | 612 |  | 153 | 0 |  | 153 | 0 |  | 153 | 0 |  | 153 | 0 |  | 153 | 0 |  | 153 | 0 |  | 153 | 0 |  | 177 | 0 |  | 153 | 0 |  | 177 | 0 |  | 153 | 0 |  | 177 | 0 |  | 177 | 0 |  | 177 | 0 |  | 177 | 0 |  | 153 | 0 |  | 177 | 0 |  | 153 | 0 |  | 153 | 0 |  | 153 | 0 |  | 153 | 0 |  | 153 | 0 |  | 153 | 0 |  | 153 | 0 |  | 153 | 0 |  | 153 | 0 |  | 153 | 0 |  | 153 | 0 |  | 153 | 0 |  | 153 | 0 |  | 153 | 0 |  | 153 | 0 |  | 153 | 0 |  | 153 | 0 |  | 153 | 0 |  | 153 | 0 |  | 153 | 0 |  | 153 | 0 |  | 153 | 0 |  | 153 | 0 |  | 153 | 0 |  | 153 | 0 |  | 153 | 0 |  | 177 | 0 |  | 153 | 0 |  | 177 | 0 |  | 153 | 0 |  | 153 | 0 |  | 177 | 0 |  | 177 | 0 |  | 153 | 0 |  | 177 | 0 |  | 177 | 0 |  | 153 | 0 |  | 153 | 0 |  | 153 | 0 |  | 153 | 0 |  | 153 | 0 |  | 153 | 0 |  | 177 | 0 |  | 153 | 0 |  | 153 | 0 |  | 153 | 0 |  | 153 | 0 |  | 153 | 0 |  | 153 | 0 |  | 153 | 0 |  | 177 | 0 |  | 153 | 0 |  | 153 | 0 |  | 153 | 0 |  | 177 | 0 |  | 153 | 0 |  | 153 | 0 |  | 177 | 0 |  | 153 | 0 |  | 177 | 0 |  | 153 | 0 |  | 153 | 0 |  | 153 | 0 |  | 153 | 0 |  | 153 | 0 |  | 153 | 0 |  | 153 | 0 |  | 177 | 0 |  | 153 | 0 |  | 153 | 0 |  | 153 | 0 |  | 153 | 0 |  | 153 | 0 |  | 153 | 0 |  | 153 | 0 |  | 153 | 0 |  | 177 | 0 |  | 153 | 0 |  | 153 | 0 |  | 153 | 0 |  | 153 | 0 |  | 153 | 0 |  | 153 | 0 |  | 177 | 0
| 225mm Open Cut Road |  | 153 | 0 |  | 153 | 0 |  | 153 | 0 |  | 153 | 0 |  | 153 | 0 |  | 153 | 0 |  | 153 | 0 |  | 153 | 0 |  | 153 | 0 |  | 153 | 0 |  | 153 | 0 |  | 177 | 0 |  | 153 | 0 |  | 177 | 0 |  | 153 | 0 |  | 177 | 0 |  | 177 | 0 |  | 177 | 0 |  | 177 | 0 |  | 153 | 0 |  | 177 | 0 |  | 153 | 0 |  | 153 | 0 |  | 153 | 0 |  | 153 | 0 |  | 153 | 0 |  | 153 | 0 |  | 153 | 0 |  | 153 | 0 |  | 153 | 0 |  | 153 | 0 |  | 153 | 0 |  | 153 | 0 |  | 153 | 0 |  | 153 | 0 |  | 153 | 0 |  | 153 | 0 |  | 153 | 0 |  | 153 | 0 |  | 153 | 0 |  | 153 | 0 |  | 153 | 0 |  | 153 | 0 |  | 153 | 0 |  | 153 | 0 |  | 153 | 0 |  | 153 | 0 |  | 177 | 0 |  | 153 | 0 |  | 177 | 0 |  | 153 | 0 |  | 153 | 0 |  | 177 | 0 |  | 177 | 0 |  | 153 | 0 |  | 177 | 0 |  | 177 | 0 |  | 153 | 0 |  | 153 | 0 |  | 153 | 0 |  | 153 | 0 |  | 153 | 0 |  | 153 | 0 |  | 177 | 0 |  | 153 | 0 |  | 153 | 0 |  | 153 | 0 |  | 153 | 0 |  | 153 | 0 |  | 153 | 0 |  | 153 | 0 |  | 177 | 0 |  | 153 | 0 |  | 153 | 0 |  | 153 | 0 |  | 177 | 0 |  | 153 | 0 |  | 153 | 0 |  | 177 | 0 |  | 153 | 0 |  | 177 | 0 |  | 153 | 0 |  | 153 | 0 |  | 153 | 0 |  | 153 | 0 |  | 153 | 0 |  | 153 | 0 |  | 153 | 0 |  | 177 | 0 |  | 153 | 0 |  | 153 | 0 |  | 153 | 0 |  | 153 | 0 |  | 153 | 0 |  | 153 | 0 |  | 153 | 0 |  | 153 | 0 |  | 177 | 0 |  | 153 | 0 |  | 153 | 0 |  | 153 | 0 |  | 153 | 0 |  | 153 | 0 |  | 153 | 0 |  | 177 | 0
| Trial Holes |  | 1031 | 0 |  | 1031 | 0 | 4 | 1031 | 4124 |  | 1031 | 0 |  | 1031 | 0 |  | 1031 | 0 |  | 1031 | 0 |  | 1031 | 0 |  | 1031 | 0 |  | 1031 | 0 |  | 1031 | 0 |  | 1031 | 0 |  | 1031 | 0 |  | 1031 | 0 | 2 | 1031 | 2062 |  | 1031 | 0 |  | 1031 | 0 | 3 | 1031 | 3093 |  | 1031 | 0 | 2 | 1031 | 2062 |  | 1031 | 0 |  | 1031 | 0 |  | 1031 | 0 |  | 1031 | 0 |  | 1031 | 0 |  | 1031 | 0 |  | 1031 | 0 |  | 1031 | 0 |  | 1031 | 0 |  | 1031 | 0 |  | 1031 | 0 |  | 1031 | 0 |  | 1031 | 0 |  | 1031 | 0 |  | 1031 | 0 |  | 1031 | 0 |  | 1031 | 0 |  | 1031 | 0 |  | 1031 | 0 |  | 1031 | 0 |  | 1031 | 0 |  | 1031 | 0 |  | 1031 | 0 |  | 1031 | 0 |  | 1031 | 0 |  | 1031 | 0 |  | 1031 | 0 |  | 1031 | 0 |  | 1031 | 0 |  | 1031 | 0 |  | 1031 | 0 |  | 1031 | 0 |  | 1031 | 0 |  | 1031 | 0 |  | 1031 | 0 |  | 1031 | 0 |  | 1031 | 0 |  | 1031 | 0 |  | 1031 | 0 |  | 1031 | 0 |  | 1031 | 0 |  | 1031 | 0 |  | 1031 | 0 |  | 1031 | 0 |  | 1031 | 0 |  | 1031 | 0 |  | 1031 | 0 |  | 1031 | 0 |  | 1031 | 0 |  | 1031 | 0 |  | 1031 | 0 |  | 1031 | 0 |  | 1031 | 0 |  | 1031 | 0 |  | 1031 | 0 |  | 1031 | 0 |  | 1031 | 0 |  | 1031 | 0 |  | 1031 | 0 |  | 1031 | 0 |  | 1031 | 0 |  | 1031 | 0 |  | 1031 | 0 |  | 1031 | 0 |  | 1031 | 0 |  | 1031 | 0 |  | 1031 | 0 |  | 1031 | 0 |  | 1031 | 0 |  | 1031 | 0 |  | 1031 | 0 |  | 1031 | 0 |  | 1031 | 0 |  | 1031 | 0 |  | 1031 | 0 |  | 1031 | 0 |  | 1031 | 0 |  | 1031 | 0 |  | 1031 | 0 |  | 1031 | 0 |  | 1031 | 0 |  | 1031 | 0 |  | 1031 | 0 |  | 1031 | 0 |  | 1031 | 0
Traffic management alluded to but no specific costs stated in charging arrangements document | Traffic Management - 2 way lights |  |  | 0 | 1 |  | 0 |  |  | 0 | 1 |  | 0 | 1 |  | 0 | 1 |  | 0 | 1 |  | 0 |  |  | 0 | 1 |  | 0 | 2 |  | 0 | 1 |  | 0 | 2 |  | 0 | 1 |  | 0 | 1 |  | 0 | 1 |  | 0 |  |  | 0 | 1 |  | 0 | 1 |  | 0 |  |  | 0 | 1 |  | 0 |  |  | 0 |  |  | 0 |  |  | 0 |  |  | 0 |  |  | 0 |  |  | 0 |  |  | 0 |  |  | 0 |  |  | 0 |  |  | 0 |  |  | 0 |  |  | 0 |  |  | 0 |  |  | 0 |  |  | 0 |  |  | 0 |  |  | 0 |  |  | 0 |  |  | 0 |  |  | 0 |  |  | 0 |  |  | 0 |  |  | 0 |  |  | 0 |  |  | 0 |  |  | 0 |  |  | 0 |  |  | 0 |  |  | 0 |  |  | 0 |  |  | 0 |  |  | 0 |  |  | 0 |  |  | 0 |  |  | 0 |  |  | 0 |  |  | 0 |  |  | 0 |  |  | 0 |  |  | 0 |  |  | 0 |  |  | 0 |  |  | 0 |  |  | 0 |  |  | 0 |  |  | 0 |  |  | 0 |  |  | 0 |  |  | 0 |  |  | 0 |  |  | 0 |  |  | 0 |  |  | 0 |  |  | 0 |  |  | 0 |  |  | 0 |  |  | 0 |  |  | 0 |  |  | 0 |  |  | 0 |  |  | 0 |  |  | 0 |  |  | 0 |  |  | 0 |  |  | 0 |  |  | 0 |  |  | 0 |  |  | 0 |  |  | 0 |  |  | 0 |  |  | 0 |  |  | 0 |  |  | 0 |  |  | 0 |  |  | 0 |  |  | 0 |  |  | 0 |  |  | 0 |  |  | 0 |  |  | 0 |  |  | 0 |  |  | 0 |  |  | 0 |  |  | 0 |  |  | 0
Traffic management alluded to but no specific costs stated in charging arrangements document | Traffic Management - 3 way lights |  |  | 0 |  |  | 0 |  |  | 0 |  |  | 0 |  |  | 0 |  |  | 0 | 1 |  | 0 |  |  | 0 |  |  | 0 |  |  | 0 |  |  | 0 |  |  | 0 |  |  | 0 |  |  | 0 |  |  | 0 |  |  | 0 |  |  | 0 |  |  | 0 |  |  | 0 |  |  | 0 |  |  | 0 |  |  | 0 |  |  | 0 |  |  | 0 |  |  | 0 |  |  | 0 |  |  | 0 |  |  | 0 |  |  | 0 |  |  | 0 |  |  | 0 |  |  | 0 |  |  | 0 |  |  | 0 |  |  | 0 |  |  | 0 |  |  | 0 |  |  | 0 |  |  | 0 |  |  | 0 |  |  | 0 |  |  | 0 |  |  | 0 |  |  | 0 |  |  | 0 |  |  | 0 |  |  | 0 |  |  | 0 |  |  | 0 |  |  | 0 |  |  | 0 |  |  | 0 |  |  | 0 |  |  | 0 |  |  | 0 |  |  | 0 |  |  | 0 |  |  | 0 |  |  | 0 |  |  | 0 |  |  | 0 |  |  | 0 |  |  | 0 |  |  | 0 |  |  | 0 |  |  | 0 |  |  | 0 |  |  | 0 |  |  | 0 |  |  | 0 |  |  | 0 |  |  | 0 |  |  | 0 |  |  | 0 |  |  | 0 |  |  | 0 |  |  | 0 |  |  | 0 |  |  | 0 |  |  | 0 |  |  | 0 |  |  | 0 |  |  | 0 |  |  | 0 |  |  | 0 |  |  | 0 |  |  | 0 |  |  | 0 |  |  | 0 |  |  | 0 |  |  | 0 |  |  | 0 |  |  | 0 |  |  | 0 |  |  | 0 |  |  | 0 |  |  | 0 |  |  | 0 |  |  | 0 |  |  | 0 |  |  | 0 |  |  | 0 |  |  | 0 |  |  | 0 |  |  | 0
Traffic management alluded to but no specific costs stated in charging arrangements document | Road Closure |  |  | 0 |  |  | 0 |  |  | 0 |  |  | 0 |  |  | 0 |  |  | 0 |  |  | 0 |  |  | 0 |  |  | 0 |  |  | 0 |  |  | 0 |  |  | 0 |  |  | 0 |  |  | 0 |  |  | 0 |  |  | 0 |  |  | 0 |  |  | 0 |  |  | 0 |  |  | 0 |  |  | 0 |  |  | 0 |  |  | 0 |  |  | 0 |  |  | 0 |  |  | 0 |  |  | 0 |  |  | 0 |  |  | 0 |  |  | 0 |  |  | 0 |  |  | 0 |  |  | 0 |  |  | 0 |  |  | 0 |  |  | 0 |  |  | 0 |  |  | 0 |  |  | 0 |  |  | 0 |  |  | 0 |  |  | 0 |  |  | 0 |  |  | 0 |  |  | 0 |  |  | 0 |  |  | 0 |  |  | 0 |  |  | 0 |  |  | 0 |  |  | 0 |  |  | 0 |  |  | 0 |  |  | 0 |  |  | 0 |  |  | 0 |  |  | 0 |  |  | 0 |  |  | 0 |  |  | 0 |  |  | 0 |  |  | 0 |  |  | 0 |  |  | 0 |  |  | 0 |  |  | 0 |  |  | 0 |  |  | 0 |  |  | 0 |  |  | 0 |  |  | 0 |  |  | 0 |  |  | 0 |  |  | 0 |  |  | 0 |  |  | 0 |  |  | 0 |  |  | 0 |  |  | 0 |  |  | 0 |  |  | 0 |  |  | 0 |  |  | 0 |  |  | 0 |  |  | 0 |  |  | 0 |  |  | 0 |  |  | 0 |  |  | 0 |  |  | 0 |  |  | 0 |  |  | 0 |  |  | 0 |  |  | 0 |  |  | 0 |  |  | 0 |  |  | 0 |  |  | 0 |  |  | 0 |  |  | 0 |  |  | 0 |  |  | 0 |  |  | 0 |  |  | 0 |  |  | 0
|  |  | Total Construction Cost | 150350 |  | Total Construction Cost | 50540 |  | Total Construction Cost | 39678 |  | Total Construction Cost | 128781 |  | Total Construction Cost | 19653 |  | Total Construction Cost | 34374 |  | Total Construction Cost | 94630 |  | Total Construction Cost | 42530 |  | Total Construction Cost | 90462 |  | Total Construction Cost | 29920 |  | Total Construction Cost | 73868 |  | Total Construction Cost | 96948 |  | Total Construction Cost | 145987 |  | Total Construction Cost | 19549 |  | Total Construction Cost | 14852 |  | Total Construction Cost | 51827 |  | Total Construction Cost | 18649 |  | Total Construction Cost | 82309 |  | Total Construction Cost | 78602 |  | Total Construction Cost | 41057 |  | Total Construction Cost | 68596 |  | Total Construction Cost | 7339 |  | Construction Cost | 29726 |  | Construction Cost | 16810 |  | Construction Cost | 13378 |  | Construction Cost | 6052 |  | Construction Cost | 904 |  | Construction Cost | 20444 |  | Construction Cost | 54728 |  | Construction Cost | 6844 |  | Construction Cost | 13642 |  | Construction Cost | 10870 |  | Construction Cost | 5062 |  | Construction Cost | 38656 |  | Construction Cost | 13556 |  | Construction Cost | 5722 |  | Construction Cost | 217048 |  | Construction Cost | 41830 |  | Construction Cost | 17866 |  | Construction Cost | 14962 |  | Construction Cost | 19846 |  | Construction Cost | 7966 |  | Construction Cost | 53836 |  | Construction Cost | 12322 |  | Construction Cost | 44662 |  | Construction Cost | 12322 |  | Construction Cost | 4864 |  | Construction Cost | 12622 |  | Construction Cost | 8936 |  | Construction Cost | 15317 |  | Construction Cost | 20156 |  | Construction Cost | 21100 |  | Construction Cost | 9910 |  | Construction Cost | 18600 |  | Construction Cost | 21496 |  | Construction Cost | 8014 |  | Construction Cost | 12359 |  | Construction Cost | 2686 |  | Construction Cost | 10738 |  | Construction Cost | 10078 |  | Construction Cost | 7174 |  | Construction Cost | 8296 |  | Construction Cost | 12058 |  | Construction Cost | 6197 |  | Construction Cost | 15952 |  | Construction Cost | 16876 |  | Construction Cost | 23410 |  | Construction Cost | 2620 |  | Construction Cost | 23410 |  | Construction Cost | 15714 |  | Construction Cost | 11114 |  | Construction Cost | 18556 |  | Construction Cost | 17450 |  | Construction Cost | 4534 |  | Construction Cost | 8276 |  | Construction Cost | 5363 |  | Construction Cost | 12454 |  | Construction Cost | 2336 |  | Construction Cost | 13544 |  | Construction Cost | 22004 |  | Construction Cost | 9673 |  | Construction Cost | 8164 |  | Construction Cost | 12896 |  | Construction Cost | 10454 |  | Construction Cost | 12500 |  | Construction Cost | 9332 |  | Construction Cost | 27238 |  | Construction Cost | 22004 |  | Construction Cost | 20733 |  | Construction Cost | 2818 |  | Construction Cost | 7682 |  | Construction Cost | 4778 |  | Construction Cost | 12322 |  | Construction Cost | 2336 |  | Construction Cost | 11464 |  | Construction Cost | 30472 |  | Construction Cost | 5524 |  | Construction Cost | 25499 |  | Construction Cost | 43784 |  | Construction Cost | 9418 |  | Construction Cost | 10322 |  | Construction Cost | 16948 |  | Construction Cost | 18440 |  | Construction Cost | 2950 |  | Construction Cost | 14606 | 2836126
| Additional Costs | 2218 |  | 2218 | 1724 |  | 1724 | 1395 |  | 1395 | 2218 |  | 2218 | 1395 |  | 1395 | 1395 |  | 1395 | 1724 |  | 1724 | 1395 |  | 1395 | 1724 |  | 1724 | 1395 |  | 1395 | 1724 |  | 1724 | 1724 |  | 1724 | 2218 |  | 2218 | 1395 |  | 1395 | 1395 |  | 1395 | 1724 |  | 1724 | 1395 |  | 1395 | 2218 |  | 2218 | 2218 |  | 2218 | 1395 |  | 1395 | 1724 |  | 1724 | 1395 |  | 1395 | 1395 |  | 1395 | 1395 |  | 1395 | 1395 |  | 1395 | 1395 |  | 1395 | 1395 |  | 1395 | 1724 |  | 1724 | 1395 |  | 1395 | 1395 |  | 1395 | 1395 |  | 1395 | 1395 |  | 1395 | 1395 |  | 1395 | 1395 |  | 1395 | 1395 |  | 1395 | 1395 |  | 1395 | 2218 |  | 2218 | 1724 |  | 1724 | 1395 |  | 1395 | 1395 |  | 1395 | 1395 |  | 1395 | 1395 |  | 1395 | 1395 |  | 1395 | 1395 |  | 1395 | 1395 |  | 1395 | 1395 |  | 1395 | 1395 |  | 1395 | 1395 |  | 1395 | 1395 |  | 1395 | 1395 |  | 1395 | 1395 |  | 1395 | 1395 |  | 1395 | 1395 |  | 1395 | 1395 |  | 1395 | 1395 |  | 1395 | 1395 |  | 1395 | 1395 |  | 1395 | 1395 |  | 1395 | 1395 |  | 1395 | 1395 |  | 1395 | 1395 |  | 1395 | 1395 |  | 1395 | 1395 |  | 1395 | 1395 |  | 1395 | 1395 |  | 1395 | 1395 |  | 1395 | 1395 |  | 1395 | 1395 |  | 1395 | 1395 |  | 1395 | 1395 |  | 1395 | 1395 |  | 1395 | 1395 |  | 1395 | 1395 |  | 1395 | 1395 |  | 1395 | 1395 |  | 1395 | 1395 |  | 1395 | 1395 |  | 1395 | 1395 |  | 1395 | 1395 |  | 1395 | 1395 |  | 1395 | 1395 |  | 1395 | 1395 |  | 1395 | 1395 |  | 1395 | 1395 |  | 1395 | 1395 |  | 1395 | 1395 |  | 1395 | 1395 |  | 1395 | 1395 |  | 1395 | 1395 |  | 1395 | 1395 |  | 1395 | 1395 |  | 1395 | 1395 |  | 1395 | 1395 |  | 1395 | 1395 |  | 1395 | 1395 |  | 1395 | 1395 |  | 1395 | 1395 |  | 1395 | 1395 |  | 1395 | 1395 |  | 1395 | 1395 |  | 1395 | 1395 |  | 1395 | 1395 |  | 1395 | 1395 |  | 1395 | 1395 |  | 1395 | 1395 |  | 1395 | 308748
2.4.2 | Application Fee | 133
2.4.2 | Design
2.4.2 | 1-100 | 1262
2.4.2 | 101-200 | 1591
2.4.2 | 200+ | 2085
Exclusions/Inclusions
https://www.yorkshirewater.com/media/1496/yorkshire-water-new-connection-services-charging-arrangements-2019-2020-april-2019.pdf
2.4.2 | [5 empty] | Yorkshire
Page 23
Page 24
Page 24
page 27 | [15 empty] | Connections and pipes
Page 25

## UU
New data
| Job No | Job103 |  |  | Job93 |  |  | Job83 |  |  | Job101 |  |  | Job50 |  |  | Job79 |  |  | Job100 |  |  | Job89 |  |  | Job99 |  |  | Job74 |  |  | Job98 |  |  | Job102 |  |  | Job104 |  |  | Job51 |  |  | Job29 |  |  | Job7 |  |  | Job95 |  |  | Job55 |  |  | Job11 |  |  | Job88 |  |  | Job97 |  |  | Job13 |  |  | Job80 |  |  | Job45 |  |  | Job40 |  |  | Job12 |  |  | Job22 |  |  | Job84 |  |  | Job94 |  |  | Job38 |  |  | Job44 |  |  | Job25 |  |  | Job27 |  |  | Job86 |  |  | Job57 |  |  | Job24 |  |  | Job105 |  |  | Job91 |  |  | Job56 |  |  | Job54 |  |  | Job73 |  |  | Job15 |  |  | Job96 |  |  | Job47 |  |  | Job92 |  |  | Job42 |  |  | Job20 |  |  | Job60 |  |  | Job49 |  |  | Job78 |  |  | Job77 |  |  | Job67 |  |  | Job59 |  |  | Job41 |  |  | Job68 |  |  | Job66 |  |  | Job6 |  |  | Job8 |  |  | Job62 |  |  | Job64 |  |  | Job34 |  |  | Job21 |  |  | Job69 |  |  | Job26 |  |  | Job58 |  |  | Job63 |  |  | Job72 |  |  | Job14 |  |  | Job75 |  |  | Job52 |  |  | Job35 |  |  | Job71 |  |  | Job61 |  |  | Job37 |  |  | Job28 |  |  | Job17 |  |  | Job33 |  |  | Job4 |  |  | Job30 |  |  | Job70 |  |  | Job2 |  |  | Job9 |  |  | Job43 |  |  | Job39 |  |  | Job46 |  |  | Job23 |  |  | Job81 |  |  | Job76 |  |  | Job85 |  |  | Job16 |  |  | Job18 |  |  | Job48 |  |  | Job32 |  |  | Job10 |  |  | Job90 |  |  | Job82 |  |  | Job19 |  |  | Job1 |  |  | Job87 |  |  | Job31 |  |  | Job36 |  |  | Job65 |  |  | Job53 |  |  | Job5 |  |  | Job3
| Area | East |  |  | East |  |  | East |  |  | East |  |  | East |  |  | East |  |  | East |  |  | North |  |  | North |  |  | North |  |  | North |  |  | North |  |  | North |  |  | North |  |  | West |  |  | West |  |  | West |  |  | West |  |  | West |  |  | West |  |  | West |  |  | North |  |  | North |  |  | North |  |  | North |  |  | North |  |  | North |  |  | North |  |  | North |  |  | North |  |  | North |  |  | North |  |  | North |  |  | North |  |  | North |  |  | North |  |  | North |  |  | North |  |  | North |  |  | North |  |  | North |  |  | North |  |  | North |  |  | North |  |  | North |  |  | North |  |  | North |  |  | North |  |  | North |  |  | North |  |  | North |  |  | North |  |  | North |  |  | North |  |  | North |  |  | North |  |  | North |  |  | North |  |  | North |  |  | North |  |  | North |  |  | North |  |  | North |  |  | North |  |  | North |  |  | North |  |  | North |  |  | North |  |  | North |  |  | North |  |  | West |  |  | West |  |  | West |  |  | West |  |  | West |  |  | West |  |  | West |  |  | West |  |  | West |  |  | West |  |  | West |  |  | West |  |  | West |  |  | West |  |  | West |  |  | West |  |  | West |  |  | West |  |  | West |  |  | West |  |  | West |  |  | West |  |  | West |  |  | West |  |  | West |  |  | West |  |  | West |  |  | West |  |  | West |  |  | West |  |  | West |  |  | West |  |  | West |  |  | West |  |  | West
| No of Plots | 228 |  |  | 108 |  |  | 95 |  |  | 250 |  |  | 15 |  |  | 58 |  |  | 165 |  |  | 77 |  |  | 167 |  |  | 21 |  |  | 101 |  |  | 175 |  |  | 258 |  |  | 54 |  |  | 19 |  |  | 115 |  |  | 34 |  |  | 266 |  |  | 206 |  |  | 74 |  |  | 138 |  |  | 15 |  |  | 57 |  |  | 5 |  |  | 13 |  |  | 7 |  |  | 25 |  |  | 148 |  |  | 27 |  |  | 27 |  |  | 15 |  |  | 4 |  |  | 4 |  |  | 7 |  |  | 19 |  |  | 7 |  |  | 250 |  |  | 100 |  |  | 35 |  |  | 35 |  |  | 36 |  |  | 4 |  |  | 95 |  |  | 22 |  |  | 20 |  |  | 22 |  |  | 5 |  |  | 14 |  |  | 22 |  |  | 31 |  |  | 21 |  |  | 28 |  |  | 9 |  |  | 10 |  |  | 7 |  |  | 12 |  |  | 10 |  |  | 32 |  |  | 8 |  |  | 10 |  |  | 16 |  |  | 10 |  |  | 16 |  |  | 5 |  |  | 25 |  |  | 23 |  |  | 32 |  |  | 12 |  |  | 32 |  |  | 34 |  |  | 18 |  |  | 50 |  |  | 14 |  |  | 36 |  |  | 11 |  |  | 23 |  |  | 26 |  |  | 11 |  |  | 40 |  |  | 24 |  |  | 25 |  |  | 24 |  |  | 32 |  |  | 36 |  |  | 34 |  |  | 18 |  |  | 59 |  |  | 24 |  |  | 25 |  |  | 24 |  |  | 11 |  |  | 23 |  |  | 24 |  |  | 11 |  |  | 40 |  |  | 88 |  |  | 8 |  |  | 23 |  |  | 9 |  |  | 19 |  |  | 4 |  |  | 4 |  |  | 17 |  |  | 8 |  |  | 29
| Total Meterage | 2111 |  |  | 684 |  |  | 525 |  |  | 1910 |  |  | 217 |  |  | 443 |  |  | 1224 |  |  | 539 |  |  | 1168 |  |  | 278 |  |  | 978 |  |  | 1132 |  |  | 2113 |  |  | 156 |  |  | 114 |  |  | 626 |  |  | 162 |  |  | 846 |  |  | 888 |  |  | 514 |  |  | 800 |  |  | 97.5 |  |  | 423 |  |  | 241 |  |  | 192 |  |  | 78 |  |  | 365 |  |  | 194 |  |  | 712 |  |  | 63 |  |  | 193 |  |  | 151 |  |  | 63 |  |  | 572 |  |  | 228 |  |  | 73 |  |  | 2956 |  |  | 579 |  |  | 257 |  |  | 213 |  |  | 287 |  |  | 107 |  |  | 802 |  |  | 173 |  |  | 663 |  |  | 173 |  |  | 60 |  |  | 114 |  |  | 134 |  |  | 171 |  |  | 278 |  |  | 306 |  |  | 114 |  |  | 224 |  |  | 312 |  |  | 90 |  |  | 145 |  |  | 27 |  |  | 149 |  |  | 139 |  |  | 95 |  |  | 112 |  |  | 169 |  |  | 67 |  |  | 228 |  |  | 242 |  |  | 341 |  |  | 26 |  |  | 341 |  |  | 197 |  |  | 141 |  |  | 212 |  |  | 237 |  |  | 555 |  |  | 98 |  |  | 45 |  |  | 175 |  |  | 8 |  |  | 160 |  |  | 306 |  |  | 111 |  |  | 110 |  |  | 168 |  |  | 131 |  |  | 162 |  |  | 114 |  |  | 399 |  |  | 306 |  |  | 251 | [5 empty] | 89 |  |  | 45 |  |  | 173 |  |  | 8 |  |  | 160 |  |  | 448 |  |  | 70 |  |  | 277 |  |  | 636 |  |  | 129 |  |  | 129 |  |  | 202 |  |  | 252 |  |  | 31 |  |  | 162
| Contaminated | N |  |  | N |  |  | N |  |  | N |  |  | N |  |  | N |  |  | N |  |  | N | [8 empty] | N |  |  | Y |  |  | N |  |  | mixed |  |  | N |  |  | Y |  |  | Y |  |  | Y |  |  | Y |  |  | N |  |  | Y |  |  | N |  |  | N |  |  | N |  |  | N |  |  | N |  |  | N |  |  | N |  |  | N |  |  | N |  |  | N |  |  | N |  |  | N |  |  | N |  |  | N |  |  | N |  |  | N |  |  | N |  |  | N |  |  | N |  |  | N |  |  | N |  |  | N |  |  | N |  |  | N |  |  | N |  |  | N |  |  | Y |  |  | N |  |  | Y |  |  | N |  |  | N |  |  | Y |  |  | Y |  |  | N |  |  | Y |  |  | Y |  |  | N |  |  | N |  |  | N |  |  | N |  |  | N |  |  | N |  |  | Y |  |  | N |  |  | N |  |  | N |  |  | N |  |  | N |  |  | N |  |  | N |  |  | Y |  |  | N |  |  | N |  |  | N |  |  | Y |  |  | N |  |  | N |  |  | Y |  |  | N |  |  | Y |  |  | N |  |  | N |  |  | N |  |  | N |  |  | N |  |  | N |  |  | N |  |  | Y |  |  | N |  |  | N |  |  | N |  |  | N |  |  | N |  |  | N |  |  | N |  |  | N |  |  | Y |  |  | N |  |  | N |  |  | N |  |  | N |  |  | N |  |  | N |  |  | Y
| Connection Diameter | 180mm |  |  | 125mm |  |  | 100mm |  |  | 180mm |  |  | 150mm |  |  | 150mm |  |  | 180mm |  |  | 150mm |  |  | 180mm |  |  | 125mm |  |  | 150mm |  |  | 150mm |  |  | 125mm |  |  | (UP 200mm) (b2b 150mm) |  |  | 180mm |  |  | 150mm |  |  | 125mm |  |  | 180mm |  |  | 200mm |  |  | 125mm |  |  | 150mm |  |  | 180mm |  |  | 180mm |  |  | 180mm |  |  | 180mm |  |  | 180mm |  |  | 180mm |  |  | 180mm |  |  | 180mm |  |  | 180mm |  |  | 180mm |  |  | 180mm |  |  | 180mm |  |  | 180mm |  |  | 180mm |  |  | 180mm |  |  | 180mm |  |  | 180mm |  |  | 180mm |  |  | 180mm |  |  | 180mm |  |  | 180mm |  |  | 180mm |  |  | 180mm |  |  | 180mm |  |  | 180mm |  |  | 180mm |  |  | 180mm |  |  | 180mm |  |  | 180mm |  |  | 180mm |  |  | 180mm |  |  | 180mm |  |  | 180mm |  |  | 180mm |  |  | 180mm |  |  | 180mm |  |  | 180mm |  |  | 180mm |  |  | 180mm |  |  | 180mm |  |  | 180mm |  |  | 180mm |  |  | 180mm |  |  | 180mm |  |  | 180mm |  |  | 180mm |  |  | 180mm |  |  | 180mm |  |  | 180mm |  |  | 180mm |  |  | 180mm |  |  | 180mm |  |  | 180mm |  |  | 180mm |  |  | 180mm |  |  | 180mm |  |  | 180mm |  |  | 180mm |  |  | 180mm |  |  | 180mm |  |  | 180mm |  |  | 180mm |  |  | 180mm |  |  | 180mm |  |  | 180mm |  |  | 180mm |  |  | 180mm |  |  | 180mm |  |  | 180mm |  |  | 180mm |  |  | 180mm |  |  | 180mm |  |  | 180mm |  |  | 180mm |  |  | 180mm |  |  | 180mm |  |  | 180mm |  |  | 180mm |  |  | 180mm |  |  | 180mm |  |  | 180mm |  |  | 180mm |  |  | 180mm |  |  | 180mm
| Connection surface type | On-site |  |  | Surfaced |  |  | On-site |  |  | Surfaced |  |  | Surfaced |  |  | Surfaced |  |  | Surfaced |  |  | Surfaced |  |  | On-site |  |  | Surfaced |  |  | On-site |  |  | On-site |  |  | On-site |  |  | On-site |  |  | Surfaced |  |  | Surfaced |  |  | Surfaced |  |  | Surfaced |  |  | On-site |  |  | Surfaced |  |  | Surfaced |  |  | On-site |  |  | On-site |  |  | On-site |  |  | On-site |  |  | On-site |  |  | On-site |  |  | On-site |  |  | On-site |  |  | On-site |  |  | On-site |  |  | On-site |  |  | On-site |  |  | On-site |  |  | On-site |  |  | On-site |  |  | On-site |  |  | On-site |  |  | On-site |  |  | On-site |  |  | On-site |  |  | On-site |  |  | On-site |  |  | On-site |  |  | On-site |  |  | On-site |  |  | On-site |  |  | On-site |  |  | On-site |  |  | On-site |  |  | On-site |  |  | On-site |  |  | On-site |  |  | On-site |  |  | On-site |  |  | On-site |  |  | On-site |  |  | On-site |  |  | On-site |  |  | On-site |  |  | On-site |  |  | On-site |  |  | On-site |  |  | On-site |  |  | On-site |  |  | On-site |  |  | On-site |  |  | On-site |  |  | On-site |  |  | On-site |  |  | On-site |  |  | On-site |  |  | On-site |  |  | On-site |  |  | On-site |  |  | On-site |  |  | On-site |  |  | On-site |  |  | On-site |  |  | On-site |  |  | On-site |  |  | On-site |  |  | On-site |  |  | On-site |  |  | On-site |  |  | On-site |  |  | On-site |  |  | On-site |  |  | On-site |  |  | On-site |  |  | On-site |  |  | On-site |  |  | On-site |  |  | On-site |  |  | On-site |  |  | On-site |  |  | On-site |  |  | On-site |  |  | On-site |  |  | On-site |  |  | On-site |  |  | On-site |  |  | On-site |  |  | On-site |  |  | On-site
Assumptions | Scheme Specific: | Quantity | Unit Cost | Total | Quantity | Unit Cost | Total | Quantity | Unit Cost | Total | Quantity | Unit Cost | Total | Quantity | Unit Cost | Total | Quantity | Unit Cost | Total | Quantity | Unit Cost | Total | Quantity | Unit Cost | Total | Quantity | Unit Cost | Total | Quantity | Unit Cost | Total | Quantity | Unit Cost | Total | Quantity | Unit Cost | Total | Quantity | Unit Cost | Total | Quantity | Unit Cost | Total | Quantity | Unit Cost | Total | Quantity | Unit Cost | Total | Quantity | Unit Cost | Total | Quantity | Unit Cost | Total | Quantity | Unit Cost | Total | Quantity | Unit Cost | Total | Quantity | Unit Cost | Total | Quantity | Unit Cost | Total | Quantity | Unit Cost | Total | Quantity | Unit Cost | Total | Quantity | Unit Cost | Total | Quantity | Unit Cost | Total | Quantity | Unit Cost | Total | Quantity | Unit Cost | Total | Quantity | Unit Cost | Total | Quantity | Unit Cost | Total | Quantity | Unit Cost | Total | Quantity | Unit Cost | Total | Quantity | Unit Cost | Total | Quantity | Unit Cost | Total | Quantity | Unit Cost | Total | Quantity | Unit Cost | Total | Quantity | Unit Cost | Total | Quantity | Unit Cost | Total | Quantity | Unit Cost | Total | Quantity | Unit Cost | Total | Quantity | Unit Cost | Total | Quantity | Unit Cost | Total | Quantity | Unit Cost | Total | Quantity | Unit Cost | Total | Quantity | Unit Cost | Total | Quantity | Unit Cost | Total | Quantity | Unit Cost | Total | Quantity | Unit Cost | Total | Quantity | Unit Cost | Total | Quantity | Unit Cost | Total | Quantity | Unit Cost | Total | Quantity | Unit Cost | Total | Quantity | Unit Cost | Total | Quantity | Unit Cost | Total | Quantity | Unit Cost | Total | Quantity | Unit Cost | Total | Quantity | Unit Cost | Total | Quantity | Unit Cost | Total | Quantity | Unit Cost | Total | Quantity | Unit Cost | Total | Quantity | Unit Cost | Total | Quantity | Unit Cost | Total | Quantity | Unit Cost | Total | Quantity | Unit Cost | Total | Quantity | Unit Cost | Total | Quantity | Unit Cost | Total | Quantity | Unit Cost | Total | Quantity | Unit Cost | Total | Quantity | Unit Cost | Total | Quantity | Unit Cost | Total | Quantity | Unit Cost | Total | Quantity | Unit Cost | Total | Quantity | Unit Cost | Total | Quantity | Unit Cost | Total | Quantity | Unit Cost | Total | Quantity | Unit Cost | Total | Quantity | Unit Cost | Total | Quantity | Unit Cost | Total | Quantity | Unit Cost | Total | Quantity | Unit Cost | Total | Quantity | Unit Cost | Total | Quantity | Unit Cost | Total | Quantity | Unit Cost | Total | Quantity | Unit Cost | Total | Quantity | Unit Cost | Total | Quantity | Unit Cost | Total | Quantity | Unit Cost | Total | Quantity | Unit Cost | Total | Quantity | Unit Cost | Total | Quantity | Unit Cost | Total | Quantity | Unit Cost | Total | Quantity | Unit Cost | Total | Quantity | Unit Cost | Total | Quantity | Unit Cost | Total | Quantity | Unit Cost | Total | Quantity | Unit Cost | Total | Quantity | Unit Cost | Total | Quantity | Unit Cost | Total | Quantity | Unit Cost | Total | Quantity | Unit Cost | Total | Quantity | Unit Cost | Total | Quantity | Unit Cost | Total | Quantity | Unit Cost | Total | Quantity | Unit Cost | Total | Quantity | Unit Cost | Total
Branch connection used for UP connection | Underpressure Connection |  |  | 0 |  |  | 0 | 1 | 4371 | 4371 | 1 | 7130 | 7130 |  |  | 0 |  |  | 0 | 1 | 7130 | 7130 |  |  | 0 |  |  | 0 | 2 | 5225 | 10450 |  | 4371 | 0 |  |  | 0 | 1 | 4371 | 4371 | 1 | 4371 | 4371 | 1 | 7130 | 7130 |  |  | 0 |  |  | 0 | 1 |  | 0 |  |  | 0 | 1 | 5225 | 5225 | 1 | 5225 | 5225 |  |  | 0 |  |  | 0 |  |  | 0 |  |  | 0 |  |  | 0 |  |  | 0 |  |  | 0 |  |  | 0 |  |  | 0 |  |  | 0 |  |  | 0 |  |  | 0 |  |  | 0 |  |  | 0 |  |  | 0 |  |  | 0 |  |  | 0 |  |  | 0 |  |  | 0 |  |  | 0 |  |  | 0 |  |  | 0 |  |  | 0 |  |  | 0 |  |  | 0 |  |  | 0 |  |  | 0 |  |  | 0 |  |  | 0 |  |  | 0 |  |  | 0 |  |  | 0 |  |  | 0 |  |  | 0 |  |  | 0 |  |  | 0 |  |  | 0 |  |  | 0 |  |  | 0 |  |  | 0 |  |  | 0 |  |  | 0 |  |  | 0 |  |  | 0 |  |  | 0 |  |  | 0 |  |  | 0 |  |  | 0 |  |  | 0 |  |  | 0 |  |  | 0 |  |  | 0 |  |  | 0 |  |  | 0 | 1 |  | 0 |  |  | 0 | 1 |  | 0 |  |  | 0 | 1 |  | 0 |  |  | 0 |  |  | 0 | 1 |  | 0 |  |  | 0 |  |  | 0 |  |  | 0 |  |  | 0 | 1 |  | 0 |  |  | 0 |  |  | 0 |  |  | 0 | 1 |  | 0 |  |  | 0 | 1 |  | 0 |  |  | 0 | 1 |  | 0 |  |  | 0 | 2 |  | 0 | 1 |  | 0 |  |  | 0 | 1 |  | 0 | 2 |  | 0 |  |  | 0 |  |  | 0 |  |  | 0
| Cut in/branch Connection |  |  | 0 | 1 | 5225 | 5225 |  |  | 0 |  |  | 0 | 1 | 5225 | 5225 | 1 | 5225 | 5225 |  |  | 0 | 2 | 5225 | 10450 |  |  | 0 |  |  | 0 |  |  | 0 | 2 | 4371 | 8742 | 1 | 4371 | 4371 |  |  | 0 |  |  | 0 |  |  | 0 | 1 | 5225 | 5225 |  |  | 0 |  |  | 0 |  |  | 0 |  |  | 0 |  |  | 0 |  |  | 0 |  |  | 0 |  |  | 0 |  |  | 0 |  |  | 0 |  |  | 0 |  |  | 0 |  |  | 0 |  |  | 0 |  |  | 0 |  |  | 0 |  |  | 0 |  |  | 0 |  |  | 0 |  |  | 0 |  |  | 0 |  |  | 0 |  |  | 0 |  |  | 0 |  |  | 0 |  |  | 0 |  |  | 0 |  |  | 0 |  |  | 0 |  |  | 0 |  |  | 0 |  |  | 0 |  |  | 0 |  |  | 0 |  |  | 0 |  |  | 0 |  |  | 0 |  |  | 0 |  |  | 0 |  |  | 0 |  |  | 0 |  |  | 0 |  |  | 0 |  |  | 0 |  |  | 0 |  |  | 0 |  |  | 0 |  |  | 0 |  |  | 0 |  |  | 0 |  |  | 0 |  |  | 0 |  |  | 0 |  |  | 0 |  |  | 0 | 1 |  | 0 |  |  | 0 |  |  | 0 |  |  | 0 |  |  | 0 |  |  | 0 |  |  | 0 |  |  | 0 |  |  | 0 |  |  | 0 |  |  | 0 | 1 |  | 0 | 1 |  | 0 | 1 |  | 0 |  |  | 0 |  |  | 0 |  |  | 0 |  |  | 0 | 1 |  | 0 |  |  | 0 |  |  | 0 |  |  | 0 |  |  | 0 |  |  | 0 |  |  | 0 |  | 1942 | 0 |  |  | 0 |  |  | 0 |  |  | 0 |  |  | 0 | 1 |  | 0 |  |  | 0 | 1 | 1942 | 1942
Piece-up' in UU charging document | In Line / back to back connection | 2 | 1588 | 3176 | 1 | 1110 | 1110 |  |  | 0 |  |  | 0 | 1 | 1110 | 1110 | 1 | 1110 | 1110 | 1 | 1942 | 1942 |  |  | 0 | 2 | 1942 | 3884 | 2 | 1110 | 2220 | 1 | 862 | 862 | 6 | 862 | 5172 | 4 | 862 | 3448 | 1 | 862 | 862 | 1 | 1942 | 1942 | 1 | 1110 | 1110 | 1 | 1110 | 1110 | 1 | 1942 | 1942 | 2 | 1588 | 3176 | 1 | 1110 | 1110 | 1 | 1110 | 1110 | 1 | 1942 | 1942 | 2 | 1942 | 3884 | 1 | 1942 | 1942 | 1 | 1942 | 1942 | 1 | 1942 | 1942 | 1 | 1942 | 1942 | 7 | 1942 | 13594 | 1 | 1942 | 1942 | 1 | 1942 | 1942 | 1 | 1942 | 1942 | 1 | 1942 | 1942 | 1 | 1942 | 1942 | 1 | 1942 | 1942 | 2 | 1942 | 3884 | 1 | 1942 | 1942 | 2 | 1942 | 3884 | 4 | 1942 | 7768 | 1 | 1942 | 1942 | 1 | 1942 | 1942 | 1 | 1942 | 1942 | 1 | 1942 | 1942 | 1 | 1942 | 1942 | 1 | 1942 | 1942 | 1 | 1942 | 1942 | 1 | 1942 | 1942 | 1 | 1942 | 1942 | 1 | 1942 | 5826 | 2 | 1942 | 3884 | 2 | 1942 | 3884 | 2 | 1942 | 3884 | 1 | 1942 | 1942 | 1 | 1942 | 1942 | 1 | 1942 | 1942 | 1 | 1942 | 1942 | 1 | 1942 | 1942 | 1 | 1942 | 1942 | 1 | 1942 | 1942 | 1 | 1942 | 1942 | 1 | 1942 | 1942 | 1 | 1942 | 1942 | 1 | 1942 | 1942 | 1 | 1942 | 1942 | 1 | 1942 | 1942 | 1 | 1942 | 1942 | 1 | 1942 | 1942 | 1 | 1942 | 1942 | 1 | 1942 | 1942 | 1 | 1942 | 1942 | 3 | 1942 | 5826 | 2 | 1942 | 3884 | 2 | 1942 | 3884 | 1 | 1942 | 1942 | 1 | 1942 | 1942 | 2 | 1942 | 3884 | 1 | 1942 | 1942 | 1 | 1942 | 1942 | 1 | 1942 | 1942 | 1 | 1942 | 1942 | 1 | 1942 | 1942 | 1 | 1942 | 1942 | 1 | 1942 | 1942 | 1 | 1942 | 1942 | 1 | 1942 | 1942 | 1 | 1942 | 1942 | 1 | 1942 | 1942 | 1 | 1942 | 1942 | 1 | 1942 | 1942 | 1 | 1942 | 1942 | 1 | 1942 | 1942 | 1 | 1942 | 1942 | 1 | 1942 | 1942 | 1 | 1942 | 1942 | 1 | 1942 | 1942 | 1 | 1942 | 1942 |  | 1942 | 0 | 1 | 1942 | 1942 | 2 |  | 0 | 1 | 1942 | 1942 | 1 | 1942 | 1942 | 1 | 1942 | 1942 | 2 | 1942 | 3884 | 1 | 1942 | 1942 | 1 | 1942 | 1942 | 1 |  | 0
Fittings charges all included in cost of mains | Chambered fittings e.g. SV/FH/WO | 18 |  | 0 | 13 |  | 0 | 2 |  | 0 | 14 |  | 0 | 2 |  | 0 | 2 |  | 0 | 18 |  | 0 | 6 |  | 0 | 13 |  | 0 | 2 |  | 0 | 16 |  | 0 | 23 |  | 0 | 34 |  | 0 | 6 |  | 0 | 1 |  | 0 | 8 |  | 0 | 4 |  | 0 | 17 |  | 0 | 12 |  | 0 | 10 |  | 0 | 10 |  | 0 | 2 |  | 0 | 6 |  | 0 | 2 |  | 0 | 3 |  | 0 | 2 |  | 0 | 10 |  | 0 | 16 |  | 0 | 13 |  | 0 | 9 |  | 0 | 4 |  | 0 | 2 |  | 0 | 3 |  | 0 | 3 |  | 0 | 7 |  | 0 | 6 |  | 0 | 33 |  | 0 | 14 |  | 0 | 4 |  | 0 | 6 |  | 0 | 11 |  | 0 | 2 |  | 0 | 12 |  | 0 | 7 |  | 0 | 13 |  | 0 | 5 |  | 0 | 6 |  | 0 | 3 |  | 0 | 10 |  | 0 | 22 |  | 0 | 12 |  | 0 | 6 |  | 0 | 3 |  | 0 | 5 |  | 0 | 6 |  | 0 | 10 |  | 0 | 3 |  | 0 | 4 |  | 0 | 13 |  | 0 | 15 |  | 0 | 7 |  | 0 | 3 |  | 0 | 16 |  | 0 | 7 |  | 0 | 6 |  | 0 | 8 |  | 0 | 8 |  | 0 | 7 |  | 0 | 9 |  | 0 | 5 |  | 0 | 3 |  | 0 | 8 |  | 0 | 7 |  | 0 | 10 |  | 0 | 4 |  | 0 | 6 |  | 0 | 2 |  | 0 | 4 |  | 0 | 3 |  | 0 | 10 |  | 0 | 4 |  | 0 | 2 |  | 0 | 4 |  | 0 | 7 |  | 0 | 7 |  | 0 | 3 |  | 0 | 9 |  | 0 | 7 |  | 0 | 6 |  | 0 | 4 |  | 0 | 4 |  | 0 | 5 |  | 0 | 2 |  | 0 |  |  | 0 | 2 |  | 0 | 7 |  | 0 | 5 |  | 0 | 7 | 143 | 1001 | 3 |  | 0 | 4 |  | 0 | 4 |  | 0 | 8 |  | 0 | 4 |  | 0 |  |  | 0 |  | 143 | 0
| 63mm Open Cut Development Site | 287 | 122 | 35014 | 279 | 122 | 34038 |  | 122 | 0 | 141 | 122 | 17202 |  | 122 | 0 |  | 122 | 0 | 251 | 122 | 30622 |  | 122 | 0 | 200 | 122 | 24400 |  | 122 | 0 | 264 | 122 | 32208 | 85 | 143 | 12155 | 356 | 122 | 43432 | 63 | 143 | 9009 |  | 122 | 0 |  | 143 | 0 |  | 143 | 0 |  | 143 | 0 |  | 143 | 0 | 40 | 122 | 4880 |  | 143 | 0 |  | 122 | 0 |  | 122 | 0 |  | 122 | 0 | 60 | 122 | 7320 | 78 | 122 | 9516 |  | 122 | 0 |  | 122 | 0 |  | 122 | 0 | 90 | 122 | 10980 |  | 122 | 0 | 151 | 122 | 18422 | 59 | 122 | 7198 |  | 122 | 0 | 40 | 122 | 4880 | 73 | 122 | 8906 | 302 | 122 | 36844 | 188 | 122 | 22936 |  | 122 | 0 | 50 | 122 | 6100 | 93 | 122 | 11346 | 107 | 122 | 13054 | 99 | 122 | 12078 | 53 | 122 | 6466 | 36 | 122 | 4392 |  | 122 | 0 |  | 122 | 0 |  | 143 | 16302 | 44 | 122 | 5368 | 171 | 143 | 24453 | 76 | 122 | 9272 | 69 | 122 | 8418 | 114 | 143 | 16302 |  | 143 | 0 | 73 | 122 | 8906 |  | 143 | 0 |  | 143 | 0 |  | 122 | 0 |  | 122 | 0 |  | 122 | 0 |  | 122 | 0 |  | 122 | 0 |  | 122 | 0 | 67 | 143 | 9581 | 36 | 122 | 4392 | 52 | 122 | 6344 | 145 | 122 | 17690 |  | 122 | 0 | 145 | 122 | 17690 | 142 | 122 | 17324 |  | 122 | 0 |  | 143 | 0 |  | 122 | 0 |  | 122 | 0 |  | 122 | 0 |  | 143 | 0 |  | 122 | 0 |  | 122 | 0 |  | 143 | 0 |  | 122 | 0 |  | 143 | 0 |  | 122 | 0 |  | 122 | 0 |  | 122 | 0 |  | 122 | 0 |  | 122 | 0 |  | 122 | 0 |  | 122 | 0 |  | 143 | 0 |  | 122 | 0 |  | 122 | 0 |  | 122 | 0 |  | 122 | 0 |  | 122 | 0 |  | 122 | 0 |  | 122 | 0 | 70 | 122 | 8540 |  | 143 | 0 |  | 122 | 0 |  | 122 | 0 |  | 122 | 0 | 36 | 122 | 4392 |  | 122 | 0 |  | 122 | 0 |  | 143 | 0
| 90mm Open Cut Development Site | 1248 | 122 | 152256 | 315 | 122 | 38430 | 525 | 122 | 64050 | 575 | 122 | 70150 | 205 | 122 | 25010 | 437 | 122 | 53314 | 399 | 122 | 48678 | 500 | 122 | 61000 | 254 | 122 | 30988 | 246 | 122 | 30012 | 188 | 122 | 22936 | 353 | 143 | 50479 | 912 | 122 | 111264 |  | 143 | 0 | 106 | 122 | 12932 | 309 | 143 | 44187 | 144 | 143 | 20592 | 427 | 143 | 61061 | 469 | 143 | 67067 | 469 | 122 | 57218 | 379 | 143 | 54197 | 97.5 | 122 | 11895 | 261 | 122 | 31842 | 241 | 122 | 29402 | 129 | 122 | 15738 |  | 122 | 0 |  | 122 | 0 | 112 | 122 | 13664 | 285 | 122 | 34770 |  | 122 | 0 | 70 | 122 | 8540 |  | 122 | 0 | 4 | 122 | 488 |  | 122 | 0 | 138 | 122 | 16836 |  | 122 | 0 | 1221 | 122 | 148962 | 391 | 122 | 47702 | 257 | 122 | 31354 | 163 | 122 | 19886 | 194 | 122 | 23668 |  | 122 | 0 | 591 | 122 | 72102 | 120 | 122 | 14640 | 156 | 122 | 19032 | 173 | 122 | 21106 | 60 | 122 | 7320 | 114 | 143 | 0 | 64 | 122 | 7808 |  | 143 | 0 | 202 | 122 | 24644 | 237 | 122 | 28914 |  | 143 | 0 | 224 | 143 | 32032 | 239 | 122 | 29158 | 90 | 143 | 12870 | 145 | 143 | 20735 | 27 | 122 | 3294 | 149 | 122 | 18178 | 139 | 122 | 16958 | 95 | 122 | 11590 | 112 | 122 | 13664 | 169 | 122 | 20618 |  | 143 | 0 | 192 | 122 | 23424 | 190 | 122 | 23180 | 196 | 122 | 23912 | 26 | 122 | 3172 | 196 | 122 | 23912 | 55 | 122 | 6710 | 141 | 122 | 17202 | 212 | 143 | 30316 | 237 | 122 | 28914 | 55 | 122 | 6710 | 98 | 122 | 11956 | 45 | 143 | 6435 | 175 | 122 | 21350 | 8 | 122 | 976 | 160 | 143 | 22880 |  | 122 | 0 | 111 | 143 | 15873 | 110 | 122 | 13420 | 168 | 122 | 20496 | 131 | 122 | 15982 | 162 | 122 | 19764 | 114 | 122 | 13908 | 399 | 122 | 48678 |  | 122 | 0 | 251 | 143 | 35893 | 29 | 122 | 3538 | 89 | 122 | 10858 | 45 | 122 | 5490 | 173 | 122 | 21106 | 8 | 122 | 976 | 160 | 122 | 19520 |  | 122 | 0 |  | 122 | 0 | 277 | 176 | 48752 | 636 | 122 | 77592 | 129 | 122 | 15738 | 129 | 122 | 15738 | 166 | 122 | 20252 | 252 | 122 | 30744 | 31 | 122 | 3782 | 162 | 176 | 28512
| 125mm Open Cut Development Site |  | 148 | 0 | 80 | 148 | 11840 |  | 148 | 0 | 1190 | 148 | 176120 |  | 148 | 0 |  | 148 | 0 | 434 | 148 | 64232 |  | 148 | 0 |  | 148 | 0 |  | 148 | 0 |  | 148 | 0 | 690 | 176 | 121440 | 828 | 148 | 122544 | 140 | 176 | 24640 |  | 148 | 0 | 317 | 176 | 55792 |  | 176 | 0 | 173 | 176 | 30448 | 173 | 176 | 30448 |  | 148 | 0 | 409 | 176 | 71984 |  | 148 | 0 | 162 | 148 | 23976 |  | 148 | 0 |  | 148 | 0 |  | 148 | 0 |  | 148 | 0 |  | 148 | 0 |  | 148 | 0 |  | 148 | 0 | 123 | 148 | 18204 |  | 148 | 0 |  | 148 | 0 | 572 | 148 | 84656 |  | 148 | 0 |  | 148 | 0 | 174 | 148 | 25752 |  | 148 | 0 |  | 148 | 0 |  | 148 | 0 |  | 148 | 0 |  | 148 | 0 | 112 | 148 | 16576 |  | 148 | 0 | 471 | 148 | 69708 |  | 148 | 0 |  | 148 | 0 |  | 176 | 0 |  | 148 | 0 |  | 176 | 0 |  | 148 | 0 |  | 148 | 0 |  | 176 | 0 |  | 176 | 0 |  | 148 | 0 |  | 176 | 0 |  | 176 | 0 |  | 148 | 0 |  | 148 | 0 |  | 148 | 0 |  | 148 | 0 |  | 148 | 0 |  | 148 | 0 |  | 176 | 0 |  | 148 | 0 |  | 148 | 0 |  | 148 | 0 |  | 148 | 0 |  | 148 | 0 |  | 148 | 0 |  | 148 | 0 |  | 176 | 0 |  | 148 | 0 |  | 148 | 0 |  | 148 | 0 |  | 176 | 0 |  | 148 | 0 |  | 148 | 0 |  | 176 | 0 | 306 | 148 | 45288 |  | 176 | 0 |  | 148 | 0 |  | 148 | 0 |  | 148 | 0 |  | 148 | 0 |  | 148 | 0 |  | 148 | 0 | 306 | 148 | 45288 |  | 176 | 0 |  | 148 | 0 |  | 148 | 0 |  | 148 | 0 |  | 148 | 0 |  | 148 | 0 |  | 148 | 0 | 448 | 148 | 66304 |  | 148 | 0 |  | 221 | 0 |  | 148 | 0 |  | 148 | 0 |  | 148 | 0 |  | 148 | 0 |  | 148 | 0 |  | 148 | 0 |  | 221 | 0
| 180mm Open Cut Development Site | 576 | 212 | 122112 |  | 212 | 0 |  | 212 | 0 |  | 212 | 0 |  | 212 | 0 |  | 212 | 0 |  | 212 | 0 |  | 212 | 0 | 712 | 212 | 150944 |  | 212 | 0 | 525 | 212 | 111300 |  | 221 | 0 |  | 212 | 0 |  | 221 | 0 |  | 212 | 0 |  | 221 | 0 |  | 221 | 0 | 232 | 221 | 51272 | 246 | 221 | 54366 |  | 212 | 0 |  | 221 | 0 |  | 212 | 0 |  | 212 | 0 |  | 212 | 0 |  | 212 | 0 |  | 212 | 0 |  | 212 | 0 | 82 | 212 | 17384 | 427 | 212 | 90524 |  | 212 | 0 |  | 212 | 0 |  | 212 | 0 |  | 212 | 0 |  | 212 | 0 |  | 212 | 0 |  | 212 | 0 | 1259 | 212 | 266908 |  | 212 | 0 |  | 212 | 0 |  | 212 | 0 |  | 212 | 0 |  | 212 | 0 |  | 212 | 0 |  | 212 | 0 |  | 212 | 0 |  | 212 | 0 |  | 212 | 0 |  | 221 | 0 |  | 212 | 0 |  | 221 | 0 |  | 212 | 0 |  | 212 | 0 |  | 221 | 0 |  | 221 | 0 |  | 212 | 0 |  | 221 | 0 |  | 221 | 0 |  | 212 | 0 |  | 212 | 0 |  | 212 | 0 |  | 212 | 0 |  | 212 | 0 |  | 212 | 0 |  | 221 | 0 |  | 212 | 0 |  | 212 | 0 |  | 212 | 0 |  | 212 | 0 |  | 212 | 0 |  | 212 | 0 |  | 212 | 0 |  | 221 | 0 |  | 212 | 0 |  | 212 | 0 |  | 212 | 0 |  | 221 | 0 |  | 212 | 0 |  | 212 | 0 |  | 221 | 0 |  | 212 | 0 |  | 221 | 0 |  | 212 | 0 |  | 212 | 0 |  | 212 | 0 |  | 212 | 0 |  | 212 | 0 |  | 212 | 0 |  | 212 | 0 |  | 221 | 0 |  | 212 | 0 |  | 212 | 0 |  | 212 | 0 |  | 212 | 0 |  | 212 | 0 |  | 212 | 0 |  | 212 | 0 |  | 212 | 0 |  | 221 | 0 |  | 212 | 0 |  | 212 | 0 |  | 212 | 0 |  | 212 | 0 |  | 212 | 0 |  | 212 | 0 |  | 221 | 0
| 225mm Open Cut Development Site |  | 212 | 0 |  | 212 | 0 |  | 212 | 0 |  | 212 | 0 |  | 212 | 0 |  | 212 | 0 |  | 212 | 0 |  | 212 | 0 |  | 212 | 0 |  | 212 | 0 |  | 212 | 0 |  | 221 | 0 |  | 212 | 0 |  | 221 | 0 |  | 212 | 0 |  | 221 | 0 |  | 221 | 0 |  | 221 | 0 |  | 221 | 0 |  | 212 | 0 |  | 221 | 0 |  | 212 | 0 |  | 212 | 0 |  | 212 | 0 |  | 212 | 0 |  | 212 | 0 |  | 212 | 0 |  | 212 | 0 |  | 212 | 0 |  | 212 | 0 |  | 212 | 0 |  | 212 | 0 |  | 212 | 0 |  | 212 | 0 |  | 212 | 0 |  | 212 | 0 |  | 212 | 0 |  | 212 | 0 |  | 212 | 0 |  | 212 | 0 |  | 212 | 0 |  | 212 | 0 |  | 212 | 0 |  | 212 | 0 |  | 212 | 0 |  | 212 | 0 |  | 212 | 0 |  | 221 | 0 |  | 212 | 0 |  | 221 | 0 |  | 212 | 0 |  | 212 | 0 |  | 221 | 0 |  | 221 | 0 |  | 212 | 0 |  | 221 | 0 |  | 221 | 0 |  | 212 | 0 |  | 212 | 0 |  | 212 | 0 |  | 212 | 0 |  | 212 | 0 |  | 212 | 0 |  | 221 | 0 |  | 212 | 0 |  | 212 | 0 |  | 212 | 0 |  | 212 | 0 |  | 212 | 0 |  | 212 | 0 |  | 212 | 0 |  | 221 | 0 |  | 212 | 0 |  | 212 | 0 |  | 212 | 0 |  | 221 | 0 |  | 212 | 0 |  | 212 | 0 |  | 221 | 0 |  | 212 | 0 |  | 221 | 0 |  | 212 | 0 |  | 212 | 0 |  | 212 | 0 |  | 212 | 0 |  | 212 | 0 |  | 212 | 0 |  | 212 | 0 |  | 221 | 0 |  | 212 | 0 |  | 212 | 0 |  | 212 | 0 |  | 212 | 0 |  | 212 | 0 |  | 212 | 0 |  | 212 | 0 |  | 212 | 0 |  | 143 | 0 |  | 212 | 0 |  | 212 | 0 |  | 212 | 0 |  | 212 | 0 |  | 212 | 0 |  | 212 | 0 |  | 143 | 0
| 63mm Open Cut Unmade/Verge |  | 122 | 0 |  | 122 | 0 |  | 122 | 0 |  | 122 | 0 |  | 122 | 0 |  | 122 | 0 |  | 122 | 0 |  | 122 | 0 |  | 122 | 0 |  | 122 | 0 |  | 122 | 0 |  | 143 | 0 |  | 122 | 0 |  | 143 | 0 |  | 122 | 0 |  | 143 | 0 |  | 143 | 0 |  | 143 | 0 |  | 143 | 0 |  | 122 | 0 |  | 143 | 0 |  | 122 | 0 |  | 122 | 0 |  | 122 | 0 |  | 122 | 0 |  | 122 | 0 |  | 122 | 0 |  | 122 | 0 |  | 122 | 0 |  | 122 | 0 |  | 122 | 0 |  | 122 | 0 |  | 122 | 0 |  | 122 | 0 |  | 122 | 0 |  | 122 | 0 |  | 122 | 0 |  | 122 | 0 |  | 122 | 0 |  | 122 | 0 |  | 122 | 0 |  | 122 | 0 |  | 122 | 0 |  | 122 | 0 |  | 122 | 0 |  | 122 | 0 |  | 122 | 0 |  | 143 | 0 |  | 122 | 0 |  | 143 | 0 |  | 122 | 0 |  | 122 | 0 |  | 143 | 0 |  | 143 | 0 |  | 122 | 0 |  | 143 | 0 |  | 143 | 0 |  | 122 | 0 |  | 122 | 0 |  | 122 | 0 |  | 122 | 0 |  | 122 | 0 |  | 122 | 0 |  | 143 | 0 |  | 122 | 0 |  | 122 | 0 |  | 122 | 0 |  | 122 | 0 |  | 122 | 0 |  | 122 | 0 |  | 122 | 0 |  | 143 | 0 |  | 122 | 0 |  | 122 | 0 |  | 122 | 0 |  | 143 | 0 |  | 122 | 0 |  | 122 | 0 |  | 143 | 0 |  | 122 | 0 |  | 143 | 0 |  | 122 | 0 |  | 122 | 0 |  | 122 | 0 |  | 122 | 0 |  | 122 | 0 |  | 122 | 0 |  | 122 | 0 |  | 143 | 0 |  | 122 | 0 |  | 122 | 0 |  | 122 | 0 |  | 122 | 0 |  | 122 | 0 |  | 122 | 0 |  | 122 | 0 |  | 122 | 0 |  | 143 | 0 |  | 122 | 0 |  | 122 | 0 |  | 122 | 0 |  | 122 | 0 |  | 122 | 0 |  | 122 | 0 |  | 143 | 0
| 90mm Open Cut Unmade/Verge |  | 122 | 0 |  | 122 | 0 |  | 122 | 0 |  | 122 | 0 | 3 | 122 | 366 |  | 122 | 0 |  | 122 | 0 | 5 | 122 | 610 |  | 122 | 0 |  | 122 | 0 |  | 122 | 0 |  | 143 | 0 |  | 122 | 0 |  | 143 | 0 |  | 122 | 0 |  | 143 | 0 | 1 | 143 | 143 |  | 143 | 0 |  | 143 | 0 |  | 122 | 0 |  | 143 | 0 |  | 122 | 0 |  | 122 | 0 |  | 122 | 0 |  | 122 | 0 |  | 122 | 0 |  | 122 | 0 |  | 122 | 0 |  | 122 | 0 |  | 122 | 0 |  | 122 | 0 |  | 122 | 0 |  | 122 | 0 |  | 122 | 0 |  | 122 | 0 |  | 122 | 0 |  | 122 | 0 |  | 122 | 0 |  | 122 | 0 |  | 122 | 0 |  | 122 | 0 |  | 122 | 0 |  | 122 | 0 |  | 122 | 0 |  | 122 | 0 |  | 122 | 0 |  | 122 | 0 |  | 143 | 0 |  | 122 | 0 |  | 143 | 0 |  | 122 | 0 |  | 122 | 0 |  | 143 | 0 |  | 143 | 0 |  | 122 | 0 |  | 143 | 0 |  | 143 | 0 |  | 122 | 0 |  | 122 | 0 |  | 122 | 0 |  | 122 | 0 |  | 122 | 0 |  | 122 | 0 |  | 143 | 0 |  | 122 | 0 |  | 122 | 0 |  | 122 | 0 |  | 122 | 0 |  | 122 | 0 |  | 122 | 0 |  | 122 | 0 |  | 143 | 0 |  | 122 | 0 |  | 122 | 0 |  | 122 | 0 |  | 143 | 0 |  | 122 | 0 |  | 122 | 0 |  | 143 | 0 |  | 122 | 0 |  | 143 | 0 |  | 122 | 0 |  | 122 | 0 |  | 122 | 0 |  | 122 | 0 |  | 122 | 0 |  | 122 | 0 |  | 122 | 0 |  | 143 | 0 |  | 122 | 0 |  | 122 | 0 |  | 122 | 0 |  | 122 | 0 |  | 122 | 0 |  | 122 | 0 |  | 122 | 0 |  | 122 | 0 |  | 176 | 0 |  | 122 | 0 |  | 122 | 0 |  | 122 | 0 |  | 122 | 0 |  | 122 | 0 |  | 122 | 0 |  | 176 | 0
| 125mm Open Cut Unmade/Verge |  | 148 | 0 |  | 148 | 0 |  | 148 | 0 |  | 148 | 0 |  | 148 | 0 |  | 148 | 0 |  | 148 | 0 |  | 148 | 0 |  | 148 | 0 |  | 148 | 0 |  | 148 | 0 | 4 | 176 | 704 |  | 148 | 0 |  | 176 | 0 |  | 148 | 0 |  | 176 | 0 |  | 176 | 0 |  | 176 | 0 |  | 176 | 0 |  | 148 | 0 | 2 | 176 | 352 |  | 148 | 0 |  | 148 | 0 |  | 148 | 0 |  | 148 | 0 |  | 148 | 0 |  | 148 | 0 |  | 148 | 0 |  | 148 | 0 |  | 148 | 0 |  | 148 | 0 |  | 148 | 0 |  | 148 | 0 |  | 148 | 0 |  | 148 | 0 |  | 148 | 0 |  | 148 | 0 |  | 148 | 0 |  | 148 | 0 |  | 148 | 0 |  | 148 | 0 |  | 148 | 0 |  | 148 | 0 |  | 148 | 0 |  | 148 | 0 |  | 148 | 0 |  | 148 | 0 |  | 176 | 0 |  | 148 | 0 |  | 176 | 0 |  | 148 | 0 |  | 148 | 0 |  | 176 | 0 |  | 176 | 0 |  | 148 | 0 |  | 176 | 0 |  | 176 | 0 |  | 148 | 0 |  | 148 | 0 |  | 148 | 0 |  | 148 | 0 |  | 148 | 0 |  | 148 | 0 |  | 176 | 0 |  | 148 | 0 |  | 148 | 0 |  | 148 | 0 |  | 148 | 0 |  | 148 | 0 |  | 148 | 0 |  | 148 | 0 |  | 176 | 0 |  | 148 | 0 |  | 148 | 0 |  | 148 | 0 |  | 176 | 0 |  | 148 | 0 |  | 148 | 0 |  | 176 | 0 |  | 148 | 0 |  | 176 | 0 |  | 148 | 0 |  | 148 | 0 |  | 148 | 0 |  | 148 | 0 |  | 148 | 0 |  | 148 | 0 |  | 148 | 0 |  | 176 | 0 |  | 148 | 0 |  | 148 | 0 |  | 148 | 0 |  | 148 | 0 |  | 148 | 0 |  | 148 | 0 |  | 148 | 0 |  | 148 | 0 |  | 221 | 0 |  | 148 | 0 |  | 148 | 0 |  | 148 | 0 |  | 148 | 0 |  | 148 | 0 |  | 148 | 0 |  | 221 | 0
| 180mm Open Cut Unmade/Verge |  | 212 | 0 |  | 212 | 0 |  | 212 | 0 |  | 212 | 0 |  | 212 | 0 |  | 212 | 0 |  | 212 | 0 |  | 212 | 0 |  | 212 | 0 |  | 212 | 0 | 1 | 212 | 212 |  | 221 | 0 |  | 212 | 0 |  | 221 | 0 |  | 212 | 0 |  | 221 | 0 |  | 221 | 0 |  | 221 | 0 |  | 221 | 0 |  | 212 | 0 |  | 221 | 0 |  | 212 | 0 |  | 212 | 0 |  | 212 | 0 |  | 212 | 0 |  | 212 | 0 |  | 212 | 0 |  | 212 | 0 |  | 212 | 0 |  | 212 | 0 |  | 212 | 0 |  | 212 | 0 |  | 212 | 0 |  | 212 | 0 |  | 212 | 0 |  | 212 | 0 |  | 212 | 0 |  | 212 | 0 |  | 212 | 0 |  | 212 | 0 |  | 212 | 0 |  | 212 | 0 |  | 212 | 0 |  | 212 | 0 |  | 212 | 0 |  | 212 | 0 |  | 212 | 0 |  | 221 | 0 |  | 212 | 0 |  | 221 | 0 |  | 212 | 0 |  | 212 | 0 |  | 221 | 0 |  | 221 | 0 |  | 212 | 0 |  | 221 | 0 |  | 221 | 0 |  | 212 | 0 |  | 212 | 0 |  | 212 | 0 |  | 212 | 0 |  | 212 | 0 |  | 212 | 0 |  | 221 | 0 |  | 212 | 0 |  | 212 | 0 |  | 212 | 0 |  | 212 | 0 |  | 212 | 0 |  | 212 | 0 |  | 212 | 0 |  | 221 | 0 |  | 212 | 0 |  | 212 | 0 |  | 212 | 0 |  | 221 | 0 |  | 212 | 0 |  | 212 | 0 |  | 221 | 0 |  | 212 | 0 |  | 221 | 0 |  | 212 | 0 |  | 212 | 0 |  | 212 | 0 |  | 212 | 0 |  | 212 | 0 |  | 212 | 0 |  | 212 | 0 |  | 221 | 0 |  | 212 | 0 |  | 212 | 0 |  | 212 | 0 |  | 212 | 0 |  | 212 | 0 |  | 212 | 0 |  | 212 | 0 |  | 212 | 0 |  | 221 | 0 |  | 212 | 0 |  | 212 | 0 |  | 212 | 0 |  | 212 | 0 |  | 212 | 0 |  | 212 | 0 |  | 221 | 0
| 225mm Open Cut Unmade/Verge |  | 212 | 0 |  | 212 | 0 |  | 212 | 0 |  | 212 | 0 |  | 212 | 0 |  | 212 | 0 |  | 212 | 0 |  | 212 | 0 |  | 212 | 0 |  | 212 | 0 |  | 212 | 0 |  | 221 | 0 |  | 212 | 0 |  | 221 | 0 |  | 212 | 0 |  | 221 | 0 |  | 221 | 0 |  | 221 | 0 |  | 221 | 0 |  | 212 | 0 |  | 221 | 0 |  | 212 | 0 |  | 212 | 0 |  | 212 | 0 |  | 212 | 0 |  | 212 | 0 |  | 212 | 0 |  | 212 | 0 |  | 212 | 0 |  | 212 | 0 |  | 212 | 0 |  | 212 | 0 |  | 212 | 0 |  | 212 | 0 |  | 212 | 0 |  | 212 | 0 |  | 212 | 0 |  | 212 | 0 |  | 212 | 0 |  | 212 | 0 |  | 212 | 0 |  | 212 | 0 |  | 212 | 0 |  | 212 | 0 |  | 212 | 0 |  | 212 | 0 |  | 212 | 0 |  | 221 | 0 |  | 212 | 0 |  | 221 | 0 |  | 212 | 0 |  | 212 | 0 |  | 221 | 0 |  | 221 | 0 |  | 212 | 0 |  | 221 | 0 |  | 221 | 0 |  | 212 | 0 |  | 212 | 0 |  | 212 | 0 |  | 212 | 0 |  | 212 | 0 |  | 212 | 0 |  | 221 | 0 |  | 212 | 0 |  | 212 | 0 |  | 212 | 0 |  | 212 | 0 |  | 212 | 0 |  | 212 | 0 |  | 212 | 0 |  | 221 | 0 |  | 212 | 0 |  | 212 | 0 |  | 212 | 0 |  | 221 | 0 |  | 212 | 0 |  | 212 | 0 |  | 221 | 0 |  | 212 | 0 |  | 221 | 0 |  | 212 | 0 |  | 212 | 0 |  | 212 | 0 |  | 212 | 0 |  | 212 | 0 |  | 212 | 0 |  | 212 | 0 |  | 221 | 0 |  | 212 | 0 |  | 212 | 0 |  | 212 | 0 |  | 212 | 0 |  | 212 | 0 |  | 212 | 0 |  | 212 | 0 |  | 212 | 0 |  | 203 | 0 |  | 212 | 0 |  | 212 | 0 |  | 212 | 0 |  | 212 | 0 |  | 212 | 0 |  | 212 | 0 |  | 203 | 0
| 63mm Open Cut Footpath |  | 180 | 0 |  | 180 | 0 |  | 180 | 0 |  | 180 | 0 |  | 180 | 0 |  | 180 | 0 |  | 180 | 0 |  | 180 | 0 |  | 180 | 0 |  | 180 | 0 |  | 180 | 0 |  | 203 | 0 |  | 180 | 0 |  | 203 | 0 |  | 180 | 0 |  | 203 | 0 |  | 203 | 0 |  | 203 | 0 |  | 203 | 0 |  | 180 | 0 |  | 203 | 0 |  | 180 | 0 |  | 180 | 0 |  | 180 | 0 |  | 180 | 0 |  | 180 | 0 |  | 180 | 0 |  | 180 | 0 |  | 180 | 0 |  | 180 | 0 |  | 180 | 0 |  | 180 | 0 |  | 180 | 0 |  | 180 | 0 |  | 180 | 0 |  | 180 | 0 |  | 180 | 0 |  | 180 | 0 |  | 180 | 0 |  | 180 | 0 |  | 180 | 0 |  | 180 | 0 |  | 180 | 0 |  | 180 | 0 |  | 180 | 0 |  | 180 | 0 |  | 180 | 0 |  | 203 | 0 |  | 180 | 0 |  | 203 | 0 |  | 180 | 0 |  | 180 | 0 |  | 203 | 0 |  | 203 | 0 |  | 180 | 0 |  | 203 | 0 |  | 203 | 0 |  | 180 | 0 |  | 180 | 0 |  | 180 | 0 |  | 180 | 0 |  | 180 | 0 |  | 180 | 0 |  | 203 | 0 |  | 180 | 0 |  | 180 | 0 |  | 180 | 0 |  | 180 | 0 |  | 180 | 0 |  | 180 | 0 |  | 180 | 0 |  | 203 | 0 |  | 180 | 0 |  | 180 | 0 |  | 180 | 0 |  | 203 | 0 |  | 180 | 0 |  | 180 | 0 |  | 203 | 0 |  | 180 | 0 |  | 203 | 0 |  | 180 | 0 |  | 180 | 0 |  | 180 | 0 |  | 180 | 0 |  | 180 | 0 |  | 180 | 0 |  | 180 | 0 |  | 203 | 0 |  | 180 | 0 |  | 180 | 0 |  | 180 | 0 |  | 180 | 0 |  | 180 | 0 |  | 180 | 0 |  | 180 | 0 |  | 180 | 0 |  | 203 | 0 |  | 180 | 0 |  | 180 | 0 |  | 180 | 0 |  | 180 | 0 |  | 180 | 0 |  | 180 | 0 |  | 203 | 0
| 90mm Open Cut Footpath |  | 180 | 0 |  | 180 | 0 |  | 180 | 0 |  | 180 | 0 | 2 | 180 | 360 |  | 180 | 0 |  | 180 | 0 | 27 | 180 | 4860 |  | 180 | 0 | 4 | 180 | 720 |  | 180 | 0 |  | 203 | 0 |  | 180 | 0 |  | 203 | 0 | 7 | 180 | 1260 |  | 203 | 0 | 10 | 203 | 2030 |  | 203 | 0 |  | 203 | 0 | 5 | 180 | 900 |  | 203 | 0 |  | 180 | 0 |  | 180 | 0 |  | 180 | 0 |  | 180 | 0 |  | 180 | 0 |  | 180 | 0 |  | 180 | 0 |  | 180 | 0 |  | 180 | 0 |  | 180 | 0 |  | 180 | 0 |  | 180 | 0 |  | 180 | 0 |  | 180 | 0 |  | 180 | 0 |  | 180 | 0 |  | 180 | 0 |  | 180 | 0 |  | 180 | 0 |  | 180 | 0 |  | 180 | 0 |  | 180 | 0 |  | 180 | 0 |  | 180 | 0 |  | 180 | 0 |  | 180 | 0 |  | 203 | 0 |  | 180 | 0 |  | 203 | 0 |  | 180 | 0 |  | 180 | 0 |  | 203 | 0 |  | 203 | 0 |  | 180 | 0 |  | 203 | 0 |  | 203 | 0 |  | 180 | 0 |  | 180 | 0 |  | 180 | 0 |  | 180 | 0 |  | 180 | 0 |  | 180 | 0 |  | 203 | 0 |  | 180 | 0 |  | 180 | 0 |  | 180 | 0 |  | 180 | 0 |  | 180 | 0 |  | 180 | 0 |  | 180 | 0 |  | 203 | 0 |  | 180 | 0 |  | 180 | 0 |  | 180 | 0 |  | 203 | 0 |  | 180 | 0 |  | 180 | 0 |  | 203 | 0 |  | 180 | 0 |  | 203 | 0 |  | 180 | 0 |  | 180 | 0 |  | 180 | 0 |  | 180 | 0 |  | 180 | 0 |  | 180 | 0 |  | 180 | 0 |  | 203 | 0 |  | 180 | 0 |  | 180 | 0 |  | 180 | 0 |  | 180 | 0 |  | 180 | 0 |  | 180 | 0 |  | 180 | 0 |  | 180 | 0 |  | 250 | 0 |  | 180 | 0 |  | 180 | 0 |  | 180 | 0 |  | 180 | 0 |  | 180 | 0 |  | 180 | 0 |  | 250 | 0
| 125mm Open Cut Footpath |  | 220 | 0 | 2 | 220 | 440 |  | 220 | 0 |  | 220 | 0 |  | 220 | 0 |  | 220 | 0 |  | 220 | 0 |  | 220 | 0 |  | 220 | 0 |  | 220 | 0 |  | 220 | 0 |  | 250 | 0 | 2 | 220 | 440 |  | 250 | 0 |  | 220 | 0 |  | 250 | 0 |  | 250 | 0 |  | 250 | 0 |  | 250 | 0 |  | 220 | 0 | 3 | 250 | 750 |  | 220 | 0 |  | 220 | 0 |  | 220 | 0 |  | 220 | 0 |  | 220 | 0 |  | 220 | 0 |  | 220 | 0 |  | 220 | 0 |  | 220 | 0 |  | 220 | 0 |  | 220 | 0 |  | 220 | 0 |  | 220 | 0 |  | 220 | 0 |  | 220 | 0 |  | 220 | 0 |  | 220 | 0 |  | 220 | 0 |  | 220 | 0 |  | 220 | 0 |  | 220 | 0 |  | 220 | 0 |  | 220 | 0 |  | 220 | 0 |  | 220 | 0 |  | 220 | 0 |  | 250 | 0 |  | 220 | 0 |  | 250 | 0 |  | 220 | 0 |  | 220 | 0 |  | 250 | 0 |  | 250 | 0 |  | 220 | 0 |  | 250 | 0 |  | 250 | 0 |  | 220 | 0 |  | 220 | 0 |  | 220 | 0 |  | 220 | 0 |  | 220 | 0 |  | 220 | 0 |  | 250 | 0 |  | 220 | 0 |  | 220 | 0 |  | 220 | 0 |  | 220 | 0 |  | 220 | 0 |  | 220 | 0 |  | 220 | 0 |  | 250 | 0 |  | 220 | 0 |  | 220 | 0 |  | 220 | 0 |  | 250 | 0 |  | 220 | 0 |  | 220 | 0 |  | 250 | 0 |  | 220 | 0 |  | 250 | 0 |  | 220 | 0 |  | 220 | 0 |  | 220 | 0 |  | 220 | 0 |  | 220 | 0 |  | 220 | 0 |  | 220 | 0 |  | 250 | 0 |  | 220 | 0 |  | 220 | 0 |  | 220 | 0 |  | 220 | 0 |  | 220 | 0 |  | 220 | 0 |  | 220 | 0 |  | 220 | 0 |  | 306 | 0 |  | 220 | 0 |  | 220 | 0 |  | 220 | 0 |  | 220 | 0 |  | 220 | 0 |  | 220 | 0 |  | 306 | 0
| 180mm Open Cut Footpath |  | 273 | 0 |  | 273 | 0 |  | 273 | 0 |  | 273 | 0 |  | 273 | 0 |  | 273 | 0 |  | 273 | 0 |  | 273 | 0 | 2 | 273 | 546 |  | 273 | 0 |  | 273 | 0 |  | 306 | 0 |  | 273 | 0 | 8 | 306 | 2448 |  | 273 | 0 |  | 306 | 0 |  | 306 | 0 | 14 | 306 | 4284 |  | 306 | 0 |  | 273 | 0 |  | 306 | 0 |  | 273 | 0 |  | 273 | 0 |  | 273 | 0 |  | 273 | 0 |  | 273 | 0 |  | 273 | 0 |  | 273 | 0 |  | 273 | 0 |  | 273 | 0 |  | 273 | 0 |  | 273 | 0 |  | 273 | 0 |  | 273 | 0 |  | 273 | 0 |  | 273 | 0 |  | 273 | 0 |  | 273 | 0 |  | 273 | 0 |  | 273 | 0 |  | 273 | 0 |  | 273 | 0 |  | 273 | 0 |  | 273 | 0 |  | 273 | 0 |  | 273 | 0 |  | 273 | 0 |  | 306 | 0 |  | 273 | 0 |  | 306 | 0 |  | 273 | 0 |  | 273 | 0 |  | 306 | 0 |  | 306 | 0 |  | 273 | 0 |  | 306 | 0 |  | 306 | 0 |  | 273 | 0 |  | 273 | 0 |  | 273 | 0 |  | 273 | 0 |  | 273 | 0 |  | 273 | 0 |  | 306 | 0 |  | 273 | 0 |  | 273 | 0 |  | 273 | 0 |  | 273 | 0 |  | 273 | 0 |  | 273 | 0 |  | 273 | 0 |  | 306 | 0 |  | 273 | 0 |  | 273 | 0 |  | 273 | 0 |  | 306 | 0 |  | 273 | 0 |  | 273 | 0 |  | 306 | 0 |  | 273 | 0 |  | 306 | 0 |  | 273 | 0 |  | 273 | 0 |  | 273 | 0 |  | 273 | 0 |  | 273 | 0 |  | 273 | 0 |  | 273 | 0 |  | 306 | 0 |  | 273 | 0 |  | 273 | 0 |  | 273 | 0 |  | 273 | 0 |  | 273 | 0 |  | 273 | 0 |  | 273 | 0 |  | 273 | 0 |  | 306 | 0 |  | 273 | 0 |  | 273 | 0 |  | 273 | 0 |  | 273 | 0 |  | 273 | 0 |  | 273 | 0 |  | 306 | 0
| 225mm Open Cut Footpath |  | 273 | 0 |  | 273 | 0 |  | 273 | 0 |  | 273 | 0 |  | 273 | 0 |  | 273 | 0 |  | 273 | 0 |  | 273 | 0 |  | 273 | 0 |  | 273 | 0 |  | 273 | 0 |  | 306 | 0 |  | 273 | 0 |  | 306 | 0 |  | 273 | 0 |  | 306 | 0 |  | 306 | 0 |  | 306 | 0 |  | 306 | 0 |  | 273 | 0 |  | 306 | 0 |  | 273 | 0 |  | 273 | 0 |  | 273 | 0 |  | 273 | 0 |  | 273 | 0 |  | 273 | 0 |  | 273 | 0 |  | 273 | 0 |  | 273 | 0 |  | 273 | 0 |  | 273 | 0 |  | 273 | 0 |  | 273 | 0 |  | 273 | 0 |  | 273 | 0 |  | 273 | 0 |  | 273 | 0 |  | 273 | 0 |  | 273 | 0 |  | 273 | 0 |  | 273 | 0 |  | 273 | 0 |  | 273 | 0 |  | 273 | 0 |  | 273 | 0 |  | 273 | 0 |  | 306 | 0 |  | 273 | 0 |  | 306 | 0 |  | 273 | 0 |  | 273 | 0 |  | 306 | 0 |  | 306 | 0 |  | 273 | 0 |  | 306 | 0 |  | 306 | 0 |  | 273 | 0 |  | 273 | 0 |  | 273 | 0 |  | 273 | 0 |  | 273 | 0 |  | 273 | 0 |  | 306 | 0 |  | 273 | 0 |  | 273 | 0 |  | 273 | 0 |  | 273 | 0 |  | 273 | 0 |  | 273 | 0 |  | 273 | 0 |  | 306 | 0 |  | 273 | 0 |  | 273 | 0 |  | 273 | 0 |  | 306 | 0 |  | 273 | 0 |  | 273 | 0 |  | 306 | 0 |  | 273 | 0 |  | 306 | 0 |  | 273 | 0 |  | 273 | 0 |  | 273 | 0 |  | 273 | 0 |  | 273 | 0 |  | 273 | 0 |  | 273 | 0 |  | 306 | 0 |  | 273 | 0 |  | 273 | 0 |  | 273 | 0 |  | 273 | 0 |  | 273 | 0 |  | 273 | 0 |  | 273 | 0 |  | 273 | 0 |  | 203 | 0 |  | 273 | 0 |  | 273 | 0 |  | 273 | 0 |  | 273 | 0 |  | 273 | 0 |  | 273 | 0 |  | 203 | 0
| 63mm Open Cut Road |  | 180 | 0 |  | 180 | 0 |  | 180 | 0 |  | 180 | 0 |  | 180 | 0 |  | 180 | 0 |  | 180 | 0 |  | 180 | 0 |  | 180 | 0 |  | 180 | 0 |  | 180 | 0 |  | 203 | 0 |  | 180 | 0 |  | 203 | 0 |  | 180 | 0 |  | 203 | 0 |  | 203 | 0 |  | 203 | 0 |  | 203 | 0 |  | 180 | 0 |  | 203 | 0 |  | 180 | 0 |  | 180 | 0 |  | 180 | 0 |  | 180 | 0 |  | 180 | 0 |  | 180 | 0 |  | 180 | 0 |  | 180 | 0 |  | 180 | 0 |  | 180 | 0 |  | 180 | 0 |  | 180 | 0 |  | 180 | 0 |  | 180 | 0 |  | 180 | 0 |  | 180 | 0 |  | 180 | 0 |  | 180 | 0 |  | 180 | 0 |  | 180 | 0 |  | 180 | 0 |  | 180 | 0 |  | 180 | 0 |  | 180 | 0 |  | 180 | 0 |  | 180 | 0 |  | 203 | 0 |  | 180 | 0 |  | 203 | 0 |  | 180 | 0 |  | 180 | 0 |  | 203 | 0 |  | 203 | 0 |  | 180 | 0 |  | 203 | 0 |  | 203 | 0 |  | 180 | 0 |  | 180 | 0 |  | 180 | 0 |  | 180 | 0 |  | 180 | 0 |  | 180 | 0 |  | 203 | 0 |  | 180 | 0 |  | 180 | 0 |  | 180 | 0 |  | 180 | 0 |  | 180 | 0 |  | 180 | 0 |  | 180 | 0 |  | 203 | 0 |  | 180 | 0 |  | 180 | 0 |  | 180 | 0 |  | 203 | 0 |  | 180 | 0 |  | 180 | 0 |  | 203 | 0 |  | 180 | 0 |  | 203 | 0 |  | 180 | 0 |  | 180 | 0 |  | 180 | 0 |  | 180 | 0 |  | 180 | 0 |  | 180 | 0 |  | 180 | 0 |  | 203 | 0 |  | 180 | 0 |  | 180 | 0 |  | 180 | 0 |  | 180 | 0 |  | 180 | 0 |  | 180 | 0 |  | 180 | 0 |  | 180 | 0 |  | 203 | 0 |  | 180 | 0 |  | 180 | 0 |  | 180 | 0 |  | 180 | 0 |  | 180 | 0 |  | 180 | 0 |  | 203 | 0
| 90mm Open Cut Road |  | 180 | 0 |  | 180 | 0 |  | 180 | 0 |  | 180 | 0 | 7 | 180 | 1260 | 6 | 180 | 1080 |  | 180 | 0 | 7 | 180 | 1260 |  | 180 | 0 | 28 | 180 | 5040 |  | 180 | 0 |  | 203 | 0 |  | 180 | 0 |  | 203 | 0 | 1 | 180 | 180 |  | 203 | 0 | 7 | 203 | 1421 |  | 203 | 0 |  | 203 | 0 |  | 180 | 0 |  | 203 | 0 |  | 180 | 0 |  | 180 | 0 |  | 180 | 0 |  | 180 | 0 |  | 180 | 0 |  | 180 | 0 |  | 180 | 0 |  | 180 | 0 |  | 180 | 0 |  | 180 | 0 |  | 180 | 0 |  | 180 | 0 |  | 180 | 0 |  | 180 | 0 |  | 180 | 0 |  | 180 | 0 |  | 180 | 0 |  | 180 | 0 |  | 180 | 0 |  | 180 | 0 |  | 180 | 0 |  | 180 | 0 |  | 180 | 0 |  | 180 | 0 |  | 180 | 0 |  | 180 | 0 |  | 203 | 0 |  | 180 | 0 |  | 203 | 0 |  | 180 | 0 |  | 180 | 0 |  | 203 | 0 |  | 203 | 0 |  | 180 | 0 |  | 203 | 0 |  | 203 | 0 |  | 180 | 0 |  | 180 | 0 |  | 180 | 0 |  | 180 | 0 |  | 180 | 0 |  | 180 | 0 |  | 203 | 0 |  | 180 | 0 |  | 180 | 0 |  | 180 | 0 |  | 180 | 0 |  | 180 | 0 |  | 180 | 0 |  | 180 | 0 |  | 203 | 0 |  | 180 | 0 |  | 180 | 0 |  | 180 | 0 |  | 203 | 0 |  | 180 | 0 |  | 180 | 0 |  | 203 | 0 |  | 180 | 0 |  | 203 | 0 |  | 180 | 0 |  | 180 | 0 |  | 180 | 0 |  | 180 | 0 |  | 180 | 0 |  | 180 | 0 |  | 180 | 0 |  | 203 | 0 |  | 180 | 0 |  | 180 | 0 |  | 180 | 0 |  | 180 | 0 |  | 180 | 0 |  | 180 | 0 |  | 180 | 0 |  | 180 | 0 |  | 250 | 0 |  | 180 | 0 |  | 180 | 0 |  | 180 | 0 |  | 180 | 0 |  | 180 | 0 |  | 180 | 0 |  | 250 | 0
| 125mm Open Cut Road |  | 220 | 0 | 8 | 220 | 1760 |  | 220 | 0 |  | 220 | 0 |  | 220 | 0 |  | 220 | 0 | 140 | 220 | 30800 |  | 220 | 0 |  | 220 | 0 |  | 220 | 0 |  | 220 | 0 | 2 | 250 | 500 | 15 | 220 | 3300 | 2 | 250 | 500 |  | 220 | 0 |  | 250 | 0 |  | 250 | 0 |  | 250 | 0 |  | 250 | 0 |  | 220 | 0 | 7 | 250 | 1750 |  | 220 | 0 |  | 220 | 0 |  | 220 | 0 |  | 220 | 0 |  | 220 | 0 |  | 220 | 0 |  | 220 | 0 |  | 220 | 0 |  | 220 | 0 |  | 220 | 0 |  | 220 | 0 |  | 220 | 0 |  | 220 | 0 |  | 220 | 0 |  | 220 | 0 |  | 220 | 0 |  | 220 | 0 |  | 220 | 0 |  | 220 | 0 |  | 220 | 0 |  | 220 | 0 |  | 220 | 0 |  | 220 | 0 |  | 220 | 0 |  | 220 | 0 |  | 220 | 0 |  | 250 | 0 |  | 220 | 0 |  | 250 | 0 |  | 220 | 0 |  | 220 | 0 |  | 250 | 0 |  | 250 | 0 |  | 220 | 0 |  | 250 | 0 |  | 250 | 0 |  | 220 | 0 |  | 220 | 0 |  | 220 | 0 |  | 220 | 0 |  | 220 | 0 |  | 220 | 0 |  | 250 | 0 |  | 220 | 0 |  | 220 | 0 |  | 220 | 0 |  | 220 | 0 |  | 220 | 0 |  | 220 | 0 |  | 220 | 0 |  | 250 | 0 |  | 220 | 0 |  | 220 | 0 |  | 220 | 0 |  | 250 | 0 |  | 220 | 0 |  | 220 | 0 |  | 250 | 0 |  | 220 | 0 |  | 250 | 0 |  | 220 | 0 |  | 220 | 0 |  | 220 | 0 |  | 220 | 0 |  | 220 | 0 |  | 220 | 0 |  | 220 | 0 |  | 250 | 0 |  | 220 | 0 |  | 220 | 0 |  | 220 | 0 |  | 220 | 0 |  | 220 | 0 |  | 220 | 0 |  | 220 | 0 |  | 220 | 0 |  | 306 | 0 |  | 220 | 0 |  | 220 | 0 |  | 220 | 0 |  | 220 | 0 |  | 220 | 0 |  | 220 | 0 |  | 306 | 0
| 180mm Open Cut Road |  | 273 | 0 |  | 273 | 0 |  | 273 | 0 | 4 | 273 | 1092 |  | 273 | 0 |  | 273 | 0 |  | 273 | 0 |  | 273 | 0 |  | 273 | 0 |  | 273 | 0 |  | 273 | 0 |  | 306 | 0 |  | 273 | 0 |  | 306 | 0 |  | 273 | 0 |  | 306 | 0 |  | 306 | 0 |  | 306 | 0 |  | 306 | 0 |  | 273 | 0 |  | 306 | 0 |  | 273 | 0 |  | 273 | 0 |  | 273 | 0 |  | 273 | 0 |  | 273 | 0 |  | 273 | 0 |  | 273 | 0 |  | 273 | 0 |  | 273 | 0 |  | 273 | 0 |  | 273 | 0 |  | 273 | 0 |  | 273 | 0 |  | 273 | 0 |  | 273 | 0 |  | 273 | 0 |  | 273 | 0 |  | 273 | 0 |  | 273 | 0 |  | 273 | 0 |  | 273 | 0 |  | 273 | 0 |  | 273 | 0 |  | 273 | 0 |  | 273 | 0 |  | 273 | 0 |  | 306 | 0 |  | 273 | 0 |  | 306 | 0 |  | 273 | 0 |  | 273 | 0 |  | 306 | 0 |  | 306 | 0 |  | 273 | 0 |  | 306 | 0 |  | 306 | 0 |  | 273 | 0 |  | 273 | 0 |  | 273 | 0 |  | 273 | 0 |  | 273 | 0 |  | 273 | 0 |  | 306 | 0 |  | 273 | 0 |  | 273 | 0 |  | 273 | 0 |  | 273 | 0 |  | 273 | 0 |  | 273 | 0 |  | 273 | 0 |  | 306 | 0 |  | 273 | 0 |  | 273 | 0 |  | 273 | 0 |  | 306 | 0 |  | 273 | 0 |  | 273 | 0 |  | 306 | 0 |  | 273 | 0 |  | 306 | 0 |  | 273 | 0 |  | 273 | 0 |  | 273 | 0 |  | 273 | 0 |  | 273 | 0 |  | 273 | 0 |  | 273 | 0 |  | 306 | 0 |  | 273 | 0 |  | 273 | 0 |  | 273 | 0 |  | 273 | 0 |  | 273 | 0 |  | 273 | 0 |  | 273 | 0 |  | 273 | 0 |  | 306 | 0 |  | 273 | 0 |  | 273 | 0 |  | 273 | 0 |  | 273 | 0 |  | 273 | 0 |  | 273 | 0 |  | 306 | 0
| 225mm Open Cut Road |  | 273 | 0 |  | 273 | 0 |  | 273 | 0 |  | 273 | 0 |  | 273 | 0 |  | 273 | 0 |  | 273 | 0 |  | 273 | 0 |  | 273 | 0 |  | 273 | 0 |  | 273 | 0 |  | 306 | 0 |  | 273 | 0 |  | 306 | 0 |  | 273 | 0 |  | 306 | 0 |  | 306 | 0 |  | 306 | 0 |  | 306 | 0 |  | 273 | 0 |  | 306 | 0 |  | 273 | 0 |  | 273 | 0 |  | 273 | 0 |  | 273 | 0 |  | 273 | 0 |  | 273 | 0 |  | 273 | 0 |  | 273 | 0 |  | 273 | 0 |  | 273 | 0 |  | 273 | 0 |  | 273 | 0 |  | 273 | 0 |  | 273 | 0 |  | 273 | 0 |  | 273 | 0 |  | 273 | 0 |  | 273 | 0 |  | 273 | 0 |  | 273 | 0 |  | 273 | 0 |  | 273 | 0 |  | 273 | 0 |  | 273 | 0 |  | 273 | 0 |  | 273 | 0 |  | 306 | 0 |  | 273 | 0 |  | 306 | 0 |  | 273 | 0 |  | 273 | 0 |  | 306 | 0 |  | 306 | 0 |  | 273 | 0 |  | 306 | 0 |  | 306 | 0 |  | 273 | 0 |  | 273 | 0 |  | 273 | 0 |  | 273 | 0 |  | 273 | 0 |  | 273 | 0 |  | 306 | 0 |  | 273 | 0 |  | 273 | 0 |  | 273 | 0 |  | 273 | 0 |  | 273 | 0 |  | 273 | 0 |  | 273 | 0 |  | 306 | 0 |  | 273 | 0 |  | 273 | 0 |  | 273 | 0 |  | 306 | 0 |  | 273 | 0 |  | 273 | 0 |  | 306 | 0 |  | 273 | 0 |  | 306 | 0 |  | 273 | 0 |  | 273 | 0 |  | 273 | 0 |  | 273 | 0 |  | 273 | 0 |  | 273 | 0 |  | 273 | 0 |  | 306 | 0 |  | 273 | 0 |  | 273 | 0 |  | 273 | 0 |  | 273 | 0 |  | 273 | 0 |  | 273 | 0 |  | 273 | 0 |  | 273 | 0 |  | 193 | 0 |  | 273 | 0 |  | 273 | 0 |  | 273 | 0 |  | 273 | 0 |  | 273 | 0 |  | 273 | 0 |  | 193 | 0
Assumed cost for unsurfaced land for trial holes due to vast majority of pipe being laid in this surface type | Trial Holes |  | 193 | 0 |  | 193 | 0 | 4 | 193 | 772 |  | 193 | 0 |  | 193 | 0 |  | 193 | 0 |  | 193 | 0 |  | 193 | 0 |  | 193 | 0 |  | 193 | 0 |  | 193 | 0 |  | 193 | 0 |  | 193 | 0 |  | 193 | 0 | 2 | 193 | 386 |  | 193 | 0 |  | 193 | 0 | 3 | 193 | 579 |  | 193 | 0 | 2 | 193 | 386 |  | 193 | 0 |  | 193 | 0 |  | 193 | 0 |  | 193 | 0 |  | 193 | 0 |  | 193 | 0 |  | 193 | 0 |  | 193 | 0 |  | 193 | 0 |  | 193 | 0 |  | 193 | 0 |  | 193 | 0 |  | 193 | 0 |  | 193 | 0 |  | 193 | 0 |  | 193 | 0 |  | 193 | 0 |  | 193 | 0 |  | 193 | 0 |  | 193 | 0 |  | 193 | 0 |  | 193 | 0 |  | 193 | 0 |  | 193 | 0 |  | 193 | 0 |  | 193 | 0 |  | 193 | 0 |  | 193 | 0 |  | 193 | 0 |  | 193 | 0 |  | 193 | 0 |  | 193 | 0 |  | 193 | 0 |  | 193 | 0 |  | 193 | 0 |  | 193 | 0 |  | 193 | 0 |  | 193 | 0 |  | 193 | 0 |  | 193 | 0 |  | 193 | 0 |  | 193 | 0 |  | 193 | 0 |  | 193 | 0 |  | 193 | 0 |  | 193 | 0 |  | 193 | 0 |  | 193 | 0 |  | 193 | 0 |  | 193 | 0 |  | 193 | 0 |  | 193 | 0 |  | 193 | 0 |  | 193 | 0 |  | 193 | 0 |  | 193 | 0 |  | 193 | 0 |  | 193 | 0 |  | 193 | 0 |  | 193 | 0 |  | 193 | 0 |  | 193 | 0 |  | 193 | 0 |  | 193 | 0 |  | 193 | 0 |  | 193 | 0 |  | 193 | 0 |  | 193 | 0 |  | 193 | 0 |  | 193 | 0 |  | 193 | 0 |  | 193 | 0 |  | 193 | 0 |  | 193 | 0 |  | 193 | 0 |  | 193 | 0 |  | 193 | 0 |  | 349 | 0 |  | 193 | 0 |  | 193 | 0 |  | 193 | 0 |  | 193 | 0 |  | 193 | 0 |  | 193 | 0 |  | 349 | 0
No cost for 2 way traffic lights, 3 and 4 way costs included, cost for 3 way used for 2 way and 3 way | Traffic Management - 2 way lights |  | 349 | 0 | 1 | 349 | 349 |  | 349 | 0 | 1 | 349 | 349 | 1 | 349 | 349 | 1 | 349 | 349 | 1 | 349 | 349 |  | 349 | 0 | 1 | 349 | 349 | 2 | 349 | 698 | 1 | 349 | 349 | 2 | 349 | 698 | 1 | 349 | 349 | 1 | 349 | 349 | 1 | 349 | 349 |  | 349 | 0 | 1 | 349 | 349 | 1 | 349 | 349 |  | 349 | 0 | 1 | 349 | 349 |  | 349 | 0 |  | 349 | 0 |  | 349 | 0 |  | 349 | 0 |  | 349 | 0 |  | 349 | 0 |  | 349 | 0 |  | 349 | 0 |  | 349 | 0 |  | 349 | 0 |  | 349 | 0 |  | 349 | 0 |  | 349 | 0 |  | 349 | 0 |  | 349 | 0 |  | 349 | 0 |  | 349 | 0 |  | 349 | 0 |  | 349 | 0 |  | 349 | 0 |  | 349 | 0 |  | 349 | 0 |  | 349 | 0 |  | 349 | 0 |  | 349 | 0 |  | 349 | 0 |  | 349 | 0 |  | 349 | 0 |  | 349 | 0 |  | 349 | 0 |  | 349 | 0 |  | 349 | 0 |  | 349 | 0 |  | 349 | 0 |  | 349 | 0 |  | 349 | 0 |  | 349 | 0 |  | 349 | 0 |  | 349 | 0 |  | 349 | 0 |  | 349 | 0 |  | 349 | 0 |  | 349 | 0 |  | 349 | 0 |  | 349 | 0 |  | 349 | 0 |  | 349 | 0 |  | 349 | 0 |  | 349 | 0 |  | 349 | 0 |  | 349 | 0 |  | 349 | 0 |  | 349 | 0 |  | 349 | 0 |  | 349 | 0 |  | 349 | 0 |  | 349 | 0 |  | 349 | 0 |  | 349 | 0 |  | 349 | 0 |  | 349 | 0 |  | 349 | 0 |  | 349 | 0 |  | 349 | 0 |  | 349 | 0 |  | 349 | 0 |  | 349 | 0 |  | 349 | 0 |  | 349 | 0 |  | 349 | 0 |  | 349 | 0 |  | 349 | 0 |  | 349 | 0 |  | 349 | 0 |  | 349 | 0 |  | 349 | 0 |  | 349 | 0 |  | 349 | 0 |  | 349 | 0 |  | 349 | 0 |  | 349 | 0 |  | 349 | 0 |  | 349 | 0 |  | 349 | 0 |  | 349 | 0
| Traffic Management - 3 way lights |  | 349 | 0 |  | 349 | 0 |  | 349 | 0 |  | 349 | 0 |  | 349 | 0 |  | 349 | 0 | 1 | 349 | 349 |  | 349 | 0 |  | 349 | 0 |  | 349 | 0 |  | 349 | 0 |  | 349 | 0 |  | 349 | 0 |  | 349 | 0 |  | 349 | 0 |  | 349 | 0 |  | 349 | 0 |  | 349 | 0 |  | 349 | 0 |  | 349 | 0 |  | 349 | 0 |  | 349 | 0 |  | 349 | 0 |  | 349 | 0 |  | 349 | 0 |  | 349 | 0 |  | 349 | 0 |  | 349 | 0 |  | 349 | 0 |  | 349 | 0 |  | 349 | 0 |  | 349 | 0 |  | 349 | 0 |  | 349 | 0 |  | 349 | 0 |  | 349 | 0 |  | 349 | 0 |  | 349 | 0 |  | 349 | 0 |  | 349 | 0 |  | 349 | 0 |  | 349 | 0 |  | 349 | 0 |  | 349 | 0 |  | 349 | 0 |  | 349 | 0 |  | 349 | 0 |  | 349 | 0 |  | 349 | 0 |  | 349 | 0 |  | 349 | 0 |  | 349 | 0 |  | 349 | 0 |  | 349 | 0 |  | 349 | 0 |  | 349 | 0 |  | 349 | 0 |  | 349 | 0 |  | 349 | 0 |  | 349 | 0 |  | 349 | 0 |  | 349 | 0 |  | 349 | 0 |  | 349 | 0 |  | 349 | 0 |  | 349 | 0 |  | 349 | 0 |  | 349 | 0 |  | 349 | 0 |  | 349 | 0 |  | 349 | 0 |  | 349 | 0 |  | 349 | 0 |  | 349 | 0 |  | 349 | 0 |  | 349 | 0 |  | 349 | 0 |  | 349 | 0 |  | 349 | 0 |  | 349 | 0 |  | 349 | 0 |  | 349 | 0 |  | 349 | 0 |  | 349 | 0 |  | 349 | 0 |  | 349 | 0 |  | 349 | 0 |  | 349 | 0 |  | 349 | 0 |  | 349 | 0 |  | 349 | 0 |  | 349 | 0 |  | 349 | 0 |  | 349 | 0 |  | 349 | 0 |  | 349 | 0 |  | 349 | 0 |  | 559 | 0 |  | 349 | 0 |  | 349 | 0 |  | 349 | 0 |  | 349 | 0 |  | 349 | 0 |  | 349 | 0 |  | 559 | 0
Cost per week is £559 | Road Closure |  | 559 | 0 |  | 559 | 0 |  | 559 | 0 |  | 559 | 0 |  | 559 | 0 |  | 559 | 0 |  | 559 | 0 |  | 559 | 0 |  | 559 | 0 |  | 559 | 0 |  | 559 | 0 |  | 559 | 0 |  | 559 | 0 |  | 559 | 0 |  | 559 | 0 |  | 559 | 0 |  | 559 | 0 |  | 559 | 0 |  | 559 | 0 |  | 559 | 0 |  | 559 | 0 |  | 559 | 0 |  | 559 | 0 |  | 559 | 0 |  | 559 | 0 |  | 559 | 0 |  | 559 | 0 |  | 559 | 0 |  | 559 | 0 |  | 559 | 0 |  | 559 | 0 |  | 559 | 0 |  | 559 | 0 |  | 559 | 0 |  | 559 | 0 |  | 559 | 0 |  | 559 | 0 |  | 559 | 0 |  | 559 | 0 |  | 559 | 0 |  | 559 | 0 |  | 559 | 0 |  | 559 | 0 |  | 559 | 0 |  | 559 | 0 |  | 559 | 0 |  | 559 | 0 |  | 559 | 0 |  | 559 | 0 |  | 559 | 0 |  | 559 | 0 |  | 559 | 0 |  | 559 | 0 |  | 559 | 0 |  | 559 | 0 |  | 559 | 0 |  | 559 | 0 |  | 559 | 0 |  | 559 | 0 |  | 559 | 0 |  | 559 | 0 |  | 559 | 0 |  | 559 | 0 |  | 559 | 0 |  | 559 | 0 |  | 559 | 0 |  | 559 | 0 |  | 559 | 0 |  | 559 | 0 |  | 559 | 0 |  | 559 | 0 |  | 559 | 0 |  | 559 | 0 |  | 559 | 0 |  | 559 | 0 |  | 559 | 0 |  | 559 | 0 |  | 559 | 0 |  | 559 | 0 |  | 559 | 0 |  | 559 | 0 |  | 559 | 0 |  | 559 | 0 |  | 559 | 0 |  | 559 | 0 |  | 559 | 0 |  | 559 | 0 |  | 559 | 0 |  | 559 | 0 |  | 559 | 0 |  | 559 | 0 |  | 559 | 0 |  | 559 | 0 |  | 559 | 0 |  | 559 | 0 |  | 559 | 0 |  | 559 | 0 |  |  | 0 |  | 559 | 0 |  | 559 | 0 |  | 559 | 0 |  | 559 | 0 |  | 559 | 0 |  | 559 | 0 |  |  | 0
|  |  | Total Construction Cost | 312558 |  | Total Construction Cost | 93192 |  | Total Construction Cost | 69193 |  | Total Construction Cost | 272043 |  | Total Construction Cost | 33680 |  | Total Construction Cost | 61078 |  | Total Construction Cost | 184102 |  | Total Construction Cost | 78180 |  | Total Construction Cost | 211111 |  | Total Construction Cost | 49140 |  | Total Construction Cost | 167867 |  | Total Construction Cost | 199890 |  | Total Construction Cost | 293519 |  | Total Construction Cost | 42179 |  | Total Construction Cost | 24179 |  | Total Construction Cost | 101089 |  | Total Construction Cost | 30870 |  | Total Construction Cost | 149935 |  | Total Construction Cost | 155057 |  | Total Construction Cost | 70068 |  | Total Construction Cost | 135368 |  | Total Construction Cost | 13837 |  | Construction Cost | 59702 |  | Construction Cost | 31344 |  | Construction Cost | 25000 |  | Construction Cost | 11458 |  | Construction Cost | 1942 |  | Construction Cost | 44642 |  | Construction Cost | 127236 |  | Construction Cost | 12922 |  | Construction Cost | 28686 |  | Construction Cost | 20364 |  | Construction Cost | 9628 |  | Construction Cost | 86598 |  | Construction Cost | 25600 |  | Construction Cost | 10848 |  | Construction Cost | 482350 |  | Construction Cost | 78406 |  | Construction Cost | 33296 |  | Construction Cost | 27928 |  | Construction Cost | 36956 |  | Construction Cost | 14996 |  | Construction Cost | 102698 |  | Construction Cost | 23048 |  | Construction Cost | 95074 |  | Construction Cost | 23048 |  | Construction Cost | 9262 |  | Construction Cost | 22128 |  | Construction Cost | 17060 |  | Construction Cost | 28337 |  | Construction Cost | 37800 |  | Construction Cost | 39274 |  | Construction Cost | 18244 |  | Construction Cost | 33974 |  | Construction Cost | 40006 |  | Construction Cost | 14812 |  | Construction Cost | 22677 |  | Construction Cost | 5236 |  | Construction Cost | 20120 |  | Construction Cost | 18900 |  | Construction Cost | 13532 |  | Construction Cost | 15606 |  | Construction Cost | 22560 |  | Construction Cost | 11523 |  | Construction Cost | 29758 |  | Construction Cost | 31466 |  | Construction Cost | 43544 |  | Construction Cost | 5114 |  | Construction Cost | 43544 |  | Construction Cost | 29860 |  | Construction Cost | 21086 |  | Construction Cost | 34200 |  | Construction Cost | 30856 |  | Construction Cost | 8652 |  | Construction Cost | 15840 |  | Construction Cost | 8377 |  | Construction Cost | 23292 |  | Construction Cost | 2918 |  | Construction Cost | 24822 |  | Construction Cost | 47230 |  | Construction Cost | 17815 |  | Construction Cost | 15362 |  | Construction Cost | 22438 |  | Construction Cost | 17924 |  | Construction Cost | 21706 |  | Construction Cost | 15850 |  | Construction Cost | 50620 |  | Construction Cost | 47230 |  | Construction Cost | 37835 |  | Construction Cost | 5480 |  | Construction Cost | 12800 |  | Construction Cost | 7432 |  | Construction Cost | 23048 |  | Construction Cost | 2918 |  | Construction Cost | 21462 |  | Construction Cost | 66304 |  | Construction Cost | 10482 |  | Construction Cost | 49753 |  | Construction Cost | 79534 |  | Construction Cost | 17680 |  | Construction Cost | 17680 |  | Construction Cost | 28528 |  | Construction Cost | 32686 |  | Construction Cost | 5724 |  | Construction Cost | 30454 | 5612260
| Additional Costs | 559 |  | 559 | 559 |  | 559 | 559 |  | 559 | 559 |  | 559 | 559 |  | 559 | 559 |  | 559 | 559 |  | 559 | 559 |  | 559 | 559 |  | 559 | 559 |  | 559 | 559 |  | 559 | 559 |  | 559 | 559 |  | 559 | 559 |  | 559 | 559 |  | 559 | 559 |  | 559 | 559 |  | 559 | 559 |  | 559 | 559 |  | 559 | 559 |  | 559 | 559 |  | 559 | 559 |  | 559 | 559 |  | 559 | 559 |  | 559 | 559 |  | 559 | 559 |  | 559 | 559 |  | 559 | 559 |  | 559 | 559 |  | 559 | 559 |  | 559 | 559 |  | 559 | 559 |  | 559 | 559 |  | 559 | 559 |  | 559 | 559 |  | 559 | 559 |  | 559 | 559 |  | 559 | 559 |  | 559 | 559 |  | 559 | 559 |  | 559 | 559 |  | 559 | 559 |  | 559 | 559 |  | 559 | 559 |  | 559 | 559 |  | 559 | 559 |  | 559 | 559 |  | 559 | 559 |  | 559 | 559 |  | 559 | 559 |  | 559 | 559 |  | 559 | 559 |  | 559 | 559 |  | 559 | 559 |  | 559 | 559 |  | 559 | 559 |  | 559 | 559 |  | 559 | 559 |  | 559 | 559 |  | 559 | 559 |  | 559 | 559 |  | 559 | 559 |  | 559 | 559 |  | 559 | 559 |  | 559 | 559 |  | 559 | 559 |  | 559 | 559 |  | 559 | 559 |  | 559 | 559 |  | 559 | 559 |  | 559 | 559 |  | 559 | 559 |  | 559 | 559 |  | 559 | 559 |  | 559 | 559 |  | 559 | 559 |  | 559 | 559 |  | 559 | 559 |  | 559 | 559 |  | 559 | 559 |  | 559 | 559 |  | 559 | 559 |  | 559 | 559 |  | 559 | 559 |  | 559 | 559 |  | 559 | 559 |  | 559 | 559 |  | 559 | 559 |  | 559 | 559 |  | 559 | 559 |  | 559 | 559 |  | 559 | 559 |  | 559 | 559 |  | 559 | 559 |  | 559 | 559 |  | 559 | 559 |  | 559 | 559 |  | 559 | 559 |  | 559 | 559 |  | 559 | 559 |  | 559 | 559 |  | 559 | 559 |  | 559 | 559 |  | 559 | 559 |  | 559 | 559 |  | 559 | 117390
6.4.1 | Application Fee | 325
6.4.2 | Administration Fee | 234
Inclusions/Exclusions
https://www.unitedutilities.com/globalassets/documents/pdf/acc19_united-utilities-water-limited-new-connection-and-developer-services-charges-scheme-2019-2020.pdf
| Page 18 | [8 empty] | page 44
page 43
Page 19

## NWL
New Data
| Job No | Job103 |  |  |  |  | Job93 |  |  |  |  | Job83 |  |  |  |  | Job101 |  |  |  |  | Job50 |  |  |  |  | Job79 |  |  |  |  | Job100 |  |  |  |  | Job89 |  |  |  |  | Job99 |  |  |  |  | Job74 |  |  |  |  | Job98 |  |  |  |  | Job102 |  |  |  |  | Job104 |  |  |  |  | Job51 |  |  |  |  | Job29 |  |  |  |  | Job7 |  |  |  |  | Job95 |  |  |  |  | Job55 |  |  |  |  | Job11 |  |  |  |  | Job88 |  |  |  |  | Job97 |  |  |  |  | Job13 |  |  |  |  | Job80 |  |  |  |  | Job45 |  |  |  |  | Job40 |  |  |  |  | Job12 |  |  |  |  | Job22 |  |  |  |  | Job84 |  |  |  |  | Job94 |  |  |  |  | Job38 |  |  |  |  | Job44 |  |  |  |  | Job25 |  |  |  |  | Job27 |  |  |  |  | Job86 |  |  |  |  | Job57 |  |  |  |  | Job24 |  |  |  |  | Job105 |  |  |  |  | Job91 |  |  |  |  | Job56 |  |  |  |  | Job54 |  |  |  |  | Job73 |  |  |  |  | Job15 |  |  |  |  | Job96 |  |  |  |  | Job47 |  |  |  |  | Job92 |  |  |  |  | Job42 |  |  |  |  | Job20 |  |  |  |  | Job60 |  |  |  |  | Job49 |  |  |  |  | Job78 |  |  |  |  | Job77 |  |  |  |  | Job67 |  |  |  |  | Job59 |  |  |  |  | Job41 |  |  |  |  | Job68 |  |  |  |  | Job66 |  |  |  |  | Job6 |  |  |  |  | Job8 |  |  |  |  | Job62 |  |  |  |  | Job64 |  |  |  |  | Job34 |  |  |  |  | Job21 |  |  |  |  | Job69 |  |  |  |  | Job26 |  |  |  |  | Job58 |  |  |  |  | Job63 |  |  |  |  | Job72 |  |  |  |  | Job14 |  |  |  |  | Job75 |  |  |  |  | Job52 |  |  |  |  | Job35 |  |  |  |  | Job71 |  |  |  |  | Job61 |  |  |  |  | Job37 |  |  |  |  | Job28 |  |  |  |  | Job17 |  |  |  |  | Job33 |  |  |  |  | Job4 |  |  |  |  | Job30 |  |  |  |  | Job70 |  |  |  |  | Job2 |  |  |  |  | Job9 |  |  |  |  | Job43 |  |  |  |  | Job39 |  |  |  |  | Job46 |  |  |  |  | Job23 |  |  |  |  | Job81 |  |  |  |  | Job76 |  |  |  |  | Job85 |  |  |  |  | Job16 |  |  |  |  | Job18 |  |  |  |  | Job48 |  |  |  |  | Job32 |  |  |  |  | Job10 |  |  |  |  | Job90 |  |  |  |  | Job82 |  |  |  |  | Job19 |  |  |  |  | Job1 |  |  |  |  | Job87 |  |  |  |  | Job31 |  |  |  |  | Job36 |  |  |  |  | Job65 |  |  |  |  | Job53 |  |  |  |  | Job5 |  |  |  |  | Job3
| Area | East |  |  |  |  | East |  |  |  |  | East |  |  |  |  | East |  |  |  |  | East |  |  |  |  | East |  |  |  |  | East |  |  |  |  | North |  |  |  |  | North |  |  |  |  | North |  |  |  |  | North |  |  |  |  | North |  |  |  |  | North |  |  |  |  | North |  |  |  |  | West |  |  |  |  | West |  |  |  |  | West |  |  |  |  | West |  |  |  |  | West |  |  |  |  | West |  |  |  |  | West |  |  |  |  | North |  |  |  |  | North |  |  |  |  | North |  |  |  |  | North |  |  |  |  | North |  |  |  |  | North |  |  |  |  | North |  |  |  |  | North |  |  |  |  | North |  |  |  |  | North |  |  |  |  | North |  |  |  |  | North |  |  |  |  | North |  |  |  |  | North |  |  |  |  | North |  |  |  |  | North |  |  |  |  | North |  |  |  |  | North |  |  |  |  | North |  |  |  |  | North |  |  |  |  | North |  |  |  |  | North |  |  |  |  | North |  |  |  |  | North |  |  |  |  | North |  |  |  |  | North |  |  |  |  | North |  |  |  |  | North |  |  |  |  | North |  |  |  |  | North |  |  |  |  | North |  |  |  |  | North |  |  |  |  | North |  |  |  |  | North |  |  |  |  | North |  |  |  |  | North |  |  |  |  | North |  |  |  |  | North |  |  |  |  | North |  |  |  |  | North |  |  |  |  | North |  |  |  |  | North |  |  |  |  | North |  |  |  |  | North |  |  |  |  | North |  |  |  |  | North |  |  |  |  | North |  |  |  |  | North |  |  |  |  | North |  |  |  |  | West |  |  |  |  | West |  |  |  |  | West |  |  |  |  | West |  |  |  |  | West |  |  |  |  | West |  |  |  |  | West |  |  |  |  | West |  |  |  |  | West |  |  |  |  | West |  |  |  |  | West |  |  |  |  | West |  |  |  |  | West |  |  |  |  | West |  |  |  |  | West |  |  |  |  | West |  |  |  |  | West |  |  |  |  | West |  |  |  |  | West |  |  |  |  | West |  |  |  |  | West |  |  |  |  | West |  |  |  |  | West |  |  |  |  | West |  |  |  |  | West |  |  |  |  | West |  |  |  |  | West |  |  |  |  | West |  |  |  |  | West |  |  |  |  | West |  |  |  |  | West |  |  |  |  | West |  |  |  |  | West |  |  |  |  | West |  |  |  |  | West
| No of Plots | 228 |  |  |  |  | 108 |  |  |  |  | 95 |  |  |  |  | 250 |  |  |  |  | 15 |  |  |  |  | 58 |  |  |  |  | 165 |  |  |  |  | 77 |  |  |  |  | 167 |  |  |  |  | 21 |  |  |  |  | 101 |  |  |  |  | 175 |  |  |  |  | 258 |  |  |  |  | 54 |  |  |  |  | 19 |  |  |  |  | 115 |  |  |  |  | 34 |  |  |  |  | 266 |  |  |  |  | 206 |  |  |  |  | 74 |  |  |  |  | 138 |  |  |  |  | 15 |  |  |  |  | 57 |  |  |  |  | 5 |  |  |  |  | 13 |  |  |  |  | 7 |  |  |  |  | 25 |  |  |  |  | 148 |  |  |  |  | 27 |  |  |  |  | 27 |  |  |  |  | 15 |  |  |  |  | 4 |  |  |  |  | 4 |  |  |  |  | 7 |  |  |  |  | 19 |  |  |  |  | 7 |  |  |  |  | 250 |  |  |  |  | 100 |  |  |  |  | 35 |  |  |  |  | 35 |  |  |  |  | 36 |  |  |  |  | 4 |  |  |  |  | 95 |  |  |  |  | 22 |  |  |  |  | 20 |  |  |  |  | 22 |  |  |  |  | 5 |  |  |  |  | 14 |  |  |  |  | 22 |  |  |  |  | 31 |  |  |  |  | 21 |  |  |  |  | 28 |  |  |  |  | 9 |  |  |  |  | 10 |  |  |  |  | 7 |  |  |  |  | 12 |  |  |  |  | 10 |  |  |  |  | 32 |  |  |  |  | 8 |  |  |  |  | 10 |  |  |  |  | 16 |  |  |  |  | 10 |  |  |  |  | 16 |  |  |  |  | 5 |  |  |  |  | 25 |  |  |  |  | 23 |  |  |  |  | 32 |  |  |  |  | 12 |  |  |  |  | 32 |  |  |  |  | 34 |  |  |  |  | 18 |  |  |  |  | 50 |  |  |  |  | 14 |  |  |  |  | 36 |  |  |  |  | 11 |  |  |  |  | 23 |  |  |  |  | 26 |  |  |  |  | 11 |  |  |  |  | 40 |  |  |  |  | 24 |  |  |  |  | 25 |  |  |  |  | 24 |  |  |  |  | 32 |  |  |  |  | 36 |  |  |  |  | 34 |  |  |  |  | 18 |  |  |  |  | 59 |  |  |  |  | 24 |  |  |  |  | 25 |  |  |  |  | 24 |  |  |  |  | 11 |  |  |  |  | 23 |  |  |  |  | 24 |  |  |  |  | 11 |  |  |  |  | 40 |  |  |  |  | 88 |  |  |  |  | 8 |  |  |  |  | 23 |  |  |  |  | 9 |  |  |  |  | 19 |  |  |  |  | 4 |  |  |  |  | 4 |  |  |  |  | 17 |  |  |  |  | 8 |  |  |  |  | 29
| Total Meterage | 2111 |  |  |  |  | 684 |  |  |  |  | 525 |  |  |  |  | 1910 |  |  |  |  | 217 |  |  |  |  | 443 |  |  |  |  | 1224 |  |  |  |  | 539 |  |  |  |  | 1168 |  |  |  |  | 278 |  |  |  |  | 978 |  |  |  |  | 1132 |  |  |  |  | 2113 |  |  |  |  | 156 |  |  |  |  | 114 |  |  |  |  | 626 |  |  |  |  | 162 |  |  |  |  | 846 |  |  |  |  | 888 |  |  |  |  | 514 |  |  |  |  | 800 |  |  |  |  | 97.5 |  |  |  |  | 423 |  |  |  |  | 241 |  |  |  |  | 192 |  |  |  |  | 78 |  |  |  |  | 365 |  |  |  |  | 194 |  |  |  |  | 712 |  |  |  |  | 63 |  |  |  |  | 193 |  |  |  |  | 151 |  |  |  |  | 63 |  |  |  |  | 572 |  |  |  |  | 228 |  |  |  |  | 73 |  |  |  |  | 2956 |  |  |  |  | 579 |  |  |  |  | 257 |  |  |  |  | 213 |  |  |  |  | 287 |  |  |  |  | 107 |  |  |  |  | 802 |  |  |  |  | 173 |  |  |  |  | 663 |  |  |  |  | 173 |  |  |  |  | 60 |  |  |  |  | 114 |  |  |  |  | 134 |  |  |  |  | 171 |  |  |  |  | 278 |  |  |  |  | 306 |  |  |  |  | 114 |  |  |  |  | 224 |  |  |  |  | 312 |  |  |  |  | 90 |  |  |  |  | 145 |  |  |  |  | 27 |  |  |  |  | 149 |  |  |  |  | 139 |  |  |  |  | 95 |  |  |  |  | 112 |  |  |  |  | 169 |  |  |  |  | 67 |  |  |  |  | 228 |  |  |  |  | 242 |  |  |  |  | 341 |  |  |  |  | 26 |  |  |  |  | 341 |  |  |  |  | 197 |  |  |  |  | 141 |  |  |  |  | 212 |  |  |  |  | 237 |  |  |  |  | 555 |  |  |  |  | 98 |  |  |  |  | 45 |  |  |  |  | 175 |  |  |  |  | 8 |  |  |  |  | 160 |  |  |  |  | 306 |  |  |  |  | 111 |  |  |  |  | 110 |  |  |  |  | 168 |  |  |  |  | 131 |  |  |  |  | 162 |  |  |  |  | 114 |  |  |  |  | 399 |  |  |  |  | 306 |  |  |  |  | 251 | [9 empty] | 89 |  |  |  |  | 45 |  |  |  |  | 173 |  |  |  |  | 8 |  |  |  |  | 160 |  |  |  |  | 448 |  |  |  |  | 70 |  |  |  |  | 277 |  |  |  |  | 636 |  |  |  |  | 129 |  |  |  |  | 129 |  |  |  |  | 202 |  |  |  |  | 252 |  |  |  |  | 31 |  |  |  |  | 162
| Contaminated | N |  |  |  |  | N |  |  |  |  | N |  |  |  |  | N |  |  |  |  | N |  |  |  |  | N |  |  |  |  | N |  |  |  |  | N | [14 empty] | N |  |  |  |  | Y |  |  |  |  | N |  |  |  |  | mixed |  |  |  |  | N |  |  |  |  | Y |  |  |  |  | Y |  |  |  |  | Y |  |  |  |  | Y |  |  |  |  | N |  |  |  |  | Y |  |  |  |  | N |  |  |  |  | N |  |  |  |  | N |  |  |  |  | N |  |  |  |  | N |  |  |  |  | N |  |  |  |  | N |  |  |  |  | N |  |  |  |  | N |  |  |  |  | N |  |  |  |  | N |  |  |  |  | N |  |  |  |  | N |  |  |  |  | N |  |  |  |  | N |  |  |  |  | N |  |  |  |  | N |  |  |  |  | N |  |  |  |  | N |  |  |  |  | N |  |  |  |  | N |  |  |  |  | N |  |  |  |  | N |  |  |  |  | N |  |  |  |  | N |  |  |  |  | N |  |  |  |  | Y |  |  |  |  | N |  |  |  |  | Y |  |  |  |  | N |  |  |  |  | N |  |  |  |  | Y |  |  |  |  | Y |  |  |  |  | N |  |  |  |  | Y |  |  |  |  | Y |  |  |  |  | N |  |  |  |  | N |  |  |  |  | N |  |  |  |  | N |  |  |  |  | N |  |  |  |  | N |  |  |  |  | Y |  |  |  |  | N |  |  |  |  | N |  |  |  |  | N |  |  |  |  | N |  |  |  |  | N |  |  |  |  | N |  |  |  |  | N |  |  |  |  | Y |  |  |  |  | N |  |  |  |  | N |  |  |  |  | N |  |  |  |  | Y |  |  |  |  | N |  |  |  |  | N |  |  |  |  | Y |  |  |  |  | N |  |  |  |  | Y |  |  |  |  | N |  |  |  |  | N |  |  |  |  | N |  |  |  |  | N |  |  |  |  | N |  |  |  |  | N |  |  |  |  | N |  |  |  |  | Y |  |  |  |  | N |  |  |  |  | N |  |  |  |  | N |  |  |  |  | N |  |  |  |  | N |  |  |  |  | N |  |  |  |  | N |  |  |  |  | N |  |  |  |  | Y |  |  |  |  | N |  |  |  |  | N |  |  |  |  | N |  |  |  |  | N |  |  |  |  | N |  |  |  |  | N |  |  |  |  | Y
| Connection Diameter | 180mm |  |  |  |  | 125mm |  |  |  |  | 100mm |  |  |  |  | 180mm |  |  |  |  | 150mm |  |  |  |  | 150mm |  |  |  |  | 180mm |  |  |  |  | 150mm |  |  |  |  | 180mm |  |  |  |  | 125mm |  |  |  |  | 150mm |  |  |  |  | 150mm |  |  |  |  | 125mm |  |  |  |  | (UP 200mm) (b2b 150mm) |  |  |  |  | 180mm |  |  |  |  | 150mm |  |  |  |  | 125mm |  |  |  |  | 180mm |  |  |  |  | 200mm |  |  |  |  | 125mm |  |  |  |  | 150mm |  |  |  |  | 180mm |  |  |  |  | 180mm |  |  |  |  | 180mm |  |  |  |  | 180mm |  |  |  |  | 180mm |  |  |  |  | 180mm |  |  |  |  | 180mm |  |  |  |  | 180mm |  |  |  |  | 180mm |  |  |  |  | 180mm |  |  |  |  | 180mm |  |  |  |  | 180mm |  |  |  |  | 180mm |  |  |  |  | 180mm |  |  |  |  | 180mm |  |  |  |  | 180mm |  |  |  |  | 180mm |  |  |  |  | 180mm |  |  |  |  | 180mm |  |  |  |  | 180mm |  |  |  |  | 180mm |  |  |  |  | 180mm |  |  |  |  | 180mm |  |  |  |  | 180mm |  |  |  |  | 180mm |  |  |  |  | 180mm |  |  |  |  | 180mm |  |  |  |  | 180mm |  |  |  |  | 180mm |  |  |  |  | 180mm |  |  |  |  | 180mm |  |  |  |  | 180mm |  |  |  |  | 180mm |  |  |  |  | 180mm |  |  |  |  | 180mm |  |  |  |  | 180mm |  |  |  |  | 180mm |  |  |  |  | 180mm |  |  |  |  | 180mm |  |  |  |  | 180mm |  |  |  |  | 180mm |  |  |  |  | 180mm |  |  |  |  | 180mm |  |  |  |  | 180mm |  |  |  |  | 180mm |  |  |  |  | 180mm |  |  |  |  | 180mm |  |  |  |  | 180mm |  |  |  |  | 180mm |  |  |  |  | 180mm |  |  |  |  | 180mm |  |  |  |  | 180mm |  |  |  |  | 180mm |  |  |  |  | 180mm |  |  |  |  | 180mm |  |  |  |  | 180mm |  |  |  |  | 180mm |  |  |  |  | 180mm |  |  |  |  | 180mm |  |  |  |  | 180mm |  |  |  |  | 180mm |  |  |  |  | 180mm |  |  |  |  | 180mm |  |  |  |  | 180mm |  |  |  |  | 180mm |  |  |  |  | 180mm |  |  |  |  | 180mm |  |  |  |  | 180mm |  |  |  |  | 180mm |  |  |  |  | 180mm |  |  |  |  | 180mm |  |  |  |  | 180mm |  |  |  |  | 180mm |  |  |  |  | 180mm |  |  |  |  | 180mm |  |  |  |  | 180mm |  |  |  |  | 180mm |  |  |  |  | 180mm |  |  |  |  | 180mm |  |  |  |  | 180mm |  |  |  |  | 180mm |  |  |  |  | 180mm |  |  |  |  | 180mm |  |  |  |  | 180mm
| Connection surface type | On-site |  |  |  |  | Surfaced |  |  |  |  | On-site |  |  |  |  | Surfaced |  |  |  |  | Surfaced |  |  |  |  | Surfaced |  |  |  |  | Surfaced |  |  |  |  | Surfaced |  |  |  |  | On-site |  |  |  |  | Surfaced |  |  |  |  | On-site |  |  |  |  | On-site |  |  |  |  | On-site |  |  |  |  | On-site |  |  |  |  | Surfaced |  |  |  |  | Surfaced |  |  |  |  | Surfaced |  |  |  |  | Surfaced |  |  |  |  | On-site |  |  |  |  | Surfaced |  |  |  |  | Surfaced |  |  |  |  | On-site |  |  |  |  | On-site |  |  |  |  | On-site |  |  |  |  | On-site |  |  |  |  | On-site |  |  |  |  | On-site |  |  |  |  | On-site |  |  |  |  | On-site |  |  |  |  | On-site |  |  |  |  | On-site |  |  |  |  | On-site |  |  |  |  | On-site |  |  |  |  | On-site |  |  |  |  | On-site |  |  |  |  | On-site |  |  |  |  | On-site |  |  |  |  | On-site |  |  |  |  | On-site |  |  |  |  | On-site |  |  |  |  | On-site |  |  |  |  | On-site |  |  |  |  | On-site |  |  |  |  | On-site |  |  |  |  | On-site |  |  |  |  | On-site |  |  |  |  | On-site |  |  |  |  | On-site |  |  |  |  | On-site |  |  |  |  | On-site |  |  |  |  | On-site |  |  |  |  | On-site |  |  |  |  | On-site |  |  |  |  | On-site |  |  |  |  | On-site |  |  |  |  | On-site |  |  |  |  | On-site |  |  |  |  | On-site |  |  |  |  | On-site |  |  |  |  | On-site |  |  |  |  | On-site |  |  |  |  | On-site |  |  |  |  | On-site |  |  |  |  | On-site |  |  |  |  | On-site |  |  |  |  | On-site |  |  |  |  | On-site |  |  |  |  | On-site |  |  |  |  | On-site |  |  |  |  | On-site |  |  |  |  | On-site |  |  |  |  | On-site |  |  |  |  | On-site |  |  |  |  | On-site |  |  |  |  | On-site |  |  |  |  | On-site |  |  |  |  | On-site |  |  |  |  | On-site |  |  |  |  | On-site |  |  |  |  | On-site |  |  |  |  | On-site |  |  |  |  | On-site |  |  |  |  | On-site |  |  |  |  | On-site |  |  |  |  | On-site |  |  |  |  | On-site |  |  |  |  | On-site |  |  |  |  | On-site |  |  |  |  | On-site |  |  |  |  | On-site |  |  |  |  | On-site |  |  |  |  | On-site |  |  |  |  | On-site |  |  |  |  | On-site |  |  |  |  | On-site |  |  |  |  | On-site |  |  |  |  | On-site |  |  |  |  | On-site |  |  |  |  | On-site |  |  |  |  | On-site |  |  |  |  | On-site |  |  |  |  | On-site |  |  |  |  | On-site |  |  |  |  | On-site |  |  |  |  | On-site
Assumptions | Scheme Specific: | Quantity | Unit Cost (NW) | Unit Cost (ESW) | Total (NW) | Total (ESW) | Quantity | Unit Cost (NW) | Unit Cost (ESW) | Total (NW) | Total (ESW) | Quantity | Unit Cost (NW) | Unit Cost (ESW) | Total (NW) | Total (ESW) | Quantity | Unit Cost (NW) | Unit Cost (ESW) | Total (NW) | Total (ESW) | Quantity | Unit Cost (NW) | Unit Cost (ESW) | Total (NW) | Total (ESW) | Quantity | Unit Cost (NW) | Unit Cost (ESW) | Total (NW) | Total (ESW) | Quantity | Unit Cost (NW) | Unit Cost (ESW) | Total (NW) | Total (ESW) | Quantity | Unit Cost (NW) | Unit Cost (ESW) | Total (NW) | Total (ESW) | Quantity | Unit Cost (NW) | Unit Cost (ESW) | Total (NW) | Total (ESW) | Quantity | Unit Cost (NW) | Unit Cost (ESW) | Total (NW) | Total (ESW) | Quantity | Unit Cost (NW) | Unit Cost (ESW) | Total (NW) | Total (ESW) | Quantity | Unit Cost (NW) | Unit Cost (ESW) | Total (NW) | Total (ESW) | Quantity | Unit Cost (NW) | Unit Cost (ESW) | Total (NW) | Total (ESW) | Quantity | Unit Cost (NW) | Unit Cost (ESW) | Total (NW) | Total (ESW) | Quantity | Unit Cost (NW) | Unit Cost (ESW) | Total (NW) | Total (ESW) | Quantity | Unit Cost (NW) | Unit Cost (ESW) | Total (NW) | Total (ESW) | Quantity | Unit Cost (NW) | Unit Cost (ESW) | Total (NW) | Total (ESW) | Quantity | Unit Cost (NW) | Unit Cost (ESW) | Total (NW) | Total (ESW) | Quantity | Unit Cost (NW) | Unit Cost (ESW) | Total (NW) | Total (ESW) | Quantity | Unit Cost (NW) | Unit Cost (ESW) | Total (NW) | Total (ESW) | Quantity | Unit Cost (NW) | Unit Cost (ESW) | Total (NW) | Total (ESW) | Quantity | Unit Cost (NW) | Unit Cost (ESW) | Total (NW) | Total (ESW) | Quantity | Unit Cost (NW) | Unit Cost (ESW) | Total (NW) | Total (ESW) | Quantity | Unit Cost (NW) | Unit Cost (ESW) | Total (NW) | Total (ESW) | Quantity | Unit Cost (NW) | Unit Cost (ESW) | Total (NW) | Total (ESW) | Quantity | Unit Cost (NW) | Unit Cost (ESW) | Total (NW) | Total (ESW) | Quantity | Unit Cost (NW) | Unit Cost (ESW) | Total (NW) | Total (ESW) | Quantity | Unit Cost (NW) | Unit Cost (ESW) | Total (NW) | Total (ESW) | Quantity | Unit Cost (NW) | Unit Cost (ESW) | Total (NW) | Total (ESW) | Quantity | Unit Cost (NW) | Unit Cost (ESW) | Total (NW) | Total (ESW) | Quantity | Unit Cost (NW) | Unit Cost (ESW) | Total (NW) | Total (ESW) | Quantity | Unit Cost (NW) | Unit Cost (ESW) | Total (NW) | Total (ESW) | Quantity | Unit Cost (NW) | Unit Cost (ESW) | Total (NW) | Total (ESW) | Quantity | Unit Cost (NW) | Unit Cost (ESW) | Total (NW) | Total (ESW) | Quantity | Unit Cost (NW) | Unit Cost (ESW) | Total (NW) | Total (ESW) | Quantity | Unit Cost (NW) | Unit Cost (ESW) | Total (NW) | Total (ESW) | Quantity | Unit Cost (NW) | Unit Cost (ESW) | Total (NW) | Total (ESW) | Quantity | Unit Cost (NW) | Unit Cost (ESW) | Total (NW) | Total (ESW) | Quantity | Unit Cost (NW) | Unit Cost (ESW) | Total (NW) | Total (ESW) | Quantity | Unit Cost (NW) | Unit Cost (ESW) | Total (NW) | Total (ESW) | Quantity | Unit Cost (NW) | Unit Cost (ESW) | Total (NW) | Total (ESW) | Quantity | Unit Cost (NW) | Unit Cost (ESW) | Total (NW) | Total (ESW) | Quantity | Unit Cost (NW) | Unit Cost (ESW) | Total (NW) | Total (ESW) | Quantity | Unit Cost (NW) | Unit Cost (ESW) | Total (NW) | Total (ESW) | Quantity | Unit Cost (NW) | Unit Cost (ESW) | Total (NW) | Total (ESW) | Quantity | Unit Cost (NW) | Unit Cost (ESW) | Total (NW) | Total (ESW) | Quantity | Unit Cost (NW) | Unit Cost (ESW) | Total (NW) | Total (ESW) | Quantity | Unit Cost (NW) | Unit Cost (ESW) | Total (NW) | Total (ESW) | Quantity | Unit Cost (NW) | Unit Cost (ESW) | Total (NW) | Total (ESW) | Quantity | Unit Cost (NW) | Unit Cost (ESW) | Total (NW) | Total (ESW) | Quantity | Unit Cost (NW) | Unit Cost (ESW) | Total (NW) | Total (ESW) | Quantity | Unit Cost (NW) | Unit Cost (ESW) | Total (NW) | Total (ESW) | Quantity | Unit Cost (NW) | Unit Cost (ESW) | Total (NW) | Total (ESW) | Quantity | Unit Cost (NW) | Unit Cost (ESW) | Total (NW) | Total (ESW) | Quantity | Unit Cost (NW) | Unit Cost (ESW) | Total (NW) | Total (ESW) | Quantity | Unit Cost (NW) | Unit Cost (ESW) | Total (NW) | Total (ESW) | Quantity | Unit Cost (NW) | Unit Cost (ESW) | Total (NW) | Total (ESW) | Quantity | Unit Cost (NW) | Unit Cost (ESW) | Total (NW) | Total (ESW) | Quantity | Unit Cost (NW) | Unit Cost (ESW) | Total (NW) | Total (ESW) | Quantity | Unit Cost (NW) | Unit Cost (ESW) | Total (NW) | Total (ESW) | Quantity | Unit Cost (NW) | Unit Cost (ESW) | Total (NW) | Total (ESW) | Quantity | Unit Cost (NW) | Unit Cost (ESW) | Total (NW) | Total (ESW) | Quantity | Unit Cost (NW) | Unit Cost (ESW) | Total (NW) | Total (ESW) | Quantity | Unit Cost (NW) | Unit Cost (ESW) | Total (NW) | Total (ESW) | Quantity | Unit Cost (NW) | Unit Cost (ESW) | Total (NW) | Total (ESW) | Quantity | Unit Cost (NW) | Unit Cost (ESW) | Total (NW) | Total (ESW) | Quantity | Unit Cost (NW) | Unit Cost (ESW) | Total (NW) | Total (ESW) | Quantity | Unit Cost (NW) | Unit Cost (ESW) | Total (NW) | Total (ESW) | Quantity | Unit Cost (NW) | Unit Cost (ESW) | Total (NW) | Total (ESW) | Quantity | Unit Cost (NW) | Unit Cost (ESW) | Total (NW) | Total (ESW) | Quantity | Unit Cost (NW) | Unit Cost (ESW) | Total (NW) | Total (ESW) | Quantity | Unit Cost (NW) | Unit Cost (ESW) | Total (NW) | Total (ESW) | Quantity | Unit Cost (NW) | Unit Cost (ESW) | Total (NW) | Total (ESW) | Quantity | Unit Cost (NW) | Unit Cost (ESW) | Total (NW) | Total (ESW) | Quantity | Unit Cost (NW) | Unit Cost (ESW) | Total (NW) | Total (ESW) | Quantity | Unit Cost (NW) | Unit Cost (ESW) | Total (NW) | Total (ESW) | Quantity | Unit Cost (NW) | Unit Cost (ESW) | Total (NW) | Total (ESW) | Quantity | Unit Cost (NW) | Unit Cost (ESW) | Total (NW) | Total (ESW) | Quantity | Unit Cost (NW) | Unit Cost (ESW) | Total (NW) | Total (ESW) | Quantity | Unit Cost (NW) | Unit Cost (ESW) | Total (NW) | Total (ESW) | Quantity | Unit Cost (NW) | Unit Cost (ESW) | Total (NW) | Total (ESW) | Quantity | Unit Cost (NW) | Unit Cost (ESW) | Total (NW) | Total (ESW) | Quantity | Unit Cost (NW) | Unit Cost (ESW) | Total (NW) | Total (ESW) | Quantity | Unit Cost (NW) | Unit Cost (ESW) | Total (NW) | Total (ESW) | Quantity | Unit Cost (NW) | Unit Cost (ESW) | Total (NW) | Total (ESW) | Quantity | Unit Cost (NW) | Unit Cost (ESW) | Total (NW) | Total (ESW) | Quantity | Unit Cost (NW) | Unit Cost (ESW) | Total (NW) | Total (ESW) | Quantity | Unit Cost (NW) | Unit Cost (ESW) | Total (NW) | Total (ESW) | Quantity | Unit Cost (NW) | Unit Cost (ESW) | Total (NW) | Total (ESW) | Quantity | Unit Cost (NW) | Unit Cost (ESW) | Total (NW) | Total (ESW) | Quantity | Unit Cost (NW) | Unit Cost (ESW) | Total (NW) | Total (ESW) | Quantity | Unit Cost (NW) | Unit Cost (ESW) | Total (NW) | Total (ESW) | Quantity | Unit Cost (NW) | Unit Cost (ESW) | Total (NW) | Total (ESW) | Quantity | Unit Cost (NW) | Unit Cost (ESW) | Total (NW) | Total (ESW) | Quantity | Unit Cost (NW) | Unit Cost (ESW) | Total (NW) | Total (ESW) | Quantity | Unit Cost (NW) | Unit Cost (ESW) | Total (NW) | Total (ESW) | Quantity | Unit Cost (NW) | Unit Cost (ESW) | Total (NW) | Total (ESW) | Quantity | Unit Cost (NW) | Unit Cost (ESW) | Total (NW) | Total (ESW) | Quantity | Unit Cost (NW) | Unit Cost (ESW) | Total (NW) | Total (ESW) | Quantity | Unit Cost (NW) | Unit Cost (ESW) | Total (NW) | Total (ESW) | Quantity | Unit Cost (NW) | Unit Cost (ESW) | Total (NW) | Total (ESW) | Quantity | Unit Cost (NW) | Unit Cost (ESW) | Total (NW) | Total (ESW) | Quantity | Unit Cost (NW) | Unit Cost (ESW) | Total (NW) | Total (ESW) | Quantity | Unit Cost (NW) | Unit Cost (ESW) | Total (NW) | Total (ESW) | Quantity | Unit Cost (NW) | Unit Cost (ESW) | Total (NW) | Total (ESW)
Connection types are not specified in charging arrangements for service connection and seem to only extend to 125mm, assume this cost for all 3 connection types | Underpressure Connection |  | 1096 | 1501 | 0 | 0 |  | 1360 | 1864 | 0 | 0 | 1 | 1096 | 1501 | 1096 | 1501 | 1 | 1360 | 1864 | 1360 | 1864 |  | 1360 | 1864 | 0 | 0 |  | 1360 | 1864 | 0 | 0 | 1 | 1360 | 1864 | 1360 | 1864 |  | 1360 | 1864 | 0 | 0 |  | 1096 | 1501 | 0 | 0 | 2 | 1360 | 1864 | 2720 | 3728 |  | 1096 | 1501 | 0 | 0 |  | 1181 | 1618 | 0 | 0 | 1 | 1096 | 1501 | 1096 | 1501 | 1 | 1181 | 1618 | 1181 | 1618 | 1 | 1360 | 1864 | 1360 | 1864 |  | 1446 | 1980 | 0 | 0 |  | 1446 | 1980 | 0 | 0 | 1 | 1446 | 1980 | 1446 | 1980 |  | 1181 | 1618 | 0 | 0 | 1 | 1360 | 1864 | 1360 | 1864 | 1 | 1446 | 1980 | 1446 | 1980 |  | 1360 | 1864 | 0 | 0 |  | 1360 | 1864 | 0 | 0 |  | 1360 | 1864 | 0 | 0 |  | 1360 | 1864 | 0 | 0 |  | 1360 | 1864 | 0 | 0 |  | 1360 | 1864 | 0 | 0 |  | 1360 | 1864 | 0 | 0 |  | 1360 | 1864 | 0 | 0 |  | 1360 | 1864 | 0 | 0 |  | 1360 | 1864 | 0 | 0 |  | 1360 | 1864 | 0 | 0 |  | 1360 | 1864 | 0 | 0 |  | 1360 | 1864 | 0 | 0 |  | 1360 | 1864 | 0 | 0 |  | 1360 | 1864 | 0 | 0 |  | 1360 | 1864 | 0 | 0 |  | 1360 | 1864 | 0 | 0 |  | 1360 | 1864 | 0 | 0 |  | 1360 | 1864 | 0 | 0 |  | 1360 | 1864 | 0 | 0 |  | 1360 | 1864 | 0 | 0 |  | 1360 | 1864 | 0 | 0 |  | 1360 | 1864 | 0 | 0 |  | 1360 | 1864 | 0 | 0 |  | 1360 | 1864 | 0 | 0 |  | 1360 | 1864 | 0 | 0 |  | 1181 | 1618 | 0 | 0 |  | 1360 | 1864 | 0 | 0 |  | 1181 | 1618 | 0 | 0 |  | 1360 | 1864 | 0 | 0 |  | 1360 | 1864 | 0 | 0 |  | 1181 | 1618 | 0 | 0 |  | 1181 | 1618 | 0 | 0 |  | 1360 | 1864 | 0 | 0 |  | 1181 | 1618 | 0 | 0 |  | 1181 | 1618 | 0 | 0 |  | 1360 | 1864 | 0 | 0 |  | 1360 | 1864 | 0 | 0 |  | 1360 | 1864 | 0 | 0 |  | 1360 | 1864 | 0 | 0 |  | 1360 | 1864 | 0 | 0 |  | 1360 | 1864 | 0 | 0 |  | 1181 | 1618 | 0 | 0 |  | 1360 | 1864 | 0 | 0 |  | 1360 | 1864 | 0 | 0 |  | 1360 | 1864 | 0 | 0 |  | 1360 | 1864 | 0 | 0 |  | 1360 | 1864 | 0 | 0 |  | 1360 | 1864 | 0 | 0 |  | 1360 | 1864 | 0 | 0 |  | 1181 | 1618 | 0 | 0 |  | 1360 | 1864 | 0 | 0 |  | 1360 | 1864 | 0 | 0 |  | 1360 | 1864 | 0 | 0 | 1 | 1181 | 1618 | 1181 | 1618 |  | 1360 | 1864 | 0 | 0 | 1 | 1360 | 1864 | 1360 | 1864 |  | 1181 | 1618 | 0 | 0 | 1 | 1181 | 1618 | 1181 | 1618 |  | 1181 | 1618 | 0 | 0 |  | 1181 | 1618 | 0 | 0 | 1 | 1181 | 1618 | 1181 | 1618 |  | 1181 | 1618 | 0 | 0 |  | 1181 | 1618 | 0 | 0 |  | 1181 | 1618 | 0 | 0 |  | 1181 | 1618 | 0 | 0 | 1 | 1181 | 1618 | 1181 | 1618 |  | 1181 | 1618 | 0 | 0 |  | 1181 | 1618 | 0 | 0 |  | 1181 | 1618 | 0 | 0 | 1 | 1181 | 1618 | 1181 | 1618 |  | 1181 | 1618 | 0 | 0 | 1 | 1181 | 1618 | 1181 | 1618 |  | 1181 | 1618 | 0 | 0 | 1 | 1181 | 1618 | 1181 | 1618 |  | 1181 | 1618 | 0 | 0 | 2 | 1181 | 1618 | 2362 | 3236 | 1 | 1181 | 1618 | 1181 | 1618 |  | 1181 | 1618 | 0 | 0 | 1 | 1181 | 1618 | 1181 | 1618 | 2 | 1181 | 1618 | 2362 | 3236 |  | 1181 | 1618 | 0 | 0 |  | 1181 | 1618 | 0 | 0 |  | 1181 | 1618 | 0 | 0
Connection types are not specified in charging arrangements for service connection and seem to only extend to 125mm, assume this cost for all 3 connection types | Cut in/branch Connection |  | 1096 | 1501 | 0 | 0 | 1 | 1360 | 1864 | 1360 | 1864 |  | 1096 | 1501 | 0 | 0 |  | 1360 | 1864 | 0 | 0 | 1 | 1360 | 1864 | 1360 | 1864 | 1 | 1360 | 1864 | 1360 | 1864 |  | 1360 | 1864 | 0 | 0 | 2 | 1360 | 1864 | 2720 | 3728 |  | 1096 | 1501 | 0 | 0 |  | 1360 | 1864 | 0 | 0 |  | 1096 | 1501 | 0 | 0 | 2 | 1181 | 1618 | 2362 | 3236 | 1 | 1096 | 1501 | 1096 | 1501 |  | 1181 | 1618 | 0 | 0 |  | 1360 | 1864 | 0 | 0 |  | 1446 | 1980 | 0 | 0 | 1 | 1446 | 1980 | 1446 | 1980 |  | 1446 | 1980 | 0 | 0 |  | 1181 | 1618 | 0 | 0 |  | 1360 | 1864 | 0 | 0 |  | 1446 | 1980 | 0 | 0 |  | 1360 | 1864 | 0 | 0 |  | 1360 | 1864 | 0 | 0 |  | 1360 | 1864 | 0 | 0 |  | 1360 | 1864 | 0 | 0 |  | 1360 | 1864 | 0 | 0 |  | 1360 | 1864 | 0 | 0 |  | 1360 | 1864 | 0 | 0 |  | 1360 | 1864 | 0 | 0 |  | 1360 | 1864 | 0 | 0 |  | 1360 | 1864 | 0 | 0 |  | 1360 | 1864 | 0 | 0 |  | 1360 | 1864 | 0 | 0 |  | 1360 | 1864 | 0 | 0 |  | 1360 | 1864 | 0 | 0 |  | 1360 | 1864 | 0 | 0 |  | 1360 | 1864 | 0 | 0 |  | 1360 | 1864 | 0 | 0 |  | 1360 | 1864 | 0 | 0 |  | 1360 | 1864 | 0 | 0 |  | 1360 | 1864 | 0 | 0 |  | 1360 | 1864 | 0 | 0 |  | 1360 | 1864 | 0 | 0 |  | 1360 | 1864 | 0 | 0 |  | 1360 | 1864 | 0 | 0 |  | 1360 | 1864 | 0 | 0 |  | 1360 | 1864 | 0 | 0 |  | 1181 | 1618 | 0 | 0 |  | 1360 | 1864 | 0 | 0 |  | 1181 | 1618 | 0 | 0 |  | 1360 | 1864 | 0 | 0 |  | 1360 | 1864 | 0 | 0 |  | 1181 | 1618 | 0 | 0 |  | 1181 | 1618 | 0 | 0 |  | 1360 | 1864 | 0 | 0 |  | 1181 | 1618 | 0 | 0 |  | 1181 | 1618 | 0 | 0 |  | 1360 | 1864 | 0 | 0 |  | 1360 | 1864 | 0 | 0 |  | 1360 | 1864 | 0 | 0 |  | 1360 | 1864 | 0 | 0 |  | 1360 | 1864 | 0 | 0 |  | 1360 | 1864 | 0 | 0 |  | 1181 | 1618 | 0 | 0 |  | 1360 | 1864 | 0 | 0 |  | 1360 | 1864 | 0 | 0 |  | 1360 | 1864 | 0 | 0 |  | 1360 | 1864 | 0 | 0 |  | 1360 | 1864 | 0 | 0 |  | 1360 | 1864 | 0 | 0 |  | 1360 | 1864 | 0 | 0 |  | 1181 | 1618 | 0 | 0 | 1 | 1360 | 1864 | 1360 | 1864 |  | 1360 | 1864 | 0 | 0 |  | 1360 | 1864 | 0 | 0 |  | 1181 | 1618 | 0 | 0 |  | 1360 | 1864 | 0 | 0 |  | 1360 | 1864 | 0 | 0 |  | 1181 | 1618 | 0 | 0 |  | 1181 | 1618 | 0 | 0 |  | 1181 | 1618 | 0 | 0 |  | 1181 | 1618 | 0 | 0 |  | 1181 | 1618 | 0 | 0 | 1 | 1181 | 1618 | 1181 | 1618 | 1 | 1181 | 1618 | 1181 | 1618 | 1 | 1181 | 1618 | 1181 | 1618 |  | 1181 | 1618 | 0 | 0 |  | 1181 | 1618 | 0 | 0 |  | 1181 | 1618 | 0 | 0 |  | 1181 | 1618 | 0 | 0 | 1 | 1181 | 1618 | 1181 | 1618 |  | 1181 | 1618 | 0 | 0 |  | 1181 | 1618 | 0 | 0 |  | 1181 | 1618 | 0 | 0 |  | 1181 | 1618 | 0 | 0 |  | 1181 | 1618 | 0 | 0 |  | 1181 | 1618 | 0 | 0 |  | 1181 | 1618 | 0 | 0 |  | 1181 | 1618 | 0 | 0 |  | 1181 | 1618 | 0 | 0 |  | 1181 | 1618 | 0 | 0 |  | 1181 | 1618 | 0 | 0 | 1 | 1181 | 1618 | 1181 | 1618 |  | 1181 | 1618 | 0 | 0 | 1 | 1181 | 1618 | 1181 | 1618
Connection types are not specified in charging arrangements for service connection and seem to only extend to 125mm, assume this cost for all 3 connection types | In Line / back to back connection | 2 | 1096 | 1501 | 2192 | 3002 | 1 | 1360 | 1864 | 1360 | 1864 |  | 1096 | 1501 | 0 | 0 |  | 1360 | 1864 | 0 | 0 | 1 | 1360 | 1864 | 1360 | 1864 | 1 | 1360 | 1864 | 1360 | 1864 | 1 | 1360 | 1864 | 1360 | 1864 |  | 1360 | 1864 | 0 | 0 | 2 | 1096 | 1501 | 2192 | 3002 | 2 | 1360 | 1864 | 2720 | 3728 | 1 | 1096 | 1501 | 1096 | 1501 | 6 | 1181 | 1618 | 7086 | 9708 | 4 | 1096 | 1501 | 4384 | 6004 | 1 | 1181 | 1618 | 1181 | 1618 | 1 | 1360 | 1864 | 1360 | 1864 | 1 | 1446 | 1980 | 1446 | 1980 | 1 | 1446 | 1980 | 1446 | 1980 | 1 | 1446 | 1980 | 1446 | 1980 | 2 | 1181 | 1618 | 2362 | 3236 | 1 | 1360 | 1864 | 1360 | 1864 | 1 | 1446 | 1980 | 1446 | 1980 | 1 | 1360 | 1864 | 1360 | 1864 | 2 | 1360 | 1864 | 2720 | 3728 | 1 | 1360 | 1864 | 1360 | 1864 | 1 | 1360 | 1864 | 1360 | 1864 | 1 | 1360 | 1864 | 1360 | 1864 | 1 | 1360 | 1864 | 1360 | 1864 | 7 | 1360 | 1864 | 9520 | 13048 | 1 | 1360 | 1864 | 1360 | 1864 | 1 | 1360 | 1864 | 1360 | 1864 | 1 | 1360 | 1864 | 1360 | 1864 | 1 | 1360 | 1864 | 1360 | 1864 | 1 | 1360 | 1864 | 1360 | 1864 | 1 | 1360 | 1864 | 1360 | 1864 | 2 | 1360 | 1864 | 2720 | 3728 | 1 | 1360 | 1864 | 1360 | 1864 | 2 | 1360 | 1864 | 2720 | 3728 | 4 | 1360 | 1864 | 5440 | 7456 | 1 | 1360 | 1864 | 1360 | 1864 | 1 | 1360 | 1864 | 1360 | 1864 | 1 | 1360 | 1864 | 1360 | 1864 | 1 | 1360 | 1864 | 1360 | 1864 | 1 | 1360 | 1864 | 1360 | 1864 | 1 | 1360 | 1864 | 1360 | 1864 | 1 | 1360 | 1864 | 1360 | 1864 | 1 | 1360 | 1864 | 1360 | 1864 | 1 | 1360 | 1864 | 1360 | 1864 | 1 | 1181 | 1618 | 1181 | 1618 | 2 | 1360 | 1864 | 2720 | 3728 | 2 | 1181 | 1618 | 2362 | 3236 | 2 | 1360 | 1864 | 2720 | 3728 | 1 | 1360 | 1864 | 1360 | 1864 | 1 | 1181 | 1618 | 1181 | 1618 | 1 | 1181 | 1618 | 1181 | 1618 | 1 | 1360 | 1864 | 1360 | 1864 | 1 | 1181 | 1618 | 1181 | 1618 | 1 | 1181 | 1618 | 1181 | 1618 | 1 | 1360 | 1864 | 1360 | 1864 | 1 | 1360 | 1864 | 1360 | 1864 | 1 | 1360 | 1864 | 1360 | 1864 | 1 | 1360 | 1864 | 1360 | 1864 | 1 | 1360 | 1864 | 1360 | 1864 | 1 | 1360 | 1864 | 1360 | 1864 | 1 | 1181 | 1618 | 1181 | 1618 | 1 | 1360 | 1864 | 1360 | 1864 | 1 | 1360 | 1864 | 1360 | 1864 | 1 | 1360 | 1864 | 1360 | 1864 | 1 | 1360 | 1864 | 1360 | 1864 | 1 | 1360 | 1864 | 1360 | 1864 | 3 | 1360 | 1864 | 4080 | 5592 | 2 | 1360 | 1864 | 2720 | 3728 | 2 | 1181 | 1618 | 2362 | 3236 | 1 | 1360 | 1864 | 1360 | 1864 | 1 | 1360 | 1864 | 1360 | 1864 | 2 | 1360 | 1864 | 2720 | 3728 | 1 | 1181 | 1618 | 1181 | 1618 | 1 | 1360 | 1864 | 1360 | 1864 | 1 | 1360 | 1864 | 1360 | 1864 | 1 | 1181 | 1618 | 1181 | 1618 | 1 | 1181 | 1618 | 1181 | 1618 | 1 | 1181 | 1618 | 1181 | 1618 | 1 | 1181 | 1618 | 1181 | 1618 | 1 | 1181 | 1618 | 1181 | 1618 | 1 | 1181 | 1618 | 1181 | 1618 | 1 | 1181 | 1618 | 1181 | 1618 | 1 | 1181 | 1618 | 1181 | 1618 | 1 | 1181 | 1618 | 1181 | 1618 | 1 | 1181 | 1618 | 1181 | 1618 | 1 | 1181 | 1618 | 1181 | 1618 | 1 | 1181 | 1618 | 1181 | 1618 | 1 | 1181 | 1618 | 1181 | 1618 | 1 | 1181 | 1618 | 1181 | 1618 | 1 | 1181 | 1618 | 1181 | 1618 | 1 | 1181 | 1618 | 1181 | 1618 | 1 | 1181 | 1618 | 1181 | 1618 |  | 1181 | 1618 | 0 | 0 | 1 | 1181 | 1618 | 1181 | 1618 | 2 | 1181 | 1618 | 2362 | 3236 | 1 | 1181 | 1618 | 1181 | 1618 | 1 | 1181 | 1618 | 1181 | 1618 | 1 | 1181 | 1618 | 1181 | 1618 | 2 | 1181 | 1618 | 2362 | 3236 | 1 | 1181 | 1618 | 1181 | 1618 | 1 | 1181 | 1618 | 1181 | 1618 | 1 | 1181 | 1618 | 1181 | 1618
Fittings included in mains construction charges | Chambered fittings e.g. SV/FH/WO | 18 |  |  | 0 | 0 | 13 |  |  | 0 | 0 | 2 |  |  | 0 | 0 | 14 |  |  | 0 | 0 | 2 |  |  | 0 | 0 | 2 |  |  | 0 | 0 | 18 |  |  | 0 | 0 | 6 |  |  | 0 | 0 | 13 |  |  | 0 | 0 | 2 |  |  | 0 | 0 | 16 |  |  | 0 | 0 | 23 |  |  | 0 | 0 | 34 |  |  | 0 | 0 | 6 |  |  | 0 | 0 | 1 |  |  | 0 | 0 | 8 |  |  | 0 | 0 | 4 |  |  | 0 | 0 | 17 |  |  | 0 | 0 | 12 |  |  | 0 | 0 | 10 |  |  | 0 | 0 | 10 |  |  | 0 | 0 | 2 |  |  | 0 | 0 | 6 |  |  | 0 | 0 | 2 |  |  | 0 | 0 | 3 |  |  | 0 | 0 | 2 |  |  | 0 | 0 | 10 |  |  | 0 | 0 | 16 |  |  | 0 | 0 | 13 |  |  | 0 | 0 | 9 |  |  | 0 | 0 | 4 |  |  | 0 | 0 | 2 |  |  | 0 | 0 | 3 |  |  | 0 | 0 | 3 |  |  | 0 | 0 | 7 |  |  | 0 | 0 | 6 |  |  | 0 | 0 | 33 |  |  | 0 | 0 | 14 |  |  | 0 | 0 | 4 |  |  | 0 | 0 | 6 |  |  | 0 | 0 | 11 |  |  | 0 | 0 | 2 |  |  | 0 | 0 | 12 |  |  | 0 | 0 | 7 |  |  | 0 | 0 | 13 |  |  | 0 | 0 | 5 |  |  | 0 | 0 | 6 |  |  | 0 | 0 | 3 |  |  | 0 | 0 | 10 |  |  | 0 | 0 | 22 |  |  | 0 | 0 | 12 |  |  | 0 | 0 | 6 |  |  | 0 | 0 | 3 |  |  | 0 | 0 | 5 |  |  | 0 | 0 | 6 |  |  | 0 | 0 | 10 |  |  | 0 | 0 | 3 |  |  | 0 | 0 | 4 |  |  | 0 | 0 | 13 |  |  | 0 | 0 | 15 |  |  | 0 | 0 | 7 |  |  | 0 | 0 | 3 |  |  | 0 | 0 | 16 |  |  | 0 | 0 | 7 |  |  | 0 | 0 | 6 |  |  | 0 | 0 | 8 |  |  | 0 | 0 | 8 |  |  | 0 | 0 | 7 |  |  | 0 | 0 | 9 |  |  | 0 | 0 | 5 |  |  | 0 | 0 | 3 |  |  | 0 | 0 | 8 |  |  | 0 | 0 | 7 |  |  | 0 | 0 | 10 |  |  | 0 | 0 | 4 |  |  | 0 | 0 | 6 |  |  | 0 | 0 | 2 |  |  | 0 | 0 | 4 |  |  | 0 | 0 | 3 |  |  | 0 | 0 | 10 |  |  | 0 | 0 | 4 |  |  | 0 | 0 | 2 |  |  | 0 | 0 | 4 |  |  | 0 | 0 | 7 |  |  | 0 | 0 | 7 |  |  | 0 | 0 | 3 |  |  | 0 | 0 | 9 |  |  | 0 | 0 | 7 |  |  | 0 | 0 | 6 |  |  | 0 | 0 | 4 |  |  | 0 | 0 | 4 |  |  | 0 | 0 | 5 |  |  | 0 | 0 | 2 |  |  | 0 | 0 |  |  |  | 0 | 0 | 2 |  |  | 0 | 0 | 7 |  |  | 0 | 0 | 5 |  |  | 0 | 0 | 7 |  |  | 0 | 0 | 3 |  |  | 0 | 0 | 4 |  |  | 0 | 0 | 4 |  |  | 0 | 0 | 8 |  |  | 0 | 0 | 4 |  |  | 0 | 0 |  |  |  | 0 | 0 |  |  |  | 0 | 0
| 63mm Open Cut Development Site | 287 | 53 | 73 | 15211 | 20951 | 279 | 53 | 73 | 14787 | 20367 |  | 53 | 73 | 0 | 0 | 141 | 53 | 73 | 7473 | 10293 |  | 53 | 73 | 0 | 0 |  | 53 | 73 | 0 | 0 | 251 | 53 | 73 | 13303 | 18323 |  | 53 | 73 | 0 | 0 | 200 | 53 | 73 | 10600 | 14600 |  | 53 | 73 | 0 | 0 | 264 | 53 | 73 | 13992 | 19272 | 85 | 60 | 81 | 5100 | 6885 | 356 | 53 | 73 | 18868 | 25988 | 63 | 60 | 81 | 3780 | 5103 |  | 53 | 73 | 0 | 0 |  | 60 | 81 | 0 | 0 |  | 60 | 81 | 0 | 0 |  | 60 | 81 | 0 | 0 |  | 60 | 81 | 0 | 0 | 40 | 53 | 73 | 2120 | 2920 |  | 60 | 81 | 0 | 0 |  | 53 | 73 | 0 | 0 |  | 53 | 73 | 0 | 0 |  | 53 | 73 | 0 | 0 | 60 | 53 | 73 | 3180 | 4380 | 78 | 53 | 73 | 4134 | 5694 |  | 53 | 73 | 0 | 0 |  | 53 | 73 | 0 | 0 |  | 53 | 73 | 0 | 0 | 90 | 53 | 73 | 4770 | 6570 |  | 53 | 73 | 0 | 0 | 151 | 53 | 73 | 8003 | 11023 | 59 | 53 | 73 | 3127 | 4307 |  | 53 | 73 | 0 | 0 | 40 | 53 | 73 | 2120 | 2920 | 73 | 53 | 73 | 3869 | 5329 | 302 | 53 | 73 | 16006 | 22046 | 188 | 53 | 73 | 9964 | 13724 |  | 53 | 73 | 0 | 0 | 50 | 53 | 73 | 2650 | 3650 | 93 | 53 | 73 | 4929 | 6789 | 107 | 53 | 73 | 5671 | 7811 | 99 | 53 | 73 | 5247 | 7227 | 53 | 53 | 73 | 2809 | 3869 | 36 | 53 | 73 | 1908 | 2628 |  | 53 | 73 | 0 | 0 |  | 53 | 73 | 0 | 0 |  | 60 | 81 | 0 | 0 | 44 | 53 | 73 | 2332 | 3212 | 171 | 60 | 81 | 10260 | 13851 | 76 | 53 | 73 | 4028 | 5548 | 69 | 53 | 73 | 3657 | 5037 | 114 | 60 | 81 | 6840 | 9234 |  | 60 | 81 | 0 | 0 | 73 | 53 | 73 | 3869 | 5329 |  | 60 | 81 | 0 | 0 |  | 60 | 81 | 0 | 0 |  | 53 | 73 | 0 | 0 |  | 53 | 73 | 0 | 0 |  | 53 | 73 | 0 | 0 |  | 53 | 73 | 0 | 0 |  | 53 | 73 | 0 | 0 |  | 53 | 73 | 0 | 0 | 67 | 60 | 81 | 4020 | 5427 | 36 | 53 | 73 | 1908 | 2628 | 52 | 53 | 73 | 2756 | 3796 | 145 | 53 | 73 | 7685 | 10585 |  | 53 | 73 | 0 | 0 | 145 | 53 | 73 | 7685 | 10585 | 142 | 53 | 73 | 7526 | 10366 |  | 53 | 73 | 0 | 0 |  | 60 | 81 | 0 | 0 |  | 53 | 73 | 0 | 0 |  | 53 | 73 | 0 | 0 |  | 53 | 73 | 0 | 0 |  | 60 | 81 | 0 | 0 |  | 53 | 73 | 0 | 0 |  | 53 | 73 | 0 | 0 |  | 60 | 81 | 0 | 0 |  | 60 | 81 | 0 | 0 |  | 60 | 81 | 0 | 0 |  | 60 | 81 | 0 | 0 |  | 60 | 81 | 0 | 0 |  | 60 | 81 | 0 | 0 |  | 60 | 81 | 0 | 0 |  | 60 | 81 | 0 | 0 |  | 60 | 81 | 0 | 0 |  | 60 | 81 | 0 | 0 |  | 60 | 81 | 0 | 0 |  | 60 | 81 | 0 | 0 |  | 60 | 81 | 0 | 0 |  | 60 | 81 | 0 | 0 |  | 60 | 81 | 0 | 0 |  | 60 | 81 | 0 | 0 |  | 60 | 81 | 0 | 0 |  | 60 | 81 | 0 | 0 | 70 | 60 | 81 | 4200 | 5670 |  | 60 | 81 | 0 | 0 |  | 60 | 81 | 0 | 0 |  | 60 | 81 | 0 | 0 |  | 60 | 81 | 0 | 0 | 36 | 60 | 81 | 2160 | 2916 |  | 60 | 81 | 0 | 0 |  | 60 | 81 | 0 | 0 |  | 60 | 81 | 0 | 0
| 90mm Open Cut Development Site | 1248 | 61 | 74 | 76128 | 92352 | 315 | 61 | 74 | 19215 | 23310 | 525 | 61 | 74 | 32025 | 38850 | 575 | 61 | 74 | 35075 | 42550 | 205 | 61 | 74 | 12505 | 15170 | 437 | 61 | 74 | 26657 | 32338 | 399 | 61 | 74 | 24339 | 29526 | 500 | 61 | 74 | 30500 | 37000 | 254 | 61 | 74 | 15494 | 18796 | 246 | 61 | 74 | 15006 | 18204 | 188 | 61 | 74 | 11468 | 13912 | 353 | 69 | 85 | 24357 | 30005 | 912 | 61 | 74 | 55632 | 67488 |  | 69 | 85 | 0 | 0 | 106 | 61 | 74 | 6466 | 7844 | 309 | 69 | 85 | 21321 | 26265 | 144 | 69 | 85 | 9936 | 12240 | 427 | 69 | 85 | 29463 | 36295 | 469 | 69 | 85 | 32361 | 39865 | 469 | 61 | 74 | 28609 | 34706 | 379 | 69 | 85 | 26151 | 32215 | 97.5 | 61 | 74 | 5947.5 | 7215 | 261 | 61 | 74 | 15921 | 19314 | 241 | 61 | 74 | 14701 | 17834 | 129 | 61 | 74 | 7869 | 9546 |  | 61 | 74 | 0 | 0 |  | 61 | 74 | 0 | 0 | 112 | 61 | 74 | 6832 | 8288 | 285 | 61 | 74 | 17385 | 21090 |  | 61 | 74 | 0 | 0 | 70 | 61 | 74 | 4270 | 5180 |  | 61 | 74 | 0 | 0 | 4 | 61 | 74 | 244 | 296 |  | 61 | 74 | 0 | 0 | 138 | 61 | 74 | 8418 | 10212 |  | 61 | 74 | 0 | 0 | 1221 | 61 | 74 | 74481 | 90354 | 391 | 61 | 74 | 23851 | 28934 | 257 | 61 | 74 | 15677 | 19018 | 163 | 61 | 74 | 9943 | 12062 | 194 | 61 | 74 | 11834 | 14356 |  | 61 | 74 | 0 | 0 | 591 | 61 | 74 | 36051 | 43734 | 120 | 61 | 74 | 7320 | 8880 | 156 | 61 | 74 | 9516 | 11544 | 173 | 61 | 74 | 10553 | 12802 | 60 | 61 | 74 | 3660 | 4440 | 114 | 69 | 85 | 7866 | 9690 | 64 | 61 | 74 | 3904 | 4736 |  | 69 | 85 | 0 | 0 | 202 | 61 | 74 | 12322 | 14948 | 237 | 61 | 74 | 14457 | 17538 |  | 69 | 85 | 0 | 0 | 224 | 69 | 85 | 15456 | 19040 | 239 | 61 | 74 | 14579 | 17686 | 90 | 69 | 85 | 6210 | 7650 | 145 | 69 | 85 | 10005 | 12325 | 27 | 61 | 74 | 1647 | 1998 | 149 | 61 | 74 | 9089 | 11026 | 139 | 61 | 74 | 8479 | 10286 | 95 | 61 | 74 | 5795 | 7030 | 112 | 61 | 74 | 6832 | 8288 | 169 | 61 | 74 | 10309 | 12506 |  | 69 | 85 | 0 | 0 | 192 | 61 | 74 | 11712 | 14208 | 190 | 61 | 74 | 11590 | 14060 | 196 | 61 | 74 | 11956 | 14504 | 26 | 61 | 74 | 1586 | 1924 | 196 | 61 | 74 | 11956 | 14504 | 55 | 61 | 74 | 3355 | 4070 | 141 | 61 | 74 | 8601 | 10434 | 212 | 69 | 85 | 14628 | 18020 | 237 | 61 | 74 | 14457 | 17538 | 55 | 61 | 74 | 3355 | 4070 | 98 | 61 | 74 | 5978 | 7252 | 45 | 69 | 85 | 3105 | 3825 | 175 | 61 | 74 | 10675 | 12950 | 8 | 61 | 74 | 488 | 592 | 160 | 69 | 85 | 11040 | 13600 |  | 69 | 85 | 0 | 0 | 111 | 69 | 85 | 7659 | 9435 | 110 | 69 | 85 | 7590 | 9350 | 168 | 69 | 85 | 11592 | 14280 | 131 | 69 | 85 | 9039 | 11135 | 162 | 69 | 85 | 11178 | 13770 | 114 | 69 | 85 | 7866 | 9690 | 399 | 69 | 85 | 27531 | 33915 |  | 69 | 85 | 0 | 0 | 251 | 69 | 85 | 17319 | 21335 | 29 | 69 | 85 | 2001 | 2465 | 89 | 69 | 85 | 6141 | 7565 | 45 | 69 | 85 | 3105 | 3825 | 173 | 69 | 85 | 11937 | 14705 | 8 | 69 | 85 | 552 | 680 | 160 | 69 | 85 | 11040 | 13600 |  | 69 | 85 | 0 | 0 |  | 69 | 85 | 0 | 0 | 277 | 69 | 85 | 19113 | 23545 | 636 | 69 | 85 | 43884 | 54060 | 129 | 69 | 85 | 8901 | 10965 | 129 | 69 | 85 | 8901 | 10965 | 166 | 69 | 85 | 11454 | 14110 | 252 | 69 | 85 | 17388 | 21420 | 31 | 69 | 85 | 2139 | 2635 | 162 | 69 | 85 | 11178 | 13770
| 125mm Open Cut Development Site |  | 65 | 82 | 0 | 0 | 80 | 65 | 82 | 5200 | 6560 |  | 65 | 82 | 0 | 0 | 1190 | 65 | 82 | 77350 | 97580 |  | 65 | 82 | 0 | 0 |  | 65 | 82 | 0 | 0 | 434 | 65 | 82 | 28210 | 35588 |  | 65 | 82 | 0 | 0 |  | 65 | 82 | 0 | 0 |  | 65 | 82 | 0 | 0 |  | 65 | 82 | 0 | 0 | 690 | 72 | 93 | 49680 | 64170 | 828 | 65 | 82 | 53820 | 67896 | 140 | 72 | 93 | 10080 | 13020 |  | 65 | 82 | 0 | 0 | 317 | 72 | 93 | 22824 | 29481 |  | 72 | 93 | 0 | 0 | 173 | 72 | 93 | 12456 | 16089 | 173 | 72 | 93 | 12456 | 16089 |  | 65 | 82 | 0 | 0 | 409 | 72 | 93 | 29448 | 38037 |  | 65 | 82 | 0 | 0 | 162 | 65 | 82 | 10530 | 13284 |  | 65 | 82 | 0 | 0 |  | 65 | 82 | 0 | 0 |  | 65 | 82 | 0 | 0 |  | 65 | 82 | 0 | 0 |  | 65 | 82 | 0 | 0 |  | 65 | 82 | 0 | 0 |  | 65 | 82 | 0 | 0 | 123 | 65 | 82 | 7995 | 10086 |  | 65 | 82 | 0 | 0 |  | 65 | 82 | 0 | 0 | 572 | 65 | 82 | 37180 | 46904 |  | 65 | 82 | 0 | 0 |  | 65 | 82 | 0 | 0 | 174 | 65 | 82 | 11310 | 14268 |  | 65 | 82 | 0 | 0 |  | 65 | 82 | 0 | 0 |  | 65 | 82 | 0 | 0 |  | 65 | 82 | 0 | 0 |  | 65 | 82 | 0 | 0 | 112 | 65 | 82 | 7280 | 9184 |  | 65 | 82 | 0 | 0 | 471 | 65 | 82 | 30615 | 38622 |  | 65 | 82 | 0 | 0 |  | 65 | 82 | 0 | 0 |  | 72 | 93 | 0 | 0 |  | 65 | 82 | 0 | 0 |  | 72 | 93 | 0 | 0 |  | 65 | 82 | 0 | 0 |  | 65 | 82 | 0 | 0 |  | 72 | 93 | 0 | 0 |  | 72 | 93 | 0 | 0 |  | 65 | 82 | 0 | 0 |  | 72 | 93 | 0 | 0 |  | 72 | 93 | 0 | 0 |  | 65 | 82 | 0 | 0 |  | 65 | 82 | 0 | 0 |  | 65 | 82 | 0 | 0 |  | 65 | 82 | 0 | 0 |  | 65 | 82 | 0 | 0 |  | 65 | 82 | 0 | 0 |  | 72 | 93 | 0 | 0 |  | 65 | 82 | 0 | 0 |  | 65 | 82 | 0 | 0 |  | 65 | 82 | 0 | 0 |  | 65 | 82 | 0 | 0 |  | 65 | 82 | 0 | 0 |  | 65 | 82 | 0 | 0 |  | 65 | 82 | 0 | 0 |  | 72 | 93 | 0 | 0 |  | 65 | 82 | 0 | 0 |  | 65 | 82 | 0 | 0 |  | 65 | 82 | 0 | 0 |  | 72 | 93 | 0 | 0 |  | 65 | 82 | 0 | 0 |  | 65 | 82 | 0 | 0 |  | 72 | 93 | 0 | 0 | 306 | 72 | 93 | 22032 | 28458 |  | 72 | 93 | 0 | 0 |  | 72 | 93 | 0 | 0 |  | 72 | 93 | 0 | 0 |  | 72 | 93 | 0 | 0 |  | 72 | 93 | 0 | 0 |  | 72 | 93 | 0 | 0 |  | 72 | 93 | 0 | 0 | 306 | 72 | 93 | 22032 | 28458 |  | 72 | 93 | 0 | 0 |  | 72 | 93 | 0 | 0 |  | 72 | 93 | 0 | 0 |  | 72 | 93 | 0 | 0 |  | 72 | 93 | 0 | 0 |  | 72 | 93 | 0 | 0 |  | 72 | 93 | 0 | 0 | 448 | 72 | 93 | 32256 | 41664 |  | 72 | 93 | 0 | 0 |  | 72 | 93 | 0 | 0 |  | 72 | 93 | 0 | 0 |  | 72 | 93 | 0 | 0 |  | 72 | 93 | 0 | 0 |  | 72 | 93 | 0 | 0 |  | 72 | 93 | 0 | 0 |  | 72 | 93 | 0 | 0 |  | 72 | 93 | 0 | 0
| 180mm Open Cut Development Site | 576 | 84 | 114 | 48384 | 65664 |  | 84 | 114 | 0 | 0 |  | 84 | 114 | 0 | 0 |  | 84 | 114 | 0 | 0 |  | 84 | 114 | 0 | 0 |  | 84 | 114 | 0 | 0 |  | 84 | 114 | 0 | 0 |  | 84 | 114 | 0 | 0 | 712 | 84 | 114 | 59808 | 81168 |  | 84 | 114 | 0 | 0 | 525 | 84 | 114 | 44100 | 59850 |  | 95 | 126 | 0 | 0 |  | 84 | 114 | 0 | 0 |  | 95 | 126 | 0 | 0 |  | 84 | 114 | 0 | 0 |  | 95 | 126 | 0 | 0 |  | 95 | 126 | 0 | 0 | 232 | 95 | 126 | 22040 | 29232 | 246 | 95 | 126 | 23370 | 30996 |  | 84 | 114 | 0 | 0 |  | 95 | 126 | 0 | 0 |  | 84 | 114 | 0 | 0 |  | 84 | 114 | 0 | 0 |  | 84 | 114 | 0 | 0 |  | 84 | 114 | 0 | 0 |  | 84 | 114 | 0 | 0 |  | 84 | 114 | 0 | 0 | 82 | 84 | 114 | 6888 | 9348 | 427 | 84 | 114 | 35868 | 48678 |  | 84 | 114 | 0 | 0 |  | 84 | 114 | 0 | 0 |  | 84 | 114 | 0 | 0 |  | 84 | 114 | 0 | 0 |  | 84 | 114 | 0 | 0 |  | 84 | 114 | 0 | 0 |  | 84 | 114 | 0 | 0 | 1259 | 84 | 114 | 105756 | 143526 |  | 84 | 114 | 0 | 0 |  | 84 | 114 | 0 | 0 |  | 84 | 114 | 0 | 0 |  | 84 | 114 | 0 | 0 |  | 84 | 114 | 0 | 0 |  | 84 | 114 | 0 | 0 |  | 84 | 114 | 0 | 0 |  | 84 | 114 | 0 | 0 |  | 84 | 114 | 0 | 0 |  | 84 | 114 | 0 | 0 |  | 95 | 126 | 0 | 0 |  | 84 | 114 | 0 | 0 |  | 95 | 126 | 0 | 0 |  | 84 | 114 | 0 | 0 |  | 84 | 114 | 0 | 0 |  | 95 | 126 | 0 | 0 |  | 95 | 126 | 0 | 0 |  | 84 | 114 | 0 | 0 |  | 95 | 126 | 0 | 0 |  | 95 | 126 | 0 | 0 |  | 84 | 114 | 0 | 0 |  | 84 | 114 | 0 | 0 |  | 84 | 114 | 0 | 0 |  | 84 | 114 | 0 | 0 |  | 84 | 114 | 0 | 0 |  | 84 | 114 | 0 | 0 |  | 95 | 126 | 0 | 0 |  | 84 | 114 | 0 | 0 |  | 84 | 114 | 0 | 0 |  | 84 | 114 | 0 | 0 |  | 84 | 114 | 0 | 0 |  | 84 | 114 | 0 | 0 |  | 84 | 114 | 0 | 0 |  | 84 | 114 | 0 | 0 |  | 95 | 126 | 0 | 0 |  | 84 | 114 | 0 | 0 |  | 84 | 114 | 0 | 0 |  | 84 | 114 | 0 | 0 |  | 95 | 126 | 0 | 0 |  | 84 | 114 | 0 | 0 |  | 84 | 114 | 0 | 0 |  | 95 | 126 | 0 | 0 |  | 95 | 126 | 0 | 0 |  | 95 | 126 | 0 | 0 |  | 95 | 126 | 0 | 0 |  | 95 | 126 | 0 | 0 |  | 95 | 126 | 0 | 0 |  | 95 | 126 | 0 | 0 |  | 95 | 126 | 0 | 0 |  | 95 | 126 | 0 | 0 |  | 95 | 126 | 0 | 0 |  | 95 | 126 | 0 | 0 |  | 95 | 126 | 0 | 0 |  | 95 | 126 | 0 | 0 |  | 95 | 126 | 0 | 0 |  | 95 | 126 | 0 | 0 |  | 95 | 126 | 0 | 0 |  | 95 | 126 | 0 | 0 |  | 95 | 126 | 0 | 0 |  | 95 | 126 | 0 | 0 |  | 95 | 126 | 0 | 0 |  | 95 | 126 | 0 | 0 |  | 95 | 126 | 0 | 0 |  | 95 | 126 | 0 | 0 |  | 95 | 126 | 0 | 0 |  | 95 | 126 | 0 | 0 |  | 95 | 126 | 0 | 0 |  | 95 | 126 | 0 | 0
| 225mm Open Cut Development Site |  | 85 | 117 | 0 | 0 |  | 85 | 117 | 0 | 0 |  | 85 | 117 | 0 | 0 |  | 85 | 117 | 0 | 0 |  | 85 | 117 | 0 | 0 |  | 85 | 117 | 0 | 0 |  | 85 | 117 | 0 | 0 |  | 85 | 117 | 0 | 0 |  | 85 | 117 | 0 | 0 |  | 85 | 117 | 0 | 0 |  | 85 | 117 | 0 | 0 |  | 98 | 129 | 0 | 0 |  | 85 | 117 | 0 | 0 |  | 98 | 129 | 0 | 0 |  | 85 | 117 | 0 | 0 |  | 98 | 129 | 0 | 0 |  | 98 | 129 | 0 | 0 |  | 98 | 129 | 0 | 0 |  | 98 | 129 | 0 | 0 |  | 85 | 117 | 0 | 0 |  | 98 | 129 | 0 | 0 |  | 85 | 117 | 0 | 0 |  | 85 | 117 | 0 | 0 |  | 85 | 117 | 0 | 0 |  | 85 | 117 | 0 | 0 |  | 85 | 117 | 0 | 0 |  | 85 | 117 | 0 | 0 |  | 85 | 117 | 0 | 0 |  | 85 | 117 | 0 | 0 |  | 85 | 117 | 0 | 0 |  | 85 | 117 | 0 | 0 |  | 85 | 117 | 0 | 0 |  | 85 | 117 | 0 | 0 |  | 85 | 117 | 0 | 0 |  | 85 | 117 | 0 | 0 |  | 85 | 117 | 0 | 0 |  | 85 | 117 | 0 | 0 |  | 85 | 117 | 0 | 0 |  | 85 | 117 | 0 | 0 |  | 85 | 117 | 0 | 0 |  | 85 | 117 | 0 | 0 |  | 85 | 117 | 0 | 0 |  | 85 | 117 | 0 | 0 |  | 85 | 117 | 0 | 0 |  | 85 | 117 | 0 | 0 |  | 85 | 117 | 0 | 0 |  | 85 | 117 | 0 | 0 |  | 98 | 129 | 0 | 0 |  | 85 | 117 | 0 | 0 |  | 98 | 129 | 0 | 0 |  | 85 | 117 | 0 | 0 |  | 85 | 117 | 0 | 0 |  | 98 | 129 | 0 | 0 |  | 98 | 129 | 0 | 0 |  | 85 | 117 | 0 | 0 |  | 98 | 129 | 0 | 0 |  | 98 | 129 | 0 | 0 |  | 85 | 117 | 0 | 0 |  | 85 | 117 | 0 | 0 |  | 85 | 117 | 0 | 0 |  | 85 | 117 | 0 | 0 |  | 85 | 117 | 0 | 0 |  | 85 | 117 | 0 | 0 |  | 98 | 129 | 0 | 0 |  | 85 | 117 | 0 | 0 |  | 85 | 117 | 0 | 0 |  | 85 | 117 | 0 | 0 |  | 85 | 117 | 0 | 0 |  | 85 | 117 | 0 | 0 |  | 85 | 117 | 0 | 0 |  | 85 | 117 | 0 | 0 |  | 98 | 129 | 0 | 0 |  | 85 | 117 | 0 | 0 |  | 85 | 117 | 0 | 0 |  | 85 | 117 | 0 | 0 |  | 98 | 129 | 0 | 0 |  | 85 | 117 | 0 | 0 |  | 85 | 117 | 0 | 0 |  | 98 | 129 | 0 | 0 |  | 98 | 129 | 0 | 0 |  | 98 | 129 | 0 | 0 |  | 98 | 129 | 0 | 0 |  | 98 | 129 | 0 | 0 |  | 98 | 129 | 0 | 0 |  | 98 | 129 | 0 | 0 |  | 98 | 129 | 0 | 0 |  | 98 | 129 | 0 | 0 |  | 98 | 129 | 0 | 0 |  | 98 | 129 | 0 | 0 |  | 98 | 129 | 0 | 0 |  | 98 | 129 | 0 | 0 |  | 98 | 129 | 0 | 0 |  | 98 | 129 | 0 | 0 |  | 98 | 129 | 0 | 0 |  | 98 | 129 | 0 | 0 |  | 98 | 129 | 0 | 0 |  | 98 | 129 | 0 | 0 |  | 98 | 129 | 0 | 0 |  | 98 | 129 | 0 | 0 |  | 98 | 129 | 0 | 0 |  | 98 | 129 | 0 | 0 |  | 98 | 129 | 0 | 0 |  | 98 | 129 | 0 | 0 |  | 98 | 129 | 0 | 0 |  | 98 | 129 | 0 | 0
| 63mm Open Cut Unmade/Verge |  | 98 | 142 | 0 | 0 |  | 98 | 142 | 0 | 0 |  | 98 | 142 | 0 | 0 |  | 98 | 142 | 0 | 0 |  | 98 | 142 | 0 | 0 |  | 98 | 142 | 0 | 0 |  | 98 | 142 | 0 | 0 |  | 98 | 142 | 0 | 0 |  | 98 | 142 | 0 | 0 |  | 98 | 142 | 0 | 0 |  | 98 | 142 | 0 | 0 |  | 105 | 150 | 0 | 0 |  | 98 | 142 | 0 | 0 |  | 105 | 150 | 0 | 0 |  | 98 | 142 | 0 | 0 |  | 105 | 150 | 0 | 0 |  | 105 | 150 | 0 | 0 |  | 105 | 150 | 0 | 0 |  | 105 | 150 | 0 | 0 |  | 98 | 142 | 0 | 0 |  | 105 | 150 | 0 | 0 |  | 98 | 142 | 0 | 0 |  | 98 | 142 | 0 | 0 |  | 98 | 142 | 0 | 0 |  | 98 | 142 | 0 | 0 |  | 98 | 142 | 0 | 0 |  | 98 | 142 | 0 | 0 |  | 98 | 142 | 0 | 0 |  | 98 | 142 | 0 | 0 |  | 98 | 142 | 0 | 0 |  | 98 | 142 | 0 | 0 |  | 98 | 142 | 0 | 0 |  | 98 | 142 | 0 | 0 |  | 98 | 142 | 0 | 0 |  | 98 | 142 | 0 | 0 |  | 98 | 142 | 0 | 0 |  | 98 | 142 | 0 | 0 |  | 98 | 142 | 0 | 0 |  | 98 | 142 | 0 | 0 |  | 98 | 142 | 0 | 0 |  | 98 | 142 | 0 | 0 |  | 98 | 142 | 0 | 0 |  | 98 | 142 | 0 | 0 |  | 98 | 142 | 0 | 0 |  | 98 | 142 | 0 | 0 |  | 98 | 142 | 0 | 0 |  | 98 | 142 | 0 | 0 |  | 105 | 150 | 0 | 0 |  | 98 | 142 | 0 | 0 |  | 105 | 150 | 0 | 0 |  | 98 | 142 | 0 | 0 |  | 98 | 142 | 0 | 0 |  | 105 | 150 | 0 | 0 |  | 105 | 150 | 0 | 0 |  | 98 | 142 | 0 | 0 |  | 105 | 150 | 0 | 0 |  | 105 | 150 | 0 | 0 |  | 98 | 142 | 0 | 0 |  | 98 | 142 | 0 | 0 |  | 98 | 142 | 0 | 0 |  | 98 | 142 | 0 | 0 |  | 98 | 142 | 0 | 0 |  | 98 | 142 | 0 | 0 |  | 105 | 150 | 0 | 0 |  | 98 | 142 | 0 | 0 |  | 98 | 142 | 0 | 0 |  | 98 | 142 | 0 | 0 |  | 98 | 142 | 0 | 0 |  | 98 | 142 | 0 | 0 |  | 98 | 142 | 0 | 0 |  | 98 | 142 | 0 | 0 |  | 105 | 150 | 0 | 0 |  | 98 | 142 | 0 | 0 |  | 98 | 142 | 0 | 0 |  | 98 | 142 | 0 | 0 |  | 105 | 150 | 0 | 0 |  | 98 | 142 | 0 | 0 |  | 98 | 142 | 0 | 0 |  | 105 | 150 | 0 | 0 |  | 105 | 150 | 0 | 0 |  | 105 | 150 | 0 | 0 |  | 105 | 150 | 0 | 0 |  | 105 | 150 | 0 | 0 |  | 105 | 150 | 0 | 0 |  | 105 | 150 | 0 | 0 |  | 105 | 150 | 0 | 0 |  | 105 | 150 | 0 | 0 |  | 105 | 150 | 0 | 0 |  | 105 | 150 | 0 | 0 |  | 105 | 150 | 0 | 0 |  | 105 | 150 | 0 | 0 |  | 105 | 150 | 0 | 0 |  | 105 | 150 | 0 | 0 |  | 105 | 150 | 0 | 0 |  | 105 | 150 | 0 | 0 |  | 105 | 150 | 0 | 0 |  | 105 | 150 | 0 | 0 |  | 105 | 150 | 0 | 0 |  | 105 | 150 | 0 | 0 |  | 105 | 150 | 0 | 0 |  | 105 | 150 | 0 | 0 |  | 105 | 150 | 0 | 0 |  | 105 | 150 | 0 | 0 |  | 105 | 150 | 0 | 0 |  | 105 | 150 | 0 | 0
| 90mm Open Cut Unmade/Verge |  | 110 | 147 | 0 | 0 |  | 110 | 147 | 0 | 0 |  | 110 | 147 | 0 | 0 |  | 110 | 147 | 0 | 0 | 3 | 110 | 147 | 330 | 441 |  | 110 | 147 | 0 | 0 |  | 110 | 147 | 0 | 0 | 5 | 110 | 147 | 550 | 735 |  | 110 | 147 | 0 | 0 |  | 110 | 147 | 0 | 0 |  | 110 | 147 | 0 | 0 |  | 118 | 158 | 0 | 0 |  | 110 | 147 | 0 | 0 |  | 118 | 158 | 0 | 0 |  | 110 | 147 | 0 | 0 |  | 118 | 158 | 0 | 0 | 1 | 118 | 158 | 118 | 158 |  | 118 | 158 | 0 | 0 |  | 118 | 158 | 0 | 0 |  | 110 | 147 | 0 | 0 |  | 118 | 158 | 0 | 0 |  | 110 | 147 | 0 | 0 |  | 110 | 147 | 0 | 0 |  | 110 | 147 | 0 | 0 |  | 110 | 147 | 0 | 0 |  | 110 | 147 | 0 | 0 |  | 110 | 147 | 0 | 0 |  | 110 | 147 | 0 | 0 |  | 110 | 147 | 0 | 0 |  | 110 | 147 | 0 | 0 |  | 110 | 147 | 0 | 0 |  | 110 | 147 | 0 | 0 |  | 110 | 147 | 0 | 0 |  | 110 | 147 | 0 | 0 |  | 110 | 147 | 0 | 0 |  | 110 | 147 | 0 | 0 |  | 110 | 147 | 0 | 0 |  | 110 | 147 | 0 | 0 |  | 110 | 147 | 0 | 0 |  | 110 | 147 | 0 | 0 |  | 110 | 147 | 0 | 0 |  | 110 | 147 | 0 | 0 |  | 110 | 147 | 0 | 0 |  | 110 | 147 | 0 | 0 |  | 110 | 147 | 0 | 0 |  | 110 | 147 | 0 | 0 |  | 110 | 147 | 0 | 0 |  | 118 | 158 | 0 | 0 |  | 110 | 147 | 0 | 0 |  | 118 | 158 | 0 | 0 |  | 110 | 147 | 0 | 0 |  | 110 | 147 | 0 | 0 |  | 118 | 158 | 0 | 0 |  | 118 | 158 | 0 | 0 |  | 110 | 147 | 0 | 0 |  | 118 | 158 | 0 | 0 |  | 118 | 158 | 0 | 0 |  | 110 | 147 | 0 | 0 |  | 110 | 147 | 0 | 0 |  | 110 | 147 | 0 | 0 |  | 110 | 147 | 0 | 0 |  | 110 | 147 | 0 | 0 |  | 110 | 147 | 0 | 0 |  | 118 | 158 | 0 | 0 |  | 110 | 147 | 0 | 0 |  | 110 | 147 | 0 | 0 |  | 110 | 147 | 0 | 0 |  | 110 | 147 | 0 | 0 |  | 110 | 147 | 0 | 0 |  | 110 | 147 | 0 | 0 |  | 110 | 147 | 0 | 0 |  | 118 | 158 | 0 | 0 |  | 110 | 147 | 0 | 0 |  | 110 | 147 | 0 | 0 |  | 110 | 147 | 0 | 0 |  | 118 | 158 | 0 | 0 |  | 110 | 147 | 0 | 0 |  | 110 | 147 | 0 | 0 |  | 118 | 158 | 0 | 0 |  | 118 | 158 | 0 | 0 |  | 118 | 158 | 0 | 0 |  | 118 | 158 | 0 | 0 |  | 118 | 158 | 0 | 0 |  | 118 | 158 | 0 | 0 |  | 118 | 158 | 0 | 0 |  | 118 | 158 | 0 | 0 |  | 118 | 158 | 0 | 0 |  | 118 | 158 | 0 | 0 |  | 118 | 158 | 0 | 0 |  | 118 | 158 | 0 | 0 |  | 118 | 158 | 0 | 0 |  | 118 | 158 | 0 | 0 |  | 118 | 158 | 0 | 0 |  | 118 | 158 | 0 | 0 |  | 118 | 158 | 0 | 0 |  | 118 | 158 | 0 | 0 |  | 118 | 158 | 0 | 0 |  | 118 | 158 | 0 | 0 |  | 118 | 158 | 0 | 0 |  | 118 | 158 | 0 | 0 |  | 118 | 158 | 0 | 0 |  | 118 | 158 | 0 | 0 |  | 118 | 158 | 0 | 0 |  | 118 | 158 | 0 | 0 |  | 118 | 158 | 0 | 0
| 125mm Open Cut Unmade/Verge |  | 113 | 155 | 0 | 0 |  | 113 | 155 | 0 | 0 |  | 113 | 155 | 0 | 0 |  | 113 | 155 | 0 | 0 |  | 113 | 155 | 0 | 0 |  | 113 | 155 | 0 | 0 |  | 113 | 155 | 0 | 0 |  | 113 | 155 | 0 | 0 |  | 113 | 155 | 0 | 0 |  | 113 | 155 | 0 | 0 |  | 113 | 155 | 0 | 0 | 4 | 121 | 166 | 484 | 664 |  | 113 | 155 | 0 | 0 |  | 121 | 166 | 0 | 0 |  | 113 | 155 | 0 | 0 |  | 121 | 166 | 0 | 0 |  | 121 | 166 | 0 | 0 |  | 121 | 166 | 0 | 0 |  | 121 | 166 | 0 | 0 |  | 113 | 155 | 0 | 0 | 2 | 121 | 166 | 242 | 332 |  | 113 | 155 | 0 | 0 |  | 113 | 155 | 0 | 0 |  | 113 | 155 | 0 | 0 |  | 113 | 155 | 0 | 0 |  | 113 | 155 | 0 | 0 |  | 113 | 155 | 0 | 0 |  | 113 | 155 | 0 | 0 |  | 113 | 155 | 0 | 0 |  | 113 | 155 | 0 | 0 |  | 113 | 155 | 0 | 0 |  | 113 | 155 | 0 | 0 |  | 113 | 155 | 0 | 0 |  | 113 | 155 | 0 | 0 |  | 113 | 155 | 0 | 0 |  | 113 | 155 | 0 | 0 |  | 113 | 155 | 0 | 0 |  | 113 | 155 | 0 | 0 |  | 113 | 155 | 0 | 0 |  | 113 | 155 | 0 | 0 |  | 113 | 155 | 0 | 0 |  | 113 | 155 | 0 | 0 |  | 113 | 155 | 0 | 0 |  | 113 | 155 | 0 | 0 |  | 113 | 155 | 0 | 0 |  | 113 | 155 | 0 | 0 |  | 113 | 155 | 0 | 0 |  | 121 | 166 | 0 | 0 |  | 113 | 155 | 0 | 0 |  | 121 | 166 | 0 | 0 |  | 113 | 155 | 0 | 0 |  | 113 | 155 | 0 | 0 |  | 121 | 166 | 0 | 0 |  | 121 | 166 | 0 | 0 |  | 113 | 155 | 0 | 0 |  | 121 | 166 | 0 | 0 |  | 121 | 166 | 0 | 0 |  | 113 | 155 | 0 | 0 |  | 113 | 155 | 0 | 0 |  | 113 | 155 | 0 | 0 |  | 113 | 155 | 0 | 0 |  | 113 | 155 | 0 | 0 |  | 113 | 155 | 0 | 0 |  | 121 | 166 | 0 | 0 |  | 113 | 155 | 0 | 0 |  | 113 | 155 | 0 | 0 |  | 113 | 155 | 0 | 0 |  | 113 | 155 | 0 | 0 |  | 113 | 155 | 0 | 0 |  | 113 | 155 | 0 | 0 |  | 113 | 155 | 0 | 0 |  | 121 | 166 | 0 | 0 |  | 113 | 155 | 0 | 0 |  | 113 | 155 | 0 | 0 |  | 113 | 155 | 0 | 0 |  | 121 | 166 | 0 | 0 |  | 113 | 155 | 0 | 0 |  | 113 | 155 | 0 | 0 |  | 121 | 166 | 0 | 0 |  | 121 | 166 | 0 | 0 |  | 121 | 166 | 0 | 0 |  | 121 | 166 | 0 | 0 |  | 121 | 166 | 0 | 0 |  | 121 | 166 | 0 | 0 |  | 121 | 166 | 0 | 0 |  | 121 | 166 | 0 | 0 |  | 121 | 166 | 0 | 0 |  | 121 | 166 | 0 | 0 |  | 121 | 166 | 0 | 0 |  | 121 | 166 | 0 | 0 |  | 121 | 166 | 0 | 0 |  | 121 | 166 | 0 | 0 |  | 121 | 166 | 0 | 0 |  | 121 | 166 | 0 | 0 |  | 121 | 166 | 0 | 0 |  | 121 | 166 | 0 | 0 |  | 121 | 166 | 0 | 0 |  | 121 | 166 | 0 | 0 |  | 121 | 166 | 0 | 0 |  | 121 | 166 | 0 | 0 |  | 121 | 166 | 0 | 0 |  | 121 | 166 | 0 | 0 |  | 121 | 166 | 0 | 0 |  | 121 | 166 | 0 | 0 |  | 121 | 166 | 0 | 0
| 180mm Open Cut Unmade/Verge |  | 138 | 196 | 0 | 0 |  | 138 | 196 | 0 | 0 |  | 138 | 196 | 0 | 0 |  | 138 | 196 | 0 | 0 |  | 138 | 196 | 0 | 0 |  | 138 | 196 | 0 | 0 |  | 138 | 196 | 0 | 0 |  | 138 | 196 | 0 | 0 |  | 138 | 196 | 0 | 0 |  | 138 | 196 | 0 | 0 | 1 | 138 | 196 | 138 | 196 |  | 149 | 208 | 0 | 0 |  | 138 | 196 | 0 | 0 |  | 149 | 208 | 0 | 0 |  | 138 | 196 | 0 | 0 |  | 149 | 208 | 0 | 0 |  | 149 | 208 | 0 | 0 |  | 149 | 208 | 0 | 0 |  | 149 | 208 | 0 | 0 |  | 138 | 196 | 0 | 0 |  | 149 | 208 | 0 | 0 |  | 138 | 196 | 0 | 0 |  | 138 | 196 | 0 | 0 |  | 138 | 196 | 0 | 0 |  | 138 | 196 | 0 | 0 |  | 138 | 196 | 0 | 0 |  | 138 | 196 | 0 | 0 |  | 138 | 196 | 0 | 0 |  | 138 | 196 | 0 | 0 |  | 138 | 196 | 0 | 0 |  | 138 | 196 | 0 | 0 |  | 138 | 196 | 0 | 0 |  | 138 | 196 | 0 | 0 |  | 138 | 196 | 0 | 0 |  | 138 | 196 | 0 | 0 |  | 138 | 196 | 0 | 0 |  | 138 | 196 | 0 | 0 |  | 138 | 196 | 0 | 0 |  | 138 | 196 | 0 | 0 |  | 138 | 196 | 0 | 0 |  | 138 | 196 | 0 | 0 |  | 138 | 196 | 0 | 0 |  | 138 | 196 | 0 | 0 |  | 138 | 196 | 0 | 0 |  | 138 | 196 | 0 | 0 |  | 138 | 196 | 0 | 0 |  | 138 | 196 | 0 | 0 |  | 149 | 208 | 0 | 0 |  | 138 | 196 | 0 | 0 |  | 149 | 208 | 0 | 0 |  | 138 | 196 | 0 | 0 |  | 138 | 196 | 0 | 0 |  | 149 | 208 | 0 | 0 |  | 149 | 208 | 0 | 0 |  | 138 | 196 | 0 | 0 |  | 149 | 208 | 0 | 0 |  | 149 | 208 | 0 | 0 |  | 138 | 196 | 0 | 0 |  | 138 | 196 | 0 | 0 |  | 138 | 196 | 0 | 0 |  | 138 | 196 | 0 | 0 |  | 138 | 196 | 0 | 0 |  | 138 | 196 | 0 | 0 |  | 149 | 208 | 0 | 0 |  | 138 | 196 | 0 | 0 |  | 138 | 196 | 0 | 0 |  | 138 | 196 | 0 | 0 |  | 138 | 196 | 0 | 0 |  | 138 | 196 | 0 | 0 |  | 138 | 196 | 0 | 0 |  | 138 | 196 | 0 | 0 |  | 149 | 208 | 0 | 0 |  | 138 | 196 | 0 | 0 |  | 138 | 196 | 0 | 0 |  | 138 | 196 | 0 | 0 |  | 149 | 208 | 0 | 0 |  | 138 | 196 | 0 | 0 |  | 138 | 196 | 0 | 0 |  | 149 | 208 | 0 | 0 |  | 149 | 208 | 0 | 0 |  | 149 | 208 | 0 | 0 |  | 149 | 208 | 0 | 0 |  | 149 | 208 | 0 | 0 |  | 149 | 208 | 0 | 0 |  | 149 | 208 | 0 | 0 |  | 149 | 208 | 0 | 0 |  | 149 | 208 | 0 | 0 |  | 149 | 208 | 0 | 0 |  | 149 | 208 | 0 | 0 |  | 149 | 208 | 0 | 0 |  | 149 | 208 | 0 | 0 |  | 149 | 208 | 0 | 0 |  | 149 | 208 | 0 | 0 |  | 149 | 208 | 0 | 0 |  | 149 | 208 | 0 | 0 |  | 149 | 208 | 0 | 0 |  | 149 | 208 | 0 | 0 |  | 149 | 208 | 0 | 0 |  | 149 | 208 | 0 | 0 |  | 149 | 208 | 0 | 0 |  | 149 | 208 | 0 | 0 |  | 149 | 208 | 0 | 0 |  | 149 | 208 | 0 | 0 |  | 149 | 208 | 0 | 0 |  | 149 | 208 | 0 | 0
| 225mm Open Cut Unmade/Verge |  | 139 | 199 | 0 | 0 |  | 139 | 199 | 0 | 0 |  | 139 | 199 | 0 | 0 |  | 139 | 199 | 0 | 0 |  | 139 | 199 | 0 | 0 |  | 139 | 199 | 0 | 0 |  | 139 | 199 | 0 | 0 |  | 139 | 199 | 0 | 0 |  | 139 | 199 | 0 | 0 |  | 139 | 199 | 0 | 0 |  | 139 | 199 | 0 | 0 |  | 152 | 211 | 0 | 0 |  | 139 | 199 | 0 | 0 |  | 152 | 211 | 0 | 0 |  | 139 | 199 | 0 | 0 |  | 152 | 211 | 0 | 0 |  | 152 | 211 | 0 | 0 |  | 152 | 211 | 0 | 0 |  | 152 | 211 | 0 | 0 |  | 139 | 199 | 0 | 0 |  | 152 | 211 | 0 | 0 |  | 139 | 199 | 0 | 0 |  | 139 | 199 | 0 | 0 |  | 139 | 199 | 0 | 0 |  | 139 | 199 | 0 | 0 |  | 139 | 199 | 0 | 0 |  | 139 | 199 | 0 | 0 |  | 139 | 199 | 0 | 0 |  | 139 | 199 | 0 | 0 |  | 139 | 199 | 0 | 0 |  | 139 | 199 | 0 | 0 |  | 139 | 199 | 0 | 0 |  | 139 | 199 | 0 | 0 |  | 139 | 199 | 0 | 0 |  | 139 | 199 | 0 | 0 |  | 139 | 199 | 0 | 0 |  | 139 | 199 | 0 | 0 |  | 139 | 199 | 0 | 0 |  | 139 | 199 | 0 | 0 |  | 139 | 199 | 0 | 0 |  | 139 | 199 | 0 | 0 |  | 139 | 199 | 0 | 0 |  | 139 | 199 | 0 | 0 |  | 139 | 199 | 0 | 0 |  | 139 | 199 | 0 | 0 |  | 139 | 199 | 0 | 0 |  | 139 | 199 | 0 | 0 |  | 152 | 211 | 0 | 0 |  | 139 | 199 | 0 | 0 |  | 152 | 211 | 0 | 0 |  | 139 | 199 | 0 | 0 |  | 139 | 199 | 0 | 0 |  | 152 | 211 | 0 | 0 |  | 152 | 211 | 0 | 0 |  | 139 | 199 | 0 | 0 |  | 152 | 211 | 0 | 0 |  | 152 | 211 | 0 | 0 |  | 139 | 199 | 0 | 0 |  | 139 | 199 | 0 | 0 |  | 139 | 199 | 0 | 0 |  | 139 | 199 | 0 | 0 |  | 139 | 199 | 0 | 0 |  | 139 | 199 | 0 | 0 |  | 152 | 211 | 0 | 0 |  | 139 | 199 | 0 | 0 |  | 139 | 199 | 0 | 0 |  | 139 | 199 | 0 | 0 |  | 139 | 199 | 0 | 0 |  | 139 | 199 | 0 | 0 |  | 139 | 199 | 0 | 0 |  | 139 | 199 | 0 | 0 |  | 152 | 211 | 0 | 0 |  | 139 | 199 | 0 | 0 |  | 139 | 199 | 0 | 0 |  | 139 | 199 | 0 | 0 |  | 152 | 211 | 0 | 0 |  | 139 | 199 | 0 | 0 |  | 139 | 199 | 0 | 0 |  | 152 | 211 | 0 | 0 |  | 152 | 211 | 0 | 0 |  | 152 | 211 | 0 | 0 |  | 152 | 211 | 0 | 0 |  | 152 | 211 | 0 | 0 |  | 152 | 211 | 0 | 0 |  | 152 | 211 | 0 | 0 |  | 152 | 211 | 0 | 0 |  | 152 | 211 | 0 | 0 |  | 152 | 211 | 0 | 0 |  | 152 | 211 | 0 | 0 |  | 152 | 211 | 0 | 0 |  | 152 | 211 | 0 | 0 |  | 152 | 211 | 0 | 0 |  | 152 | 211 | 0 | 0 |  | 152 | 211 | 0 | 0 |  | 152 | 211 | 0 | 0 |  | 152 | 211 | 0 | 0 |  | 152 | 211 | 0 | 0 |  | 152 | 211 | 0 | 0 |  | 152 | 211 | 0 | 0 |  | 152 | 211 | 0 | 0 |  | 152 | 211 | 0 | 0 |  | 152 | 211 | 0 | 0 |  | 152 | 211 | 0 | 0 |  | 152 | 211 | 0 | 0 |  | 152 | 211 | 0 | 0
| 63mm Open Cut Footpath |  | 140 | 205 | 0 | 0 |  | 140 | 205 | 0 | 0 |  | 140 | 205 | 0 | 0 |  | 140 | 205 | 0 | 0 |  | 140 | 205 | 0 | 0 |  | 140 | 205 | 0 | 0 |  | 140 | 205 | 0 | 0 |  | 140 | 205 | 0 | 0 |  | 140 | 205 | 0 | 0 |  | 140 | 205 | 0 | 0 |  | 140 | 205 | 0 | 0 |  | 147 | 212 | 0 | 0 |  | 140 | 205 | 0 | 0 |  | 147 | 212 | 0 | 0 |  | 140 | 205 | 0 | 0 |  | 147 | 212 | 0 | 0 |  | 147 | 212 | 0 | 0 |  | 147 | 212 | 0 | 0 |  | 147 | 212 | 0 | 0 |  | 140 | 205 | 0 | 0 |  | 147 | 212 | 0 | 0 |  | 140 | 205 | 0 | 0 |  | 140 | 205 | 0 | 0 |  | 140 | 205 | 0 | 0 |  | 140 | 205 | 0 | 0 |  | 140 | 205 | 0 | 0 |  | 140 | 205 | 0 | 0 |  | 140 | 205 | 0 | 0 |  | 140 | 205 | 0 | 0 |  | 140 | 205 | 0 | 0 |  | 140 | 205 | 0 | 0 |  | 140 | 205 | 0 | 0 |  | 140 | 205 | 0 | 0 |  | 140 | 205 | 0 | 0 |  | 140 | 205 | 0 | 0 |  | 140 | 205 | 0 | 0 |  | 140 | 205 | 0 | 0 |  | 140 | 205 | 0 | 0 |  | 140 | 205 | 0 | 0 |  | 140 | 205 | 0 | 0 |  | 140 | 205 | 0 | 0 |  | 140 | 205 | 0 | 0 |  | 140 | 205 | 0 | 0 |  | 140 | 205 | 0 | 0 |  | 140 | 205 | 0 | 0 |  | 140 | 205 | 0 | 0 |  | 140 | 205 | 0 | 0 |  | 147 | 212 | 0 | 0 |  | 140 | 205 | 0 | 0 |  | 147 | 212 | 0 | 0 |  | 140 | 205 | 0 | 0 |  | 140 | 205 | 0 | 0 |  | 147 | 212 | 0 | 0 |  | 147 | 212 | 0 | 0 |  | 140 | 205 | 0 | 0 |  | 147 | 212 | 0 | 0 |  | 147 | 212 | 0 | 0 |  | 140 | 205 | 0 | 0 |  | 140 | 205 | 0 | 0 |  | 140 | 205 | 0 | 0 |  | 140 | 205 | 0 | 0 |  | 140 | 205 | 0 | 0 |  | 140 | 205 | 0 | 0 |  | 147 | 212 | 0 | 0 |  | 140 | 205 | 0 | 0 |  | 140 | 205 | 0 | 0 |  | 140 | 205 | 0 | 0 |  | 140 | 205 | 0 | 0 |  | 140 | 205 | 0 | 0 |  | 140 | 205 | 0 | 0 |  | 140 | 205 | 0 | 0 |  | 147 | 212 | 0 | 0 |  | 140 | 205 | 0 | 0 |  | 140 | 205 | 0 | 0 |  | 140 | 205 | 0 | 0 |  | 147 | 212 | 0 | 0 |  | 140 | 205 | 0 | 0 |  | 140 | 205 | 0 | 0 |  | 147 | 212 | 0 | 0 |  | 147 | 212 | 0 | 0 |  | 147 | 212 | 0 | 0 |  | 147 | 212 | 0 | 0 |  | 147 | 212 | 0 | 0 |  | 147 | 212 | 0 | 0 |  | 147 | 212 | 0 | 0 |  | 147 | 212 | 0 | 0 |  | 147 | 212 | 0 | 0 |  | 147 | 212 | 0 | 0 |  | 147 | 212 | 0 | 0 |  | 147 | 212 | 0 | 0 |  | 147 | 212 | 0 | 0 |  | 147 | 212 | 0 | 0 |  | 147 | 212 | 0 | 0 |  | 147 | 212 | 0 | 0 |  | 147 | 212 | 0 | 0 |  | 147 | 212 | 0 | 0 |  | 147 | 212 | 0 | 0 |  | 147 | 212 | 0 | 0 |  | 147 | 212 | 0 | 0 |  | 147 | 212 | 0 | 0 |  | 147 | 212 | 0 | 0 |  | 147 | 212 | 0 | 0 |  | 147 | 212 | 0 | 0 |  | 147 | 212 | 0 | 0 |  | 147 | 212 | 0 | 0
| 90mm Open Cut Footpath |  | 153 | 213 | 0 | 0 |  | 153 | 213 | 0 | 0 |  | 153 | 213 | 0 | 0 |  | 153 | 213 | 0 | 0 | 2 | 153 | 213 | 306 | 426 |  | 153 | 213 | 0 | 0 |  | 153 | 213 | 0 | 0 | 27 | 153 | 213 | 4131 | 5751 |  | 153 | 213 | 0 | 0 | 4 | 153 | 213 | 612 | 852 |  | 153 | 213 | 0 | 0 |  | 161 | 223 | 0 | 0 |  | 153 | 213 | 0 | 0 |  | 161 | 223 | 0 | 0 | 7 | 153 | 213 | 1071 | 1491 |  | 161 | 223 | 0 | 0 | 10 | 161 | 223 | 1610 | 2230 |  | 161 | 223 | 0 | 0 |  | 161 | 223 | 0 | 0 | 5 | 153 | 213 | 765 | 1065 |  | 161 | 223 | 0 | 0 |  | 153 | 213 | 0 | 0 |  | 153 | 213 | 0 | 0 |  | 153 | 213 | 0 | 0 |  | 153 | 213 | 0 | 0 |  | 153 | 213 | 0 | 0 |  | 153 | 213 | 0 | 0 |  | 153 | 213 | 0 | 0 |  | 153 | 213 | 0 | 0 |  | 153 | 213 | 0 | 0 |  | 153 | 213 | 0 | 0 |  | 153 | 213 | 0 | 0 |  | 153 | 213 | 0 | 0 |  | 153 | 213 | 0 | 0 |  | 153 | 213 | 0 | 0 |  | 153 | 213 | 0 | 0 |  | 153 | 213 | 0 | 0 |  | 153 | 213 | 0 | 0 |  | 153 | 213 | 0 | 0 |  | 153 | 213 | 0 | 0 |  | 153 | 213 | 0 | 0 |  | 153 | 213 | 0 | 0 |  | 153 | 213 | 0 | 0 |  | 153 | 213 | 0 | 0 |  | 153 | 213 | 0 | 0 |  | 153 | 213 | 0 | 0 |  | 153 | 213 | 0 | 0 |  | 161 | 223 | 0 | 0 |  | 153 | 213 | 0 | 0 |  | 161 | 223 | 0 | 0 |  | 153 | 213 | 0 | 0 |  | 153 | 213 | 0 | 0 |  | 161 | 223 | 0 | 0 |  | 161 | 223 | 0 | 0 |  | 153 | 213 | 0 | 0 |  | 161 | 223 | 0 | 0 |  | 161 | 223 | 0 | 0 |  | 153 | 213 | 0 | 0 |  | 153 | 213 | 0 | 0 |  | 153 | 213 | 0 | 0 |  | 153 | 213 | 0 | 0 |  | 153 | 213 | 0 | 0 |  | 153 | 213 | 0 | 0 |  | 161 | 223 | 0 | 0 |  | 153 | 213 | 0 | 0 |  | 153 | 213 | 0 | 0 |  | 153 | 213 | 0 | 0 |  | 153 | 213 | 0 | 0 |  | 153 | 213 | 0 | 0 |  | 153 | 213 | 0 | 0 |  | 153 | 213 | 0 | 0 |  | 161 | 223 | 0 | 0 |  | 153 | 213 | 0 | 0 |  | 153 | 213 | 0 | 0 |  | 153 | 213 | 0 | 0 |  | 161 | 223 | 0 | 0 |  | 153 | 213 | 0 | 0 |  | 153 | 213 | 0 | 0 |  | 161 | 223 | 0 | 0 |  | 161 | 223 | 0 | 0 |  | 161 | 223 | 0 | 0 |  | 161 | 223 | 0 | 0 |  | 161 | 223 | 0 | 0 |  | 161 | 223 | 0 | 0 |  | 161 | 223 | 0 | 0 |  | 161 | 223 | 0 | 0 |  | 161 | 223 | 0 | 0 |  | 161 | 223 | 0 | 0 |  | 161 | 223 | 0 | 0 |  | 161 | 223 | 0 | 0 |  | 161 | 223 | 0 | 0 |  | 161 | 223 | 0 | 0 |  | 161 | 223 | 0 | 0 |  | 161 | 223 | 0 | 0 |  | 161 | 223 | 0 | 0 |  | 161 | 223 | 0 | 0 |  | 161 | 223 | 0 | 0 |  | 161 | 223 | 0 | 0 |  | 161 | 223 | 0 | 0 |  | 161 | 223 | 0 | 0 |  | 161 | 223 | 0 | 0 |  | 161 | 223 | 0 | 0 |  | 161 | 223 | 0 | 0 |  | 161 | 223 | 0 | 0 |  | 161 | 223 | 0 | 0
| 125mm Open Cut Footpath |  | 156 | 221 | 0 | 0 | 2 | 156 | 221 | 312 | 442 |  | 156 | 221 | 0 | 0 |  | 156 | 221 | 0 | 0 |  | 156 | 221 | 0 | 0 |  | 156 | 221 | 0 | 0 |  | 156 | 221 | 0 | 0 |  | 156 | 221 | 0 | 0 |  | 156 | 221 | 0 | 0 |  | 156 | 221 | 0 | 0 |  | 156 | 221 | 0 | 0 |  | 164 | 232 | 0 | 0 | 2 | 156 | 221 | 312 | 442 |  | 164 | 232 | 0 | 0 |  | 156 | 221 | 0 | 0 |  | 164 | 232 | 0 | 0 |  | 164 | 232 | 0 | 0 |  | 164 | 232 | 0 | 0 |  | 164 | 232 | 0 | 0 |  | 156 | 221 | 0 | 0 | 3 | 164 | 232 | 492 | 696 |  | 156 | 221 | 0 | 0 |  | 156 | 221 | 0 | 0 |  | 156 | 221 | 0 | 0 |  | 156 | 221 | 0 | 0 |  | 156 | 221 | 0 | 0 |  | 156 | 221 | 0 | 0 |  | 156 | 221 | 0 | 0 |  | 156 | 221 | 0 | 0 |  | 156 | 221 | 0 | 0 |  | 156 | 221 | 0 | 0 |  | 156 | 221 | 0 | 0 |  | 156 | 221 | 0 | 0 |  | 156 | 221 | 0 | 0 |  | 156 | 221 | 0 | 0 |  | 156 | 221 | 0 | 0 |  | 156 | 221 | 0 | 0 |  | 156 | 221 | 0 | 0 |  | 156 | 221 | 0 | 0 |  | 156 | 221 | 0 | 0 |  | 156 | 221 | 0 | 0 |  | 156 | 221 | 0 | 0 |  | 156 | 221 | 0 | 0 |  | 156 | 221 | 0 | 0 |  | 156 | 221 | 0 | 0 |  | 156 | 221 | 0 | 0 |  | 156 | 221 | 0 | 0 |  | 164 | 232 | 0 | 0 |  | 156 | 221 | 0 | 0 |  | 164 | 232 | 0 | 0 |  | 156 | 221 | 0 | 0 |  | 156 | 221 | 0 | 0 |  | 164 | 232 | 0 | 0 |  | 164 | 232 | 0 | 0 |  | 156 | 221 | 0 | 0 |  | 164 | 232 | 0 | 0 |  | 164 | 232 | 0 | 0 |  | 156 | 221 | 0 | 0 |  | 156 | 221 | 0 | 0 |  | 156 | 221 | 0 | 0 |  | 156 | 221 | 0 | 0 |  | 156 | 221 | 0 | 0 |  | 156 | 221 | 0 | 0 |  | 164 | 232 | 0 | 0 |  | 156 | 221 | 0 | 0 |  | 156 | 221 | 0 | 0 |  | 156 | 221 | 0 | 0 |  | 156 | 221 | 0 | 0 |  | 156 | 221 | 0 | 0 |  | 156 | 221 | 0 | 0 |  | 156 | 221 | 0 | 0 |  | 164 | 232 | 0 | 0 |  | 156 | 221 | 0 | 0 |  | 156 | 221 | 0 | 0 |  | 156 | 221 | 0 | 0 |  | 164 | 232 | 0 | 0 |  | 156 | 221 | 0 | 0 |  | 156 | 221 | 0 | 0 |  | 164 | 232 | 0 | 0 |  | 164 | 232 | 0 | 0 |  | 164 | 232 | 0 | 0 |  | 164 | 232 | 0 | 0 |  | 164 | 232 | 0 | 0 |  | 164 | 232 | 0 | 0 |  | 164 | 232 | 0 | 0 |  | 164 | 232 | 0 | 0 |  | 164 | 232 | 0 | 0 |  | 164 | 232 | 0 | 0 |  | 164 | 232 | 0 | 0 |  | 164 | 232 | 0 | 0 |  | 164 | 232 | 0 | 0 |  | 164 | 232 | 0 | 0 |  | 164 | 232 | 0 | 0 |  | 164 | 232 | 0 | 0 |  | 164 | 232 | 0 | 0 |  | 164 | 232 | 0 | 0 |  | 164 | 232 | 0 | 0 |  | 164 | 232 | 0 | 0 |  | 164 | 232 | 0 | 0 |  | 164 | 232 | 0 | 0 |  | 164 | 232 | 0 | 0 |  | 164 | 232 | 0 | 0 |  | 164 | 232 | 0 | 0 |  | 164 | 232 | 0 | 0 |  | 164 | 232 | 0 | 0
| 180mm Open Cut Footpath |  | 189 | 272 | 0 | 0 |  | 189 | 272 | 0 | 0 |  | 189 | 272 | 0 | 0 |  | 189 | 272 | 0 | 0 |  | 189 | 272 | 0 | 0 |  | 189 | 272 | 0 | 0 |  | 189 | 272 | 0 | 0 |  | 189 | 272 | 0 | 0 | 2 | 189 | 272 | 378 | 544 |  | 189 | 272 | 0 | 0 |  | 189 | 272 | 0 | 0 |  | 199 | 284 | 0 | 0 |  | 189 | 272 | 0 | 0 | 8 | 199 | 284 | 1592 | 2272 |  | 189 | 272 | 0 | 0 |  | 199 | 284 | 0 | 0 |  | 199 | 284 | 0 | 0 | 14 | 199 | 284 | 2786 | 3976 |  | 199 | 284 | 0 | 0 |  | 189 | 272 | 0 | 0 |  | 199 | 284 | 0 | 0 |  | 189 | 272 | 0 | 0 |  | 189 | 272 | 0 | 0 |  | 189 | 272 | 0 | 0 |  | 189 | 272 | 0 | 0 |  | 189 | 272 | 0 | 0 |  | 189 | 272 | 0 | 0 |  | 189 | 272 | 0 | 0 |  | 189 | 272 | 0 | 0 |  | 189 | 272 | 0 | 0 |  | 189 | 272 | 0 | 0 |  | 189 | 272 | 0 | 0 |  | 189 | 272 | 0 | 0 |  | 189 | 272 | 0 | 0 |  | 189 | 272 | 0 | 0 |  | 189 | 272 | 0 | 0 |  | 189 | 272 | 0 | 0 |  | 189 | 272 | 0 | 0 |  | 189 | 272 | 0 | 0 |  | 189 | 272 | 0 | 0 |  | 189 | 272 | 0 | 0 |  | 189 | 272 | 0 | 0 |  | 189 | 272 | 0 | 0 |  | 189 | 272 | 0 | 0 |  | 189 | 272 | 0 | 0 |  | 189 | 272 | 0 | 0 |  | 189 | 272 | 0 | 0 |  | 199 | 284 | 0 | 0 |  | 189 | 272 | 0 | 0 |  | 199 | 284 | 0 | 0 |  | 189 | 272 | 0 | 0 |  | 189 | 272 | 0 | 0 |  | 199 | 284 | 0 | 0 |  | 199 | 284 | 0 | 0 |  | 189 | 272 | 0 | 0 |  | 199 | 284 | 0 | 0 |  | 199 | 284 | 0 | 0 |  | 189 | 272 | 0 | 0 |  | 189 | 272 | 0 | 0 |  | 189 | 272 | 0 | 0 |  | 189 | 272 | 0 | 0 |  | 189 | 272 | 0 | 0 |  | 189 | 272 | 0 | 0 |  | 199 | 284 | 0 | 0 |  | 189 | 272 | 0 | 0 |  | 189 | 272 | 0 | 0 |  | 189 | 272 | 0 | 0 |  | 189 | 272 | 0 | 0 |  | 189 | 272 | 0 | 0 |  | 189 | 272 | 0 | 0 |  | 189 | 272 | 0 | 0 |  | 199 | 284 | 0 | 0 |  | 189 | 272 | 0 | 0 |  | 189 | 272 | 0 | 0 |  | 189 | 272 | 0 | 0 |  | 199 | 284 | 0 | 0 |  | 189 | 272 | 0 | 0 |  | 189 | 272 | 0 | 0 |  | 199 | 284 | 0 | 0 |  | 199 | 284 | 0 | 0 |  | 199 | 284 | 0 | 0 |  | 199 | 284 | 0 | 0 |  | 199 | 284 | 0 | 0 |  | 199 | 284 | 0 | 0 |  | 199 | 284 | 0 | 0 |  | 199 | 284 | 0 | 0 |  | 199 | 284 | 0 | 0 |  | 199 | 284 | 0 | 0 |  | 199 | 284 | 0 | 0 |  | 199 | 284 | 0 | 0 |  | 199 | 284 | 0 | 0 |  | 199 | 284 | 0 | 0 |  | 199 | 284 | 0 | 0 |  | 199 | 284 | 0 | 0 |  | 199 | 284 | 0 | 0 |  | 199 | 284 | 0 | 0 |  | 199 | 284 | 0 | 0 |  | 199 | 284 | 0 | 0 |  | 199 | 284 | 0 | 0 |  | 199 | 284 | 0 | 0 |  | 199 | 284 | 0 | 0 |  | 199 | 284 | 0 | 0 |  | 199 | 284 | 0 | 0 |  | 199 | 284 | 0 | 0 |  | 199 | 284 | 0 | 0
| 225mm Open Cut Footpath |  | 190 | 275 | 0 | 0 |  | 190 | 275 | 0 | 0 |  | 190 | 275 | 0 | 0 |  | 190 | 275 | 0 | 0 |  | 190 | 275 | 0 | 0 |  | 190 | 275 | 0 | 0 |  | 190 | 275 | 0 | 0 |  | 190 | 275 | 0 | 0 |  | 190 | 275 | 0 | 0 |  | 190 | 275 | 0 | 0 |  | 190 | 275 | 0 | 0 |  | 202 | 288 | 0 | 0 |  | 190 | 275 | 0 | 0 |  | 202 | 288 | 0 | 0 |  | 190 | 275 | 0 | 0 |  | 202 | 288 | 0 | 0 |  | 202 | 288 | 0 | 0 |  | 202 | 288 | 0 | 0 |  | 202 | 288 | 0 | 0 |  | 190 | 275 | 0 | 0 |  | 202 | 288 | 0 | 0 |  | 190 | 275 | 0 | 0 |  | 190 | 275 | 0 | 0 |  | 190 | 275 | 0 | 0 |  | 190 | 275 | 0 | 0 |  | 190 | 275 | 0 | 0 |  | 190 | 275 | 0 | 0 |  | 190 | 275 | 0 | 0 |  | 190 | 275 | 0 | 0 |  | 190 | 275 | 0 | 0 |  | 190 | 275 | 0 | 0 |  | 190 | 275 | 0 | 0 |  | 190 | 275 | 0 | 0 |  | 190 | 275 | 0 | 0 |  | 190 | 275 | 0 | 0 |  | 190 | 275 | 0 | 0 |  | 190 | 275 | 0 | 0 |  | 190 | 275 | 0 | 0 |  | 190 | 275 | 0 | 0 |  | 190 | 275 | 0 | 0 |  | 190 | 275 | 0 | 0 |  | 190 | 275 | 0 | 0 |  | 190 | 275 | 0 | 0 |  | 190 | 275 | 0 | 0 |  | 190 | 275 | 0 | 0 |  | 190 | 275 | 0 | 0 |  | 190 | 275 | 0 | 0 |  | 202 | 288 | 0 | 0 |  | 190 | 275 | 0 | 0 |  | 202 | 288 | 0 | 0 |  | 190 | 275 | 0 | 0 |  | 190 | 275 | 0 | 0 |  | 202 | 288 | 0 | 0 |  | 202 | 288 | 0 | 0 |  | 190 | 275 | 0 | 0 |  | 202 | 288 | 0 | 0 |  | 202 | 288 | 0 | 0 |  | 190 | 275 | 0 | 0 |  | 190 | 275 | 0 | 0 |  | 190 | 275 | 0 | 0 |  | 190 | 275 | 0 | 0 |  | 190 | 275 | 0 | 0 |  | 190 | 275 | 0 | 0 |  | 202 | 288 | 0 | 0 |  | 190 | 275 | 0 | 0 |  | 190 | 275 | 0 | 0 |  | 190 | 275 | 0 | 0 |  | 190 | 275 | 0 | 0 |  | 190 | 275 | 0 | 0 |  | 190 | 275 | 0 | 0 |  | 190 | 275 | 0 | 0 |  | 202 | 288 | 0 | 0 |  | 190 | 275 | 0 | 0 |  | 190 | 275 | 0 | 0 |  | 190 | 275 | 0 | 0 |  | 202 | 288 | 0 | 0 |  | 190 | 275 | 0 | 0 |  | 190 | 275 | 0 | 0 |  | 202 | 288 | 0 | 0 |  | 202 | 288 | 0 | 0 |  | 202 | 288 | 0 | 0 |  | 202 | 288 | 0 | 0 |  | 202 | 288 | 0 | 0 |  | 202 | 288 | 0 | 0 |  | 202 | 288 | 0 | 0 |  | 202 | 288 | 0 | 0 |  | 202 | 288 | 0 | 0 |  | 202 | 288 | 0 | 0 |  | 202 | 288 | 0 | 0 |  | 202 | 288 | 0 | 0 |  | 202 | 288 | 0 | 0 |  | 202 | 288 | 0 | 0 |  | 202 | 288 | 0 | 0 |  | 202 | 288 | 0 | 0 |  | 202 | 288 | 0 | 0 |  | 202 | 288 | 0 | 0 |  | 202 | 288 | 0 | 0 |  | 202 | 288 | 0 | 0 |  | 202 | 288 | 0 | 0 |  | 202 | 288 | 0 | 0 |  | 202 | 288 | 0 | 0 |  | 202 | 288 | 0 | 0 |  | 202 | 288 | 0 | 0 |  | 202 | 288 | 0 | 0 |  | 202 | 288 | 0 | 0
| 63mm Open Cut Road |  | 140 | 205 | 0 | 0 |  | 140 | 205 | 0 | 0 |  | 140 | 205 | 0 | 0 |  | 140 | 205 | 0 | 0 |  | 140 | 205 | 0 | 0 |  | 140 | 205 | 0 | 0 |  | 140 | 205 | 0 | 0 |  | 140 | 205 | 0 | 0 |  | 140 | 205 | 0 | 0 |  | 140 | 205 | 0 | 0 |  | 140 | 205 | 0 | 0 |  | 147 | 212 | 0 | 0 |  | 140 | 205 | 0 | 0 |  | 147 | 212 | 0 | 0 |  | 140 | 205 | 0 | 0 |  | 147 | 212 | 0 | 0 |  | 147 | 212 | 0 | 0 |  | 147 | 212 | 0 | 0 |  | 147 | 212 | 0 | 0 |  | 140 | 205 | 0 | 0 |  | 147 | 212 | 0 | 0 |  | 140 | 205 | 0 | 0 |  | 140 | 205 | 0 | 0 |  | 140 | 205 | 0 | 0 |  | 140 | 205 | 0 | 0 |  | 140 | 205 | 0 | 0 |  | 140 | 205 | 0 | 0 |  | 140 | 205 | 0 | 0 |  | 140 | 205 | 0 | 0 |  | 140 | 205 | 0 | 0 |  | 140 | 205 | 0 | 0 |  | 140 | 205 | 0 | 0 |  | 140 | 205 | 0 | 0 |  | 140 | 205 | 0 | 0 |  | 140 | 205 | 0 | 0 |  | 140 | 205 | 0 | 0 |  | 140 | 205 | 0 | 0 |  | 140 | 205 | 0 | 0 |  | 140 | 205 | 0 | 0 |  | 140 | 205 | 0 | 0 |  | 140 | 205 | 0 | 0 |  | 140 | 205 | 0 | 0 |  | 140 | 205 | 0 | 0 |  | 140 | 205 | 0 | 0 |  | 140 | 205 | 0 | 0 |  | 140 | 205 | 0 | 0 |  | 140 | 205 | 0 | 0 |  | 147 | 212 | 0 | 0 |  | 140 | 205 | 0 | 0 |  | 147 | 212 | 0 | 0 |  | 140 | 205 | 0 | 0 |  | 140 | 205 | 0 | 0 |  | 147 | 212 | 0 | 0 |  | 147 | 212 | 0 | 0 |  | 140 | 205 | 0 | 0 |  | 147 | 212 | 0 | 0 |  | 147 | 212 | 0 | 0 |  | 140 | 205 | 0 | 0 |  | 140 | 205 | 0 | 0 |  | 140 | 205 | 0 | 0 |  | 140 | 205 | 0 | 0 |  | 140 | 205 | 0 | 0 |  | 140 | 205 | 0 | 0 |  | 147 | 212 | 0 | 0 |  | 140 | 205 | 0 | 0 |  | 140 | 205 | 0 | 0 |  | 140 | 205 | 0 | 0 |  | 140 | 205 | 0 | 0 |  | 140 | 205 | 0 | 0 |  | 140 | 205 | 0 | 0 |  | 140 | 205 | 0 | 0 |  | 147 | 212 | 0 | 0 |  | 140 | 205 | 0 | 0 |  | 140 | 205 | 0 | 0 |  | 140 | 205 | 0 | 0 |  | 147 | 212 | 0 | 0 |  | 140 | 205 | 0 | 0 |  | 140 | 205 | 0 | 0 |  | 147 | 212 | 0 | 0 |  | 147 | 212 | 0 | 0 |  | 147 | 212 | 0 | 0 |  | 147 | 212 | 0 | 0 |  | 147 | 212 | 0 | 0 |  | 147 | 212 | 0 | 0 |  | 147 | 212 | 0 | 0 |  | 147 | 212 | 0 | 0 |  | 147 | 212 | 0 | 0 |  | 147 | 212 | 0 | 0 |  | 147 | 212 | 0 | 0 |  | 147 | 212 | 0 | 0 |  | 147 | 212 | 0 | 0 |  | 147 | 212 | 0 | 0 |  | 147 | 212 | 0 | 0 |  | 147 | 212 | 0 | 0 |  | 147 | 212 | 0 | 0 |  | 147 | 212 | 0 | 0 |  | 147 | 212 | 0 | 0 |  | 147 | 212 | 0 | 0 |  | 147 | 212 | 0 | 0 |  | 147 | 212 | 0 | 0 |  | 147 | 212 | 0 | 0 |  | 147 | 212 | 0 | 0 |  | 147 | 212 | 0 | 0 |  | 147 | 212 | 0 | 0 |  | 147 | 212 | 0 | 0
| 90mm Open Cut Road |  | 153 | 213 | 0 | 0 |  | 153 | 213 | 0 | 0 |  | 153 | 213 | 0 | 0 |  | 153 | 213 | 0 | 0 | 7 | 153 | 213 | 1071 | 1491 | 6 | 153 | 213 | 918 | 1278 |  | 153 | 213 | 0 | 0 | 7 | 153 | 213 | 1071 | 1491 |  | 153 | 213 | 0 | 0 | 28 | 153 | 213 | 4284 | 5964 |  | 153 | 213 | 0 | 0 |  | 161 | 223 | 0 | 0 |  | 153 | 213 | 0 | 0 |  | 161 | 223 | 0 | 0 | 1 | 153 | 213 | 153 | 213 |  | 161 | 223 | 0 | 0 | 7 | 161 | 223 | 1127 | 1561 |  | 161 | 223 | 0 | 0 |  | 161 | 223 | 0 | 0 |  | 153 | 213 | 0 | 0 |  | 161 | 223 | 0 | 0 |  | 153 | 213 | 0 | 0 |  | 153 | 213 | 0 | 0 |  | 153 | 213 | 0 | 0 |  | 153 | 213 | 0 | 0 |  | 153 | 213 | 0 | 0 |  | 153 | 213 | 0 | 0 |  | 153 | 213 | 0 | 0 |  | 153 | 213 | 0 | 0 |  | 153 | 213 | 0 | 0 |  | 153 | 213 | 0 | 0 |  | 153 | 213 | 0 | 0 |  | 153 | 213 | 0 | 0 |  | 153 | 213 | 0 | 0 |  | 153 | 213 | 0 | 0 |  | 153 | 213 | 0 | 0 |  | 153 | 213 | 0 | 0 |  | 153 | 213 | 0 | 0 |  | 153 | 213 | 0 | 0 |  | 153 | 213 | 0 | 0 |  | 153 | 213 | 0 | 0 |  | 153 | 213 | 0 | 0 |  | 153 | 213 | 0 | 0 |  | 153 | 213 | 0 | 0 |  | 153 | 213 | 0 | 0 |  | 153 | 213 | 0 | 0 |  | 153 | 213 | 0 | 0 |  | 161 | 223 | 0 | 0 |  | 153 | 213 | 0 | 0 |  | 161 | 223 | 0 | 0 |  | 153 | 213 | 0 | 0 |  | 153 | 213 | 0 | 0 |  | 161 | 223 | 0 | 0 |  | 161 | 223 | 0 | 0 |  | 153 | 213 | 0 | 0 |  | 161 | 223 | 0 | 0 |  | 161 | 223 | 0 | 0 |  | 153 | 213 | 0 | 0 |  | 153 | 213 | 0 | 0 |  | 153 | 213 | 0 | 0 |  | 153 | 213 | 0 | 0 |  | 153 | 213 | 0 | 0 |  | 153 | 213 | 0 | 0 |  | 161 | 223 | 0 | 0 |  | 153 | 213 | 0 | 0 |  | 153 | 213 | 0 | 0 |  | 153 | 213 | 0 | 0 |  | 153 | 213 | 0 | 0 |  | 153 | 213 | 0 | 0 |  | 153 | 213 | 0 | 0 |  | 153 | 213 | 0 | 0 |  | 161 | 223 | 0 | 0 |  | 153 | 213 | 0 | 0 |  | 153 | 213 | 0 | 0 |  | 153 | 213 | 0 | 0 |  | 161 | 223 | 0 | 0 |  | 153 | 213 | 0 | 0 |  | 153 | 213 | 0 | 0 |  | 161 | 223 | 0 | 0 |  | 161 | 223 | 0 | 0 |  | 161 | 223 | 0 | 0 |  | 161 | 223 | 0 | 0 |  | 161 | 223 | 0 | 0 |  | 161 | 223 | 0 | 0 |  | 161 | 223 | 0 | 0 |  | 161 | 223 | 0 | 0 |  | 161 | 223 | 0 | 0 |  | 161 | 223 | 0 | 0 |  | 161 | 223 | 0 | 0 |  | 161 | 223 | 0 | 0 |  | 161 | 223 | 0 | 0 |  | 161 | 223 | 0 | 0 |  | 161 | 223 | 0 | 0 |  | 161 | 223 | 0 | 0 |  | 161 | 223 | 0 | 0 |  | 161 | 223 | 0 | 0 |  | 161 | 223 | 0 | 0 |  | 161 | 223 | 0 | 0 |  | 161 | 223 | 0 | 0 |  | 161 | 223 | 0 | 0 |  | 161 | 223 | 0 | 0 |  | 161 | 223 | 0 | 0 |  | 161 | 223 | 0 | 0 |  | 161 | 223 | 0 | 0 |  | 161 | 223 | 0 | 0
| 125mm Open Cut Road |  | 156 | 221 | 0 | 0 | 8 | 156 | 221 | 1248 | 1768 |  | 156 | 221 | 0 | 0 |  | 156 | 221 | 0 | 0 |  | 156 | 221 | 0 | 0 |  | 156 | 221 | 0 | 0 | 140 | 156 | 221 | 21840 | 30940 |  | 156 | 221 | 0 | 0 |  | 156 | 221 | 0 | 0 |  | 156 | 221 | 0 | 0 |  | 156 | 221 | 0 | 0 | 2 | 164 | 232 | 328 | 464 | 15 | 156 | 221 | 2340 | 3315 | 2 | 164 | 232 | 328 | 464 |  | 156 | 221 | 0 | 0 |  | 164 | 232 | 0 | 0 |  | 164 | 232 | 0 | 0 |  | 164 | 232 | 0 | 0 |  | 164 | 232 | 0 | 0 |  | 156 | 221 | 0 | 0 | 7 | 164 | 232 | 1148 | 1624 |  | 156 | 221 | 0 | 0 |  | 156 | 221 | 0 | 0 |  | 156 | 221 | 0 | 0 |  | 156 | 221 | 0 | 0 |  | 156 | 221 | 0 | 0 |  | 156 | 221 | 0 | 0 |  | 156 | 221 | 0 | 0 |  | 156 | 221 | 0 | 0 |  | 156 | 221 | 0 | 0 |  | 156 | 221 | 0 | 0 |  | 156 | 221 | 0 | 0 |  | 156 | 221 | 0 | 0 |  | 156 | 221 | 0 | 0 |  | 156 | 221 | 0 | 0 |  | 156 | 221 | 0 | 0 |  | 156 | 221 | 0 | 0 |  | 156 | 221 | 0 | 0 |  | 156 | 221 | 0 | 0 |  | 156 | 221 | 0 | 0 |  | 156 | 221 | 0 | 0 |  | 156 | 221 | 0 | 0 |  | 156 | 221 | 0 | 0 |  | 156 | 221 | 0 | 0 |  | 156 | 221 | 0 | 0 |  | 156 | 221 | 0 | 0 |  | 156 | 221 | 0 | 0 |  | 164 | 232 | 0 | 0 |  | 156 | 221 | 0 | 0 |  | 164 | 232 | 0 | 0 |  | 156 | 221 | 0 | 0 |  | 156 | 221 | 0 | 0 |  | 164 | 232 | 0 | 0 |  | 164 | 232 | 0 | 0 |  | 156 | 221 | 0 | 0 |  | 164 | 232 | 0 | 0 |  | 164 | 232 | 0 | 0 |  | 156 | 221 | 0 | 0 |  | 156 | 221 | 0 | 0 |  | 156 | 221 | 0 | 0 |  | 156 | 221 | 0 | 0 |  | 156 | 221 | 0 | 0 |  | 156 | 221 | 0 | 0 |  | 164 | 232 | 0 | 0 |  | 156 | 221 | 0 | 0 |  | 156 | 221 | 0 | 0 |  | 156 | 221 | 0 | 0 |  | 156 | 221 | 0 | 0 |  | 156 | 221 | 0 | 0 |  | 156 | 221 | 0 | 0 |  | 156 | 221 | 0 | 0 |  | 164 | 232 | 0 | 0 |  | 156 | 221 | 0 | 0 |  | 156 | 221 | 0 | 0 |  | 156 | 221 | 0 | 0 |  | 164 | 232 | 0 | 0 |  | 156 | 221 | 0 | 0 |  | 156 | 221 | 0 | 0 |  | 164 | 232 | 0 | 0 |  | 164 | 232 | 0 | 0 |  | 164 | 232 | 0 | 0 |  | 164 | 232 | 0 | 0 |  | 164 | 232 | 0 | 0 |  | 164 | 232 | 0 | 0 |  | 164 | 232 | 0 | 0 |  | 164 | 232 | 0 | 0 |  | 164 | 232 | 0 | 0 |  | 164 | 232 | 0 | 0 |  | 164 | 232 | 0 | 0 |  | 164 | 232 | 0 | 0 |  | 164 | 232 | 0 | 0 |  | 164 | 232 | 0 | 0 |  | 164 | 232 | 0 | 0 |  | 164 | 232 | 0 | 0 |  | 164 | 232 | 0 | 0 |  | 164 | 232 | 0 | 0 |  | 164 | 232 | 0 | 0 |  | 164 | 232 | 0 | 0 |  | 164 | 232 | 0 | 0 |  | 164 | 232 | 0 | 0 |  | 164 | 232 | 0 | 0 |  | 164 | 232 | 0 | 0 |  | 164 | 232 | 0 | 0 |  | 164 | 232 | 0 | 0 |  | 164 | 232 | 0 | 0
| 180mm Open Cut Road |  | 189 | 272 | 0 | 0 |  | 189 | 272 | 0 | 0 |  | 189 | 272 | 0 | 0 | 4 | 189 | 272 | 756 | 1088 |  | 189 | 272 | 0 | 0 |  | 189 | 272 | 0 | 0 |  | 189 | 272 | 0 | 0 |  | 189 | 272 | 0 | 0 |  | 189 | 272 | 0 | 0 |  | 189 | 272 | 0 | 0 |  | 189 | 272 | 0 | 0 |  | 199 | 284 | 0 | 0 |  | 189 | 272 | 0 | 0 |  | 199 | 284 | 0 | 0 |  | 189 | 272 | 0 | 0 |  | 199 | 284 | 0 | 0 |  | 199 | 284 | 0 | 0 |  | 199 | 284 | 0 | 0 |  | 199 | 284 | 0 | 0 |  | 189 | 272 | 0 | 0 |  | 199 | 284 | 0 | 0 |  | 189 | 272 | 0 | 0 |  | 189 | 272 | 0 | 0 |  | 189 | 272 | 0 | 0 |  | 189 | 272 | 0 | 0 |  | 189 | 272 | 0 | 0 |  | 189 | 272 | 0 | 0 |  | 189 | 272 | 0 | 0 |  | 189 | 272 | 0 | 0 |  | 189 | 272 | 0 | 0 |  | 189 | 272 | 0 | 0 |  | 189 | 272 | 0 | 0 |  | 189 | 272 | 0 | 0 |  | 189 | 272 | 0 | 0 |  | 189 | 272 | 0 | 0 |  | 189 | 272 | 0 | 0 |  | 189 | 272 | 0 | 0 |  | 189 | 272 | 0 | 0 |  | 189 | 272 | 0 | 0 |  | 189 | 272 | 0 | 0 |  | 189 | 272 | 0 | 0 |  | 189 | 272 | 0 | 0 |  | 189 | 272 | 0 | 0 |  | 189 | 272 | 0 | 0 |  | 189 | 272 | 0 | 0 |  | 189 | 272 | 0 | 0 |  | 189 | 272 | 0 | 0 |  | 199 | 284 | 0 | 0 |  | 189 | 272 | 0 | 0 |  | 199 | 284 | 0 | 0 |  | 189 | 272 | 0 | 0 |  | 189 | 272 | 0 | 0 |  | 199 | 284 | 0 | 0 |  | 199 | 284 | 0 | 0 |  | 189 | 272 | 0 | 0 |  | 199 | 284 | 0 | 0 |  | 199 | 284 | 0 | 0 |  | 189 | 272 | 0 | 0 |  | 189 | 272 | 0 | 0 |  | 189 | 272 | 0 | 0 |  | 189 | 272 | 0 | 0 |  | 189 | 272 | 0 | 0 |  | 189 | 272 | 0 | 0 |  | 199 | 284 | 0 | 0 |  | 189 | 272 | 0 | 0 |  | 189 | 272 | 0 | 0 |  | 189 | 272 | 0 | 0 |  | 189 | 272 | 0 | 0 |  | 189 | 272 | 0 | 0 |  | 189 | 272 | 0 | 0 |  | 189 | 272 | 0 | 0 |  | 199 | 284 | 0 | 0 |  | 189 | 272 | 0 | 0 |  | 189 | 272 | 0 | 0 |  | 189 | 272 | 0 | 0 |  | 199 | 284 | 0 | 0 |  | 189 | 272 | 0 | 0 |  | 189 | 272 | 0 | 0 |  | 199 | 284 | 0 | 0 |  | 199 | 284 | 0 | 0 |  | 199 | 284 | 0 | 0 |  | 199 | 284 | 0 | 0 |  | 199 | 284 | 0 | 0 |  | 199 | 284 | 0 | 0 |  | 199 | 284 | 0 | 0 |  | 199 | 284 | 0 | 0 |  | 199 | 284 | 0 | 0 |  | 199 | 284 | 0 | 0 |  | 199 | 284 | 0 | 0 |  | 199 | 284 | 0 | 0 |  | 199 | 284 | 0 | 0 |  | 199 | 284 | 0 | 0 |  | 199 | 284 | 0 | 0 |  | 199 | 284 | 0 | 0 |  | 199 | 284 | 0 | 0 |  | 199 | 284 | 0 | 0 |  | 199 | 284 | 0 | 0 |  | 199 | 284 | 0 | 0 |  | 199 | 284 | 0 | 0 |  | 199 | 284 | 0 | 0 |  | 199 | 284 | 0 | 0 |  | 199 | 284 | 0 | 0 |  | 199 | 284 | 0 | 0 |  | 199 | 284 | 0 | 0 |  | 199 | 284 | 0 | 0
| 225mm Open Cut Road |  | 190 | 275 | 0 | 0 |  | 190 | 275 | 0 | 0 |  | 190 | 275 | 0 | 0 |  | 190 | 275 | 0 | 0 |  | 190 | 275 | 0 | 0 |  | 190 | 275 | 0 | 0 |  | 190 | 275 | 0 | 0 |  | 190 | 275 | 0 | 0 |  | 190 | 275 | 0 | 0 |  | 190 | 275 | 0 | 0 |  | 190 | 275 | 0 | 0 |  | 202 | 288 | 0 | 0 |  | 190 | 275 | 0 | 0 |  | 202 | 288 | 0 | 0 |  | 190 | 275 | 0 | 0 |  | 202 | 288 | 0 | 0 |  | 202 | 288 | 0 | 0 |  | 202 | 288 | 0 | 0 |  | 202 | 288 | 0 | 0 |  | 190 | 275 | 0 | 0 |  | 202 | 288 | 0 | 0 |  | 190 | 275 | 0 | 0 |  | 190 | 275 | 0 | 0 |  | 190 | 275 | 0 | 0 |  | 190 | 275 | 0 | 0 |  | 190 | 275 | 0 | 0 |  | 190 | 275 | 0 | 0 |  | 190 | 275 | 0 | 0 |  | 190 | 275 | 0 | 0 |  | 190 | 275 | 0 | 0 |  | 190 | 275 | 0 | 0 |  | 190 | 275 | 0 | 0 |  | 190 | 275 | 0 | 0 |  | 190 | 275 | 0 | 0 |  | 190 | 275 | 0 | 0 |  | 190 | 275 | 0 | 0 |  | 190 | 275 | 0 | 0 |  | 190 | 275 | 0 | 0 |  | 190 | 275 | 0 | 0 |  | 190 | 275 | 0 | 0 |  | 190 | 275 | 0 | 0 |  | 190 | 275 | 0 | 0 |  | 190 | 275 | 0 | 0 |  | 190 | 275 | 0 | 0 |  | 190 | 275 | 0 | 0 |  | 190 | 275 | 0 | 0 |  | 190 | 275 | 0 | 0 |  | 202 | 288 | 0 | 0 |  | 190 | 275 | 0 | 0 |  | 202 | 288 | 0 | 0 |  | 190 | 275 | 0 | 0 |  | 190 | 275 | 0 | 0 |  | 202 | 288 | 0 | 0 |  | 202 | 288 | 0 | 0 |  | 190 | 275 | 0 | 0 |  | 202 | 288 | 0 | 0 |  | 202 | 288 | 0 | 0 |  | 190 | 275 | 0 | 0 |  | 190 | 275 | 0 | 0 |  | 190 | 275 | 0 | 0 |  | 190 | 275 | 0 | 0 |  | 190 | 275 | 0 | 0 |  | 190 | 275 | 0 | 0 |  | 202 | 288 | 0 | 0 |  | 190 | 275 | 0 | 0 |  | 190 | 275 | 0 | 0 |  | 190 | 275 | 0 | 0 |  | 190 | 275 | 0 | 0 |  | 190 | 275 | 0 | 0 |  | 190 | 275 | 0 | 0 |  | 190 | 275 | 0 | 0 |  | 202 | 288 | 0 | 0 |  | 190 | 275 | 0 | 0 |  | 190 | 275 | 0 | 0 |  | 190 | 275 | 0 | 0 |  | 202 | 288 | 0 | 0 |  | 190 | 275 | 0 | 0 |  | 190 | 275 | 0 | 0 |  | 202 | 288 | 0 | 0 |  | 202 | 288 | 0 | 0 |  | 202 | 288 | 0 | 0 |  | 202 | 288 | 0 | 0 |  | 202 | 288 | 0 | 0 |  | 202 | 288 | 0 | 0 |  | 202 | 288 | 0 | 0 |  | 202 | 288 | 0 | 0 |  | 202 | 288 | 0 | 0 |  | 202 | 288 | 0 | 0 |  | 202 | 288 | 0 | 0 |  | 202 | 288 | 0 | 0 |  | 202 | 288 | 0 | 0 |  | 202 | 288 | 0 | 0 |  | 202 | 288 | 0 | 0 |  | 202 | 288 | 0 | 0 |  | 202 | 288 | 0 | 0 |  | 202 | 288 | 0 | 0 |  | 202 | 288 | 0 | 0 |  | 202 | 288 | 0 | 0 |  | 202 | 288 | 0 | 0 |  | 202 | 288 | 0 | 0 |  | 202 | 288 | 0 | 0 |  | 202 | 288 | 0 | 0 |  | 202 | 288 | 0 | 0 |  | 202 | 288 | 0 | 0 |  | 202 | 288 | 0 | 0
| Trial Holes |  |  |  | 0 | 0 |  |  |  | 0 | 0 | 4 |  |  | 0 | 0 |  |  |  | 0 | 0 |  |  |  | 0 | 0 |  |  |  | 0 | 0 |  |  |  | 0 | 0 |  |  |  | 0 | 0 |  |  |  | 0 | 0 |  |  |  | 0 | 0 |  |  |  | 0 | 0 |  |  |  | 0 | 0 |  |  |  | 0 | 0 |  |  |  | 0 | 0 | 2 |  |  | 0 | 0 |  |  |  | 0 | 0 |  |  |  | 0 | 0 | 3 |  |  | 0 | 0 |  |  |  | 0 | 0 | 2 |  |  | 0 | 0 |  |  |  | 0 | 0 |  |  |  | 0 | 0 |  |  |  | 0 | 0 |  |  |  | 0 | 0 |  |  |  | 0 | 0 |  |  |  | 0 | 0 |  |  |  | 0 | 0 |  |  |  | 0 | 0 |  |  |  | 0 | 0 |  |  |  | 0 | 0 |  |  |  | 0 | 0 |  |  |  | 0 | 0 |  |  |  | 0 | 0 |  |  |  | 0 | 0 |  |  |  | 0 | 0 |  |  |  | 0 | 0 |  |  |  | 0 | 0 |  |  |  | 0 | 0 |  |  |  | 0 | 0 |  |  |  | 0 | 0 |  |  |  | 0 | 0 |  |  |  | 0 | 0 |  |  |  | 0 | 0 |  |  |  | 0 | 0 |  |  |  | 0 | 0 |  |  |  | 0 | 0 |  |  |  | 0 | 0 |  |  |  | 0 | 0 |  |  |  | 0 | 0 |  |  |  | 0 | 0 |  |  |  | 0 | 0 |  |  |  | 0 | 0 |  |  |  | 0 | 0 |  |  |  | 0 | 0 |  |  |  | 0 | 0 |  |  |  | 0 | 0 |  |  |  | 0 | 0 |  |  |  | 0 | 0 |  |  |  | 0 | 0 |  |  |  | 0 | 0 |  |  |  | 0 | 0 |  |  |  | 0 | 0 |  |  |  | 0 | 0 |  |  |  | 0 | 0 |  |  |  | 0 | 0 |  |  |  | 0 | 0 |  |  |  | 0 | 0 |  |  |  | 0 | 0 |  |  |  | 0 | 0 |  |  |  | 0 | 0 |  |  |  | 0 | 0 |  |  |  | 0 | 0 |  |  |  | 0 | 0 |  |  |  | 0 | 0 |  |  |  | 0 | 0 |  |  |  | 0 | 0 |  |  |  | 0 | 0 |  |  |  | 0 | 0 |  |  |  | 0 | 0 |  |  |  | 0 | 0 |  |  |  | 0 | 0 |  |  |  | 0 | 0 |  |  |  | 0 | 0 |  |  |  | 0 | 0 |  |  |  | 0 | 0 |  |  |  | 0 | 0 |  |  |  | 0 | 0 |  |  |  | 0 | 0 |  |  |  | 0 | 0 |  |  |  | 0 | 0 |  |  |  | 0 | 0 |  |  |  | 0 | 0 |  |  |  | 0 | 0 |  |  |  | 0 | 0 |  |  |  | 0 | 0 |  |  |  | 0 | 0 |  |  |  | 0 | 0 |  |  |  | 0 | 0 |  |  |  | 0 | 0 |  |  |  | 0 | 0 |  |  |  | 0 | 0 |  |  |  | 0 | 0 |  |  |  | 0 | 0 |  |  |  | 0 | 0 |  |  |  | 0 | 0
Charging arrangement states cost of 2 way lights included in service connection cost | Traffic Management - 2 way lights |  | 282 | 331 | 0 | 0 | 1 | 282 | 331 | 282 | 331 |  | 282 | 331 | 0 | 0 | 1 | 282 | 331 | 282 | 331 | 1 | 282 | 331 | 282 | 331 | 1 | 282 | 331 | 282 | 331 | 1 | 282 | 331 | 282 | 331 |  | 282 | 331 | 0 | 0 | 1 | 282 | 331 | 282 | 331 | 2 | 282 | 331 | 564 | 662 | 1 | 282 | 331 | 282 | 331 | 2 | 282 | 331 | 564 | 662 | 1 |  |  | 0 | 0 | 1 | 282 | 331 | 282 | 331 | 1 |  |  | 0 | 0 |  | 282 | 331 | 0 | 0 | 1 | 282 | 331 | 282 | 331 | 1 | 282 | 331 | 282 | 331 |  | 282 | 331 | 0 | 0 | 1 |  |  | 0 | 0 |  | 282 | 331 | 0 | 0 |  | 282 | 331 | 0 | 0 |  | 282 | 331 | 0 | 0 |  | 282 | 331 | 0 | 0 |  | 282 | 331 | 0 | 0 |  | 282 | 331 | 0 | 0 |  | 282 | 331 | 0 | 0 |  | 282 | 331 | 0 | 0 |  | 282 | 331 | 0 | 0 |  | 282 | 331 | 0 | 0 |  | 282 | 331 | 0 | 0 |  | 282 | 331 | 0 | 0 |  | 282 | 331 | 0 | 0 |  | 282 | 331 | 0 | 0 |  | 282 | 331 | 0 | 0 |  | 282 | 331 | 0 | 0 |  | 282 | 331 | 0 | 0 |  | 282 | 331 | 0 | 0 |  | 282 | 331 | 0 | 0 |  | 282 | 331 | 0 | 0 |  | 282 | 331 | 0 | 0 |  | 282 | 331 | 0 | 0 |  | 282 | 331 | 0 | 0 |  | 282 | 331 | 0 | 0 |  | 282 | 331 | 0 | 0 |  | 282 | 331 | 0 | 0 |  | 282 | 331 | 0 | 0 |  | 282 | 331 | 0 | 0 |  | 282 | 331 | 0 | 0 |  | 282 | 331 | 0 | 0 |  | 282 | 331 | 0 | 0 |  | 282 | 331 | 0 | 0 |  | 282 | 331 | 0 | 0 |  | 282 | 331 | 0 | 0 |  | 282 | 331 | 0 | 0 |  | 282 | 331 | 0 | 0 |  | 282 | 331 | 0 | 0 |  | 282 | 331 | 0 | 0 |  | 282 | 331 | 0 | 0 |  | 282 | 331 | 0 | 0 |  | 282 | 331 | 0 | 0 |  | 282 | 331 | 0 | 0 |  | 282 | 331 | 0 | 0 |  | 282 | 331 | 0 | 0 |  | 282 | 331 | 0 | 0 |  | 282 | 331 | 0 | 0 |  | 282 | 331 | 0 | 0 |  | 282 | 331 | 0 | 0 |  | 282 | 331 | 0 | 0 |  | 282 | 331 | 0 | 0 |  | 282 | 331 | 0 | 0 |  | 282 | 331 | 0 | 0 |  | 282 | 331 | 0 | 0 |  | 282 | 331 | 0 | 0 |  | 282 | 331 | 0 | 0 |  | 282 | 331 | 0 | 0 |  | 282 | 331 | 0 | 0 |  | 282 | 331 | 0 | 0 |  | 282 | 331 | 0 | 0 |  | 282 | 331 | 0 | 0 |  | 282 | 331 | 0 | 0 |  | 282 | 331 | 0 | 0 |  | 282 | 331 | 0 | 0 |  | 282 | 331 | 0 | 0 |  | 282 | 331 | 0 | 0 |  | 282 | 331 | 0 | 0 |  | 282 | 331 | 0 | 0 |  | 282 | 331 | 0 | 0 |  | 282 | 331 | 0 | 0 |  | 282 | 331 | 0 | 0 |  | 282 | 331 | 0 | 0 |  | 282 | 331 | 0 | 0 |  | 282 | 331 | 0 | 0 |  | 282 | 331 | 0 | 0 |  | 282 | 331 | 0 | 0 |  | 282 | 331 | 0 | 0 |  | 282 | 331 | 0 | 0 |  | 282 | 331 | 0 | 0 |  | 282 | 331 | 0 | 0 |  | 282 | 331 | 0 | 0 |  | 282 | 331 | 0 | 0 |  | 282 | 331 | 0 | 0 |  | 282 | 331 | 0 | 0 |  | 282 | 331 | 0 | 0 |  | 282 | 331 | 0 | 0
| Traffic Management - 3 way lights |  | 350 | 436 | 0 | 0 |  | 350 | 436 | 0 | 0 |  | 350 | 436 | 0 | 0 |  | 350 | 436 | 0 | 0 |  | 350 | 436 | 0 | 0 |  | 350 | 436 | 0 | 0 | 1 | 350 | 436 | 350 | 436 |  | 350 | 436 | 0 | 0 |  | 350 | 436 | 0 | 0 |  | 350 | 436 | 0 | 0 |  | 350 | 436 | 0 | 0 |  | 350 | 436 | 0 | 0 |  |  |  | 0 | 0 |  | 350 | 436 | 0 | 0 |  |  |  | 0 | 0 |  | 350 | 436 | 0 | 0 |  | 350 | 436 | 0 | 0 |  | 350 | 436 | 0 | 0 |  | 350 | 436 | 0 | 0 |  |  |  | 0 | 0 |  | 350 | 436 | 0 | 0 |  | 350 | 436 | 0 | 0 |  | 350 | 436 | 0 | 0 |  | 350 | 436 | 0 | 0 |  | 350 | 436 | 0 | 0 |  | 350 | 436 | 0 | 0 |  | 350 | 436 | 0 | 0 |  | 350 | 436 | 0 | 0 |  | 350 | 436 | 0 | 0 |  | 350 | 436 | 0 | 0 |  | 350 | 436 | 0 | 0 |  | 350 | 436 | 0 | 0 |  | 350 | 436 | 0 | 0 |  | 350 | 436 | 0 | 0 |  | 350 | 436 | 0 | 0 |  | 350 | 436 | 0 | 0 |  | 350 | 436 | 0 | 0 |  | 350 | 436 | 0 | 0 |  | 350 | 436 | 0 | 0 |  | 350 | 436 | 0 | 0 |  | 350 | 436 | 0 | 0 |  | 350 | 436 | 0 | 0 |  | 350 | 436 | 0 | 0 |  | 350 | 436 | 0 | 0 |  | 350 | 436 | 0 | 0 |  | 350 | 436 | 0 | 0 |  | 350 | 436 | 0 | 0 |  | 350 | 436 | 0 | 0 |  | 350 | 436 | 0 | 0 |  | 350 | 436 | 0 | 0 |  | 350 | 436 | 0 | 0 |  | 350 | 436 | 0 | 0 |  | 350 | 436 | 0 | 0 |  | 350 | 436 | 0 | 0 |  | 350 | 436 | 0 | 0 |  | 350 | 436 | 0 | 0 |  | 350 | 436 | 0 | 0 |  | 350 | 436 | 0 | 0 |  | 350 | 436 | 0 | 0 |  | 350 | 436 | 0 | 0 |  | 350 | 436 | 0 | 0 |  | 350 | 436 | 0 | 0 |  | 350 | 436 | 0 | 0 |  | 350 | 436 | 0 | 0 |  | 350 | 436 | 0 | 0 |  | 350 | 436 | 0 | 0 |  | 350 | 436 | 0 | 0 |  | 350 | 436 | 0 | 0 |  | 350 | 436 | 0 | 0 |  | 350 | 436 | 0 | 0 |  | 350 | 436 | 0 | 0 |  | 350 | 436 | 0 | 0 |  | 350 | 436 | 0 | 0 |  | 350 | 436 | 0 | 0 |  | 350 | 436 | 0 | 0 |  | 350 | 436 | 0 | 0 |  | 350 | 436 | 0 | 0 |  | 350 | 436 | 0 | 0 |  | 350 | 436 | 0 | 0 |  | 350 | 436 | 0 | 0 |  | 350 | 436 | 0 | 0 |  | 350 | 436 | 0 | 0 |  | 350 | 436 | 0 | 0 |  | 350 | 436 | 0 | 0 |  | 350 | 436 | 0 | 0 |  | 350 | 436 | 0 | 0 |  | 350 | 436 | 0 | 0 |  | 350 | 436 | 0 | 0 |  | 350 | 436 | 0 | 0 |  | 350 | 436 | 0 | 0 |  | 350 | 436 | 0 | 0 |  | 350 | 436 | 0 | 0 |  | 350 | 436 | 0 | 0 |  | 350 | 436 | 0 | 0 |  | 350 | 436 | 0 | 0 |  | 350 | 436 | 0 | 0 |  | 350 | 436 | 0 | 0 |  | 350 | 436 | 0 | 0 |  | 350 | 436 | 0 | 0 |  | 350 | 436 | 0 | 0 |  | 350 | 436 | 0 | 0 |  | 350 | 436 | 0 | 0 |  | 350 | 436 | 0 | 0 |  | 350 | 436 | 0 | 0 |  | 350 | 436 | 0 | 0
| Road Closure |  | 2181 | 2272 | 0 | 0 |  | 2181 | 2272 | 0 | 0 |  | 2181 | 2272 | 0 | 0 |  | 2181 | 2272 | 0 | 0 |  | 2181 | 2272 | 0 | 0 |  | 2181 | 2272 | 0 | 0 |  | 2181 | 2272 | 0 | 0 |  | 2181 | 2272 | 0 | 0 |  | 2181 | 2272 | 0 | 0 |  | 2181 | 2272 | 0 | 0 |  | 2181 | 2272 | 0 | 0 |  | 2181 | 2272 | 0 | 0 |  |  |  | 0 | 0 |  | 2181 | 2272 | 0 | 0 |  |  |  | 0 | 0 |  | 2181 | 2272 | 0 | 0 |  | 2181 | 2272 | 0 | 0 |  | 2181 | 2272 | 0 | 0 |  | 2181 | 2272 | 0 | 0 |  |  |  | 0 | 0 |  | 2181 | 2272 | 0 | 0 |  | 2181 | 2272 | 0 | 0 |  | 2181 | 2272 | 0 | 0 |  | 2181 | 2272 | 0 | 0 |  | 2181 | 2272 | 0 | 0 |  | 2181 | 2272 | 0 | 0 |  | 2181 | 2272 | 0 | 0 |  | 2181 | 2272 | 0 | 0 |  | 2181 | 2272 | 0 | 0 |  | 2181 | 2272 | 0 | 0 |  | 2181 | 2272 | 0 | 0 |  | 2181 | 2272 | 0 | 0 |  | 2181 | 2272 | 0 | 0 |  | 2181 | 2272 | 0 | 0 |  | 2181 | 2272 | 0 | 0 |  | 2181 | 2272 | 0 | 0 |  | 2181 | 2272 | 0 | 0 |  | 2181 | 2272 | 0 | 0 |  | 2181 | 2272 | 0 | 0 |  | 2181 | 2272 | 0 | 0 |  | 2181 | 2272 | 0 | 0 |  | 2181 | 2272 | 0 | 0 |  | 2181 | 2272 | 0 | 0 |  | 2181 | 2272 | 0 | 0 |  | 2181 | 2272 | 0 | 0 |  | 2181 | 2272 | 0 | 0 |  | 2181 | 2272 | 0 | 0 |  | 2181 | 2272 | 0 | 0 |  | 2181 | 2272 | 0 | 0 |  | 2181 | 2272 | 0 | 0 |  | 2181 | 2272 | 0 | 0 |  | 2181 | 2272 | 0 | 0 |  | 2181 | 2272 | 0 | 0 |  | 2181 | 2272 | 0 | 0 |  | 2181 | 2272 | 0 | 0 |  | 2181 | 2272 | 0 | 0 |  | 2181 | 2272 | 0 | 0 |  | 2181 | 2272 | 0 | 0 |  | 2181 | 2272 | 0 | 0 |  | 2181 | 2272 | 0 | 0 |  | 2181 | 2272 | 0 | 0 |  | 2181 | 2272 | 0 | 0 |  | 2181 | 2272 | 0 | 0 |  | 2181 | 2272 | 0 | 0 |  | 2181 | 2272 | 0 | 0 |  | 2181 | 2272 | 0 | 0 |  | 2181 | 2272 | 0 | 0 |  | 2181 | 2272 | 0 | 0 |  | 2181 | 2272 | 0 | 0 |  | 2181 | 2272 | 0 | 0 |  | 2181 | 2272 | 0 | 0 |  | 2181 | 2272 | 0 | 0 |  | 2181 | 2272 | 0 | 0 |  | 2181 | 2272 | 0 | 0 |  | 2181 | 2272 | 0 | 0 |  | 2181 | 2272 | 0 | 0 |  | 2181 | 2272 | 0 | 0 |  | 2181 | 2272 | 0 | 0 |  | 2181 | 2272 | 0 | 0 |  | 2181 | 2272 | 0 | 0 |  | 2181 | 2272 | 0 | 0 |  | 2181 | 2272 | 0 | 0 |  | 2181 | 2272 | 0 | 0 |  | 2181 | 2272 | 0 | 0 |  | 2181 | 2272 | 0 | 0 |  | 2181 | 2272 | 0 | 0 |  | 2181 | 2272 | 0 | 0 |  | 2181 | 2272 | 0 | 0 |  | 2181 | 2272 | 0 | 0 |  | 2181 | 2272 | 0 | 0 |  | 2181 | 2272 | 0 | 0 |  | 2181 | 2272 | 0 | 0 |  | 2181 | 2272 | 0 | 0 |  | 2181 | 2272 | 0 | 0 |  | 2181 | 2272 | 0 | 0 |  | 2181 | 2272 | 0 | 0 |  | 2181 | 2272 | 0 | 0 |  | 2181 | 2272 | 0 | 0 |  | 2181 | 2272 | 0 | 0 |  | 2181 | 2272 | 0 | 0 |  | 2181 | 2272 | 0 | 0 |  | 2181 | 2272 | 0 | 0 |  | 2181 | 2272 | 0 | 0 |  | 2181 | 2272 | 0 | 0 |  | 2181 | 2272 | 0 | 0 | 6124084.5
|  |  | Total Construction Cost |  | 141915 | 181969 |  | Total Construction Cost |  | 43764 | 56506 |  | Total Construction Cost |  | 33121 | 40351 |  | Total Construction Cost |  | 122296 | 153706 |  | Total Construction Cost |  | 17214 | 21587 |  | Total Construction Cost |  | 30577 | 37675 |  | Total Construction Cost |  | 91044 | 118872 |  | Total Construction Cost |  | 38972 | 48705 |  | Total Construction Cost |  | 88754 | 118441 |  | Total Construction Cost |  | 25906 | 33138 |  | Total Construction Cost |  | 71076 | 95062 |  | Total Construction Cost |  | 89961 | 115794 |  | Total Construction Cost |  | 137548 | 174135 |  | Total Construction Cost |  | 18424 | 24426 |  | Total Construction Cost |  | 10410 | 13276 |  | Total Construction Cost |  | 45591 | 57726 |  | Total Construction Cost |  | 15965 | 20480 |  | Total Construction Cost |  | 69919 | 89883 |  | Total Construction Cost |  | 70549 | 90186 |  | Total Construction Cost |  | 34214 | 42419 |  | Total Construction Cost |  | 60373 | 76864 |  | Total Construction Cost |  | 7307.5 | 9079 |  | Total Construction Cost |  | 29171 | 36326 |  | Total Construction Cost |  | 16061 | 19698 |  | Total Construction Cost |  | 12409 | 15790 |  | Total Construction Cost |  | 5494 | 7558 |  | Total Construction Cost |  | 1360 | 1864 |  | Total Construction Cost |  | 23240 | 30684 |  | Total Construction Cost |  | 54613 | 71632 |  | Total Construction Cost |  | 6130 | 8434 |  | Total Construction Cost |  | 13625 | 17130 |  | Total Construction Cost |  | 9363 | 12887 |  | Total Construction Cost |  | 4731 | 6467 |  | Total Construction Cost |  | 38540 | 48768 |  | Total Construction Cost |  | 13258 | 16860 |  | Total Construction Cost |  | 5229 | 7193 |  | Total Construction Cost |  | 210273 | 273922 |  | Total Construction Cost |  | 39255 | 50114 |  | Total Construction Cost |  | 17037 | 20882 |  | Total Construction Cost |  | 13953 | 17576 |  | Total Construction Cost |  | 18123 | 23009 |  | Total Construction Cost |  | 7031 | 9675 |  | Total Construction Cost |  | 49938 | 62009 |  | Total Construction Cost |  | 11489 | 14613 |  | Total Construction Cost |  | 43399 | 54658 |  | Total Construction Cost |  | 11913 | 14666 |  | Total Construction Cost |  | 5020 | 6304 |  | Total Construction Cost |  | 9047 | 11308 |  | Total Construction Cost |  | 8956 | 11676 |  | Total Construction Cost |  | 12622 | 17087 |  | Total Construction Cost |  | 19070 | 24224 |  | Total Construction Cost |  | 19474 | 24439 |  | Construction Cost |  | 8021 | 10852 |  | Construction Cost |  | 16637 | 20658 |  | Total Construction Cost |  | 19808 | 24879 |  | Construction Cost |  | 7391 | 9268 |  | Construction Cost |  | 11186 | 13943 |  | Total Construction Cost |  | 3007 | 3862 |  | Total Construction Cost |  | 10449 | 12890 |  | Total Construction Cost |  | 9839 | 12150 |  | Total Construction Cost |  | 7155 | 8894 |  | Total Construction Cost |  | 8192 | 10152 |  | Total Construction Cost |  | 11669 | 14370 |  | Construction Cost |  | 5201 | 7045 |  | Total Construction Cost |  | 14980 | 18700 |  | Total Construction Cost |  | 15706 | 19720 |  | Total Construction Cost |  | 21001 | 26953 |  | Total Construction Cost |  | 2946 | 3788 |  | Total Construction Cost |  | 21001 | 26953 |  | Total Construction Cost |  | 14961 | 20028 |  | Total Construction Cost |  | 11321 | 14162 |  | Construction Cost |  | 16990 | 21256 |  | Total Construction Cost |  | 17177 | 21266 |  | Total Construction Cost |  | 4715 | 5934 |  | Total Construction Cost |  | 8698 | 10980 |  | Construction Cost |  | 5467 | 7061 |  | Total Construction Cost |  | 12035 | 14814 |  | Total Construction Cost |  | 3208 | 4320 |  | Construction Cost |  | 12221 | 15218 |  | Construction Cost |  | 24394 | 31694 |  | Construction Cost |  | 8840 | 11053 |  | Construction Cost |  | 8771 | 10968 |  | Construction Cost |  | 13954 | 17516 |  | Construction Cost |  | 11401 | 14371 |  | Construction Cost |  | 13540 | 17006 |  | Construction Cost |  | 10228 | 12926 |  | Construction Cost |  | 28712 | 35533 |  | Construction Cost |  | 24394 | 31694 |  | Construction Cost |  | 18500 | 22953 |  | Construction Cost |  | 3182 | 4083 |  | Construction Cost |  | 8503 | 10801 |  | Construction Cost |  | 5467 | 7061 |  | Construction Cost |  | 13118 | 16323 |  | Construction Cost |  | 2914 | 3916 |  | Construction Cost |  | 12221 | 15218 |  | Construction Cost |  | 33437 | 43282 |  | Construction Cost |  | 5381 | 7288 |  | Construction Cost |  | 23837 | 30017 |  | Construction Cost |  | 46246 | 57296 |  | Construction Cost |  | 10082 | 12583 |  | Construction Cost |  | 11263 | 14201 |  | Construction Cost |  | 18338 | 23498 |  | Construction Cost |  | 19750 | 24656 |  | Construction Cost |  | 3320 | 4253 |  | Construction Cost |  | 13540 | 17006 | 2689039.5 | NW
[5 empty] | 181969 |  |  |  |  | 56506 |  |  |  |  | 40351 |  |  |  |  | 153706 |  |  |  |  | 21587 |  |  |  |  | 37675 |  |  |  |  | 118872 |  |  |  |  | 48705 |  |  |  |  | 118441 |  |  |  |  | 33138 |  |  |  |  | 95062 |  |  |  |  | 115794 |  |  |  |  | 174135 |  |  |  |  | 24426 |  |  |  |  | 13276 |  |  |  |  | 57726 |  |  |  |  | 20480 |  |  |  |  | 89883 |  |  |  |  | 90186 |  |  |  |  | 42419 |  |  |  |  | 76864 |  |  |  |  | 9079 |  |  |  |  | 36326 |  |  |  |  | 19698 |  |  |  |  | 15790 |  |  |  |  | 7558 |  |  |  |  | 1864 |  |  |  |  | 30684 |  |  |  |  | 71632 |  |  |  |  | 8434 |  |  |  |  | 17130 |  |  |  |  | 12887 |  |  |  |  | 6467 |  |  |  |  | 48768 |  |  |  |  | 16860 |  |  |  |  | 7193 |  |  |  |  | 273922 |  |  |  |  | 50114 |  |  |  |  | 20882 |  |  |  |  | 17576 |  |  |  |  | 23009 |  |  |  |  | 9675 |  |  |  |  | 62009 |  |  |  |  | 14613 |  |  |  |  | 54658 |  |  |  |  | 14666 |  |  |  |  | 6304 |  |  |  |  | 11308 |  |  |  |  | 11676 |  |  |  |  | 17087 |  |  |  |  | 24224 |  |  |  |  | 24439 |  |  |  |  | 10852 |  |  |  |  | 20658 |  |  |  |  | 24879 |  |  |  |  | 9268 |  |  |  |  | 13943 |  |  |  |  | 3862 |  |  |  |  | 12890 |  |  |  |  | 12150 |  |  |  |  | 8894 |  |  |  |  | 10152 |  |  |  |  | 14370 |  |  |  |  | 7045 |  |  |  |  | 18700 |  |  |  |  | 19720 |  |  |  |  | 26953 |  |  |  |  | 3788 |  |  |  |  | 26953 |  |  |  |  | 20028 |  |  |  |  | 14162 |  |  |  |  | 21256 |  |  |  |  | 21266 |  |  |  |  | 5934 |  |  |  |  | 10980 |  |  |  |  | 7061 |  |  |  |  | 14814 |  |  |  |  | 4320 |  |  |  |  | 15218 |  |  |  |  | 31694 |  |  |  |  | 11053 |  |  |  |  | 10968 |  |  |  |  | 17516 |  |  |  |  | 14371 |  |  |  |  | 17006 |  |  |  |  | 12926 |  |  |  |  | 35533 |  |  |  |  | 31694 |  |  |  |  | 22953 |  |  |  |  | 4083 |  |  |  |  | 10801 |  |  |  |  | 7061 |  |  |  |  | 16323 |  |  |  |  | 3916 |  |  |  |  | 15218 |  |  |  |  | 43282 |  |  |  |  | 7288 |  |  |  |  | 30017 |  |  |  |  | 57296 |  |  |  |  | 12583 |  |  |  |  | 14201 |  |  |  |  | 23498 |  |  |  |  | 24656 |  |  |  |  | 4253 |  |  |  |  | 17006 |  | 3435045 | ESW
|  | 230 |  |  |  |  | 230 |  |  |  |  | 230 |  |  |  |  | 230 |  |  |  |  | 230 |  |  |  |  | 230 |  |  |  |  | 230 |  |  |  |  | 230 |  |  |  |  | 230 |  |  |  |  | 230 |  |  |  |  | 230 |  |  |  |  | 230 |  |  |  |  | 230 |  |  |  |  | 230 |  |  |  |  | 230 |  |  |  |  | 230 |  |  |  |  | 230 |  |  |  |  | 230 |  |  |  |  | 230 |  |  |  |  | 230 |  |  |  |  | 230 |  |  |  |  | 230 |  |  |  |  | 230 |  |  |  |  | 230 |  |  |  |  | 230 |  |  |  |  | 230 |  |  |  |  | 230 |  |  |  |  | 230 |  |  |  |  | 230 |  |  |  |  | 230 |  |  |  |  | 230 |  |  |  |  | 230 |  |  |  |  | 230 |  |  |  |  | 230 |  |  |  |  | 230 |  |  |  |  | 230 |  |  |  |  | 230 |  |  |  |  | 230 |  |  |  |  | 230 |  |  |  |  | 230 |  |  |  |  | 230 |  |  |  |  | 230 |  |  |  |  | 230 |  |  |  |  | 230 |  |  |  |  | 230 |  |  |  |  | 230 |  |  |  |  | 230 |  |  |  |  | 230 |  |  |  |  | 230 |  |  |  |  | 230 |  |  |  |  | 230 |  |  |  |  | 230 |  |  |  |  | 230 |  |  |  |  | 230 |  |  |  |  | 230 |  |  |  |  | 230 |  |  |  |  | 230 |  |  |  |  | 230 |  |  |  |  | 230 |  |  |  |  | 230 |  |  |  |  | 230 |  |  |  |  | 230 |  |  |  |  | 230 |  |  |  |  | 230 |  |  |  |  | 230 |  |  |  |  | 230 |  |  |  |  | 230 |  |  |  |  | 230 |  |  |  |  | 230 |  |  |  |  | 230 |  |  |  |  | 230 |  |  |  |  | 230 |  |  |  |  | 230 |  |  |  |  | 230 |  |  |  |  | 230 |  |  |  |  | 230 |  |  |  |  | 230 |  |  |  |  | 230 |  |  |  |  | 230 |  |  |  |  | 230 |  |  |  |  | 230 |  |  |  |  | 230 |  |  |  |  | 230 |  |  |  |  | 230 |  |  |  |  | 230 |  |  |  |  | 230 |  |  |  |  | 230 |  |  |  |  | 230 |  |  |  |  | 230 |  |  |  |  | 230 |  |  |  |  | 230 |  |  |  |  | 230 |  |  |  |  | 230 |  |  |  |  | 230 |  |  |  |  | 230 |  |  |  |  | 230 |  |  |  |  | 230 |  |  |  |  | 230 |  |  |  |  | 230 |  |  |  |  | 230 |  |  |  |  | 230 |  |  |  |  | 230 |  |  |  |  | 230 |  |  |  |  | 230 |  |  |  |  | 230
|  | 230 |  |  |  |  | 230 |  |  |  |  | 230 |  |  |  |  | 230 |  |  |  |  | 230 |  |  |  |  | 230 |  |  |  |  | 230 |  |  |  |  | 230 |  |  |  |  | 230 |  |  |  |  | 230 |  |  |  |  | 230 |  |  |  |  | 230 |  |  |  |  | 230 |  |  |  |  | 230 |  |  |  |  | 230 |  |  |  |  | 230 |  |  |  |  | 230 |  |  |  |  | 230 |  |  |  |  | 230 |  |  |  |  | 230 |  |  |  |  | 230 |  |  |  |  | 230 |  |  |  |  | 230 |  |  |  |  | 230 |  |  |  |  | 230 |  |  |  |  | 230 |  |  |  |  | 230 |  |  |  |  | 230 |  |  |  |  | 230 |  |  |  |  | 230 |  |  |  |  | 230 |  |  |  |  | 230 |  |  |  |  | 230 |  |  |  |  | 230 |  |  |  |  | 230 |  |  |  |  | 230 |  |  |  |  | 230 |  |  |  |  | 230 |  |  |  |  | 230 |  |  |  |  | 230 |  |  |  |  | 230 |  |  |  |  | 230 |  |  |  |  | 230 |  |  |  |  | 230 |  |  |  |  | 230 |  |  |  |  | 230 |  |  |  |  | 230 |  |  |  |  | 230 |  |  |  |  | 230 |  |  |  |  | 230 |  |  |  |  | 230 |  |  |  |  | 230 |  |  |  |  | 230 |  |  |  |  | 230 |  |  |  |  | 230 |  |  |  |  | 230 |  |  |  |  | 230 |  |  |  |  | 230 |  |  |  |  | 230 |  |  |  |  | 230 |  |  |  |  | 230 |  |  |  |  | 230 |  |  |  |  | 230 |  |  |  |  | 230 |  |  |  |  | 230 |  |  |  |  | 230 |  |  |  |  | 230 |  |  |  |  | 230 |  |  |  |  | 230 |  |  |  |  | 230 |  |  |  |  | 230 |  |  |  |  | 230 |  |  |  |  | 230 |  |  |  |  | 230 |  |  |  |  | 230 |  |  |  |  | 230 |  |  |  |  | 230 |  |  |  |  | 230 |  |  |  |  | 230 |  |  |  |  | 230 |  |  |  |  | 230 |  |  |  |  | 230 |  |  |  |  | 230 |  |  |  |  | 230 |  |  |  |  | 230 |  |  |  |  | 230 |  |  |  |  | 230 |  |  |  |  | 230 |  |  |  |  | 230 |  |  |  |  | 230 |  |  |  |  | 230 |  |  |  |  | 230 |  |  |  |  | 230 |  |  |  |  | 230 |  |  |  |  | 230 |  |  |  |  | 230 |  |  |  |  | 230 |  |  |  |  | 230 |  |  |  |  | 230 |  |  |  |  | 230 |  |  |  |  | 230 |  |  |  |  | 230 |  |  |  |  | 230 |  |  |  |  | 230 |  |  |  |  | 230
Additional Costs
| Administration Fees | 134 | 134 | Assumed to existing main & connection is <32mm and domestic | 230 | 230 |  |  |  | 230 | 230 |  |  |  | 230 | 230 |  |  |  | 230 | 230 |  |  |  | 230 | 230 |  |  |  | 230 | 230 |  |  |  | 230 | 230 |  |  |  | 230 | 230 |  |  |  | 230 | 230 |  |  |  | 230 | 230 |  |  |  | 230 | 230 |  |  |  | 230 | 230 |  |  |  | 230 | 230 |  |  |  | 230 | 230 |  |  |  | 230 | 230 |  |  |  | 230 | 230 |  |  |  | 230 | 230 |  |  |  | 230 | 230 |  |  |  | 230 | 230 |  |  |  | 230 | 230 |  |  |  | 230 | 230 |  |  |  | 230 | 230 |  |  |  | 230 | 230 |  |  |  | 230 | 230 |  |  |  | 230 | 230 |  |  |  | 230 | 230 |  |  |  | 230 | 230 |  |  |  | 230 | 230 |  |  |  | 230 | 230 |  |  |  | 230 | 230 |  |  |  | 230 | 230 |  |  |  | 230 | 230 |  |  |  | 230 | 230 |  |  |  | 230 | 230 |  |  |  | 230 | 230 |  |  |  | 230 | 230 |  |  |  | 230 | 230 |  |  |  | 230 | 230 |  |  |  | 230 | 230 |  |  |  | 230 | 230 |  |  |  | 230 | 230 |  |  |  | 230 | 230 |  |  |  | 230 | 230 |  |  |  | 230 | 230 |  |  |  | 230 | 230 |  |  |  | 230 | 230 |  |  |  | 230 | 230 |  |  |  | 230 | 230 |  |  |  | 230 | 230 |  |  |  | 230 | 230 |  |  |  | 230 | 230 |  |  |  | 230 | 230 |  |  |  | 230 | 230 |  |  |  | 230 | 230 |  |  |  | 230 | 230 |  |  |  | 230 | 230 |  |  |  | 230 | 230 |  |  |  | 230 | 230 |  |  |  | 230 | 230 |  |  |  | 230 | 230 |  |  |  | 230 | 230 |  |  |  | 230 | 230 |  |  |  | 230 | 230 |  |  |  | 230 | 230 |  |  |  | 230 | 230 |  |  |  | 230 | 230 |  |  |  | 230 | 230 |  |  |  | 230 | 230 |  |  |  | 230 | 230 |  |  |  | 230 | 230 |  |  |  | 230 | 230 |  |  |  | 230 | 230 |  |  |  | 230 | 230 |  |  |  | 230 | 230 |  |  |  | 230 | 230 |  |  |  | 230 | 230 |  |  |  | 230 | 230 |  |  |  | 230 | 230 |  |  |  | 230 | 230 |  |  |  | 230 | 230 |  |  |  | 230 | 230 |  |  |  | 230 | 230 |  |  |  | 230 | 230 |  |  |  | 230 | 230 |  |  |  | 230 | 230 |  |  |  | 230 | 230 |  |  |  | 230 | 230 |  |  |  | 230 | 230 |  |  |  | 230 | 230 |  |  |  | 230 | 230 |  |  |  | 230 | 230 |  |  |  | 230 | 230 |  |  |  | 230 | 230 |  |  |  | 230 | 230 |  |  |  | 230 | 230 |  |  |  | 230 | 230 |  |  |  | 230 | 230 |  |  |  | 230 | 230 |  |  |  | 230 | 230 |  |  |  | 230 | 230 |  |  |  | 230 | 230 |  |  |  | 230 | 230 |  |  |  | 230 | 230 |  |  |  | 230 | 230 |  |  |  | 230 | 230 | 48300
| Application Fees | 96 | 96
[13 empty] | Pipe Costs | [5 empty] | Connection costs | [5 empty] | Traffic management
| https://www.nwl.co.uk/_assets/documents/Developer_Services_Charging_Arrangements_-_2019-20_v2.pdf | [11 empty] | Page 34 | [5 empty] | Poage 25 | [5 empty] | Page 63
Additional costs
Page 16
Page 19

## SW
| Job No | Job103 |  |  | Job93 |  |  | Job83 |  |  | Job101 |  |  | Job50 |  |  | Job79 |  |  | Job100 |  |  | Job89 |  |  | Job99 |  |  | Job74 |  |  | Job98 |  |  | Job102 |  |  | Job104 |  |  | Job51 |  |  | Job29 |  |  | Job7 |  |  | Job95 |  |  | Job55 |  |  | Job11 |  |  | Job88 |  |  | Job97 |  |  | Job13 |  |  | Job80 |  |  | Job45 |  |  | Job40 |  |  | Job12 |  |  | Job22 |  |  | Job84 |  |  | Job94 |  |  | Job38 |  |  | Job44 |  |  | Job25 |  |  | Job27 |  |  | Job86 |  |  | Job57 |  |  | Job24 |  |  | Job105 |  |  | Job91 |  |  | Job56 |  |  | Job54 |  |  | Job73 |  |  | Job15 |  |  | Job96 |  |  | Job47 |  |  | Job92 |  |  | Job42 |  |  | Job20 |  |  | Job60 |  |  | Job49 |  |  | Job78 |  |  | Job77 |  |  | Job67 |  |  | Job59 |  |  | Job41 |  |  | Job68 |  |  | Job66 |  |  | Job6 |  |  | Job8 |  |  | Job62 |  |  | Job64 |  |  | Job34 |  |  | Job21 |  |  | Job69 |  |  | Job26 |  |  | Job58 |  |  | Job63 |  |  | Job72 |  |  | Job14 |  |  | Job75 |  |  | Job52 |  |  | Job35 |  |  | Job71 |  |  | Job61 |  |  | Job37 |  |  | Job28 |  |  | Job17 |  |  | Job33 |  |  | Job4 |  |  | Job30 |  |  | Job70 |  |  | Job2 |  |  | Job9 |  |  | Job43 |  |  | Job39 |  |  | Job46 |  |  | Job23 |  |  | Job81 |  |  | Job76 |  |  | Job85 |  |  | Job16 |  |  | Job18 |  |  | Job48 |  |  | Job32 |  |  | Job10 |  |  | Job90 |  |  | Job82 |  |  | Job19 |  |  | Job1 |  |  | Job87 |  |  | Job31 |  |  | Job36 |  |  | Job65 |  |  | Job53 |  |  | Job5 |  |  | Job3
| Area | East |  |  | East |  |  | East |  |  | East |  |  | East |  |  | East |  |  | East |  |  | North |  |  | North |  |  | North |  |  | North |  |  | North |  |  | North |  |  | North |  |  | West |  |  | West |  |  | West |  |  | West |  |  | West |  |  | West |  |  | West |  |  | North |  |  | North |  |  | North |  |  | North |  |  | North |  |  | North |  |  | North |  |  | North |  |  | North |  |  | North |  |  | North |  |  | North |  |  | North |  |  | North |  |  | North |  |  | North |  |  | North |  |  | North |  |  | North |  |  | North |  |  | North |  |  | North |  |  | North |  |  | North |  |  | North |  |  | North |  |  | North |  |  | North |  |  | North |  |  | North |  |  | North |  |  | North |  |  | North |  |  | North |  |  | North |  |  | North |  |  | North |  |  | North |  |  | North |  |  | North |  |  | North |  |  | North |  |  | North |  |  | North |  |  | North |  |  | North |  |  | North |  |  | North |  |  | North |  |  | West |  |  | West |  |  | West |  |  | West |  |  | West |  |  | West |  |  | West |  |  | West |  |  | West |  |  | West |  |  | West |  |  | West |  |  | West |  |  | West |  |  | West |  |  | West |  |  | West |  |  | West |  |  | West |  |  | West |  |  | West |  |  | West |  |  | West |  |  | West |  |  | West |  |  | West |  |  | West |  |  | West |  |  | West |  |  | West |  |  | West |  |  | West |  |  | West |  |  | West |  |  | West
| No of Plots | 228 |  |  | 108 |  |  | 95 |  |  | 250 |  |  | 15 |  |  | 58 |  |  | 165 |  |  | 77 |  |  | 167 |  |  | 21 |  |  | 101 |  |  | 175 |  |  | 258 |  |  | 54 |  |  | 19 |  |  | 115 |  |  | 34 |  |  | 266 |  |  | 206 |  |  | 74 |  |  | 138 |  |  | 15 |  |  | 57 |  |  | 5 |  |  | 13 |  |  | 7 |  |  | 25 |  |  | 148 |  |  | 27 |  |  | 27 |  |  | 15 |  |  | 4 |  |  | 4 |  |  | 7 |  |  | 19 |  |  | 7 |  |  | 250 |  |  | 100 |  |  | 35 |  |  | 35 |  |  | 36 |  |  | 4 |  |  | 95 |  |  | 22 |  |  | 20 |  |  | 22 |  |  | 5 |  |  | 14 |  |  | 22 |  |  | 31 |  |  | 21 |  |  | 28 |  |  | 9 |  |  | 10 |  |  | 7 |  |  | 12 |  |  | 10 |  |  | 32 |  |  | 8 |  |  | 10 |  |  | 16 |  |  | 10 |  |  | 16 |  |  | 5 |  |  | 25 |  |  | 23 |  |  | 32 |  |  | 12 |  |  | 32 |  |  | 34 |  |  | 18 |  |  | 50 |  |  | 14 |  |  | 36 |  |  | 11 |  |  | 23 |  |  | 26 |  |  | 11 |  |  | 40 |  |  | 24 |  |  | 25 |  |  | 24 |  |  | 32 |  |  | 36 |  |  | 34 |  |  | 18 |  |  | 59 |  |  | 24 |  |  | 25 |  |  | 24 |  |  | 11 |  |  | 23 |  |  | 24 |  |  | 11 |  |  | 40 |  |  | 88 |  |  | 8 |  |  | 23 |  |  | 9 |  |  | 19 |  |  | 4 |  |  | 4 |  |  | 17 |  |  | 8 |  |  | 29
| Total Meterage | 2111 |  |  | 684 |  |  | 525 |  |  | 1910 |  |  | 217 |  |  | 443 |  |  | 1224 |  |  | 539 |  |  | 1168 |  |  | 278 |  |  | 978 |  |  | 1132 |  |  | 2113 |  |  | 156 |  |  | 114 |  |  | 626 |  |  | 162 |  |  | 846 |  |  | 888 |  |  | 514 |  |  | 800 |  |  | 97.5 |  |  | 423 |  |  | 241 |  |  | 192 |  |  | 78 |  |  | 365 |  |  | 194 |  |  | 712 |  |  | 63 |  |  | 193 |  |  | 151 |  |  | 63 |  |  | 572 |  |  | 228 |  |  | 73 |  |  | 2956 |  |  | 579 |  |  | 257 |  |  | 213 |  |  | 287 |  |  | 107 |  |  | 802 |  |  | 173 |  |  | 663 |  |  | 173 |  |  | 60 |  |  | 114 |  |  | 134 |  |  | 171 |  |  | 278 |  |  | 306 |  |  | 114 |  |  | 224 |  |  | 312 |  |  | 90 |  |  | 145 |  |  | 27 |  |  | 149 |  |  | 139 |  |  | 95 |  |  | 112 |  |  | 169 |  |  | 67 |  |  | 228 |  |  | 242 |  |  | 341 |  |  | 26 |  |  | 341 |  |  | 197 |  |  | 141 |  |  | 212 |  |  | 237 |  |  | 555 |  |  | 98 |  |  | 45 |  |  | 175 |  |  | 8 |  |  | 160 |  |  | 306 |  |  | 111 |  |  | 110 |  |  | 168 |  |  | 131 |  |  | 162 |  |  | 114 |  |  | 399 |  |  | 306 |  |  | 251 | [5 empty] | 89 |  |  | 45 |  |  | 173 |  |  | 8 |  |  | 160 |  |  | 448 |  |  | 70 |  |  | 277 |  |  | 636 |  |  | 129 |  |  | 129 |  |  | 202 |  |  | 252 |  |  | 31 |  |  | 162
| Contaminated | N |  |  | N |  |  | N |  |  | N |  |  | N |  |  | N |  |  | N |  |  | N | [8 empty] | N |  |  | Y |  |  | N |  |  | mixed |  |  | N |  |  | Y |  |  | Y |  |  | Y |  |  | Y |  |  | N |  |  | Y |  |  | N |  |  | N |  |  | N |  |  | N |  |  | N |  |  | N |  |  | N |  |  | N |  |  | N |  |  | N |  |  | N |  |  | N |  |  | N |  |  | N |  |  | N |  |  | N |  |  | N |  |  | N |  |  | N |  |  | N |  |  | N |  |  | N |  |  | N |  |  | N |  |  | N |  |  | N |  |  | Y |  |  | N |  |  | Y |  |  | N |  |  | N |  |  | Y |  |  | Y |  |  | N |  |  | Y |  |  | Y |  |  | N |  |  | N |  |  | N |  |  | N |  |  | N |  |  | N |  |  | Y |  |  | N |  |  | N |  |  | N |  |  | N |  |  | N |  |  | N |  |  | N |  |  | Y |  |  | N |  |  | N |  |  | N |  |  | Y |  |  | N |  |  | N |  |  | Y |  |  | N |  |  | Y |  |  | N |  |  | N |  |  | N |  |  | N |  |  | N |  |  | N |  |  | N |  |  | Y |  |  | N |  |  | N |  |  | N |  |  | N |  |  | N |  |  | N |  |  | N |  |  | N |  |  | Y |  |  | N |  |  | N |  |  | N |  |  | N |  |  | N |  |  | N |  |  | Y
| Connection Diameter | 180mm |  |  | 125mm |  |  | 100mm |  |  | 180mm |  |  | 150mm |  |  | 150mm |  |  | 180mm |  |  | 150mm |  |  | 180mm |  |  | 125mm |  |  | 150mm |  |  | 150mm |  |  | 125mm |  |  | (UP 200mm) (b2b 150mm) |  |  | 180mm |  |  | 150mm |  |  | 125mm |  |  | 180mm |  |  | 200mm |  |  | 125mm |  |  | 150mm |  |  | 180mm |  |  | 180mm |  |  | 180mm |  |  | 180mm |  |  | 180mm |  |  | 180mm |  |  | 180mm |  |  | 180mm |  |  | 180mm |  |  | 180mm |  |  | 180mm |  |  | 180mm |  |  | 180mm |  |  | 180mm |  |  | 180mm |  |  | 180mm |  |  | 180mm |  |  | 180mm |  |  | 180mm |  |  | 180mm |  |  | 180mm |  |  | 180mm |  |  | 180mm |  |  | 180mm |  |  | 180mm |  |  | 180mm |  |  | 180mm |  |  | 180mm |  |  | 180mm |  |  | 180mm |  |  | 180mm |  |  | 180mm |  |  | 180mm |  |  | 180mm |  |  | 180mm |  |  | 180mm |  |  | 180mm |  |  | 180mm |  |  | 180mm |  |  | 180mm |  |  | 180mm |  |  | 180mm |  |  | 180mm |  |  | 180mm |  |  | 180mm |  |  | 180mm |  |  | 180mm |  |  | 180mm |  |  | 180mm |  |  | 180mm |  |  | 180mm |  |  | 180mm |  |  | 180mm |  |  | 180mm |  |  | 180mm |  |  | 180mm |  |  | 180mm |  |  | 180mm |  |  | 180mm |  |  | 180mm |  |  | 180mm |  |  | 180mm |  |  | 180mm |  |  | 180mm |  |  | 180mm |  |  | 180mm |  |  | 180mm |  |  | 180mm |  |  | 180mm |  |  | 180mm |  |  | 180mm |  |  | 180mm |  |  | 180mm |  |  | 180mm |  |  | 180mm |  |  | 180mm |  |  | 180mm |  |  | 180mm |  |  | 180mm |  |  | 180mm |  |  | 180mm |  |  | 180mm |  |  | 180mm |  |  | 180mm
| Connection surface type | On-site |  |  | Surfaced |  |  | On-site |  |  | Surfaced |  |  | Surfaced |  |  | Surfaced |  |  | Surfaced |  |  | Surfaced |  |  | On-site |  |  | Surfaced |  |  | On-site |  |  | On-site |  |  | On-site |  |  | On-site |  |  | Surfaced |  |  | Surfaced |  |  | Surfaced |  |  | Surfaced |  |  | On-site |  |  | Surfaced |  |  | Surfaced |  |  | On-site |  |  | On-site |  |  | On-site |  |  | On-site |  |  | On-site |  |  | On-site |  |  | On-site |  |  | On-site |  |  | On-site |  |  | On-site |  |  | On-site |  |  | On-site |  |  | On-site |  |  | On-site |  |  | On-site |  |  | On-site |  |  | On-site |  |  | On-site |  |  | On-site |  |  | On-site |  |  | On-site |  |  | On-site |  |  | On-site |  |  | On-site |  |  | On-site |  |  | On-site |  |  | On-site |  |  | On-site |  |  | On-site |  |  | On-site |  |  | On-site |  |  | On-site |  |  | On-site |  |  | On-site |  |  | On-site |  |  | On-site |  |  | On-site |  |  | On-site |  |  | On-site |  |  | On-site |  |  | On-site |  |  | On-site |  |  | On-site |  |  | On-site |  |  | On-site |  |  | On-site |  |  | On-site |  |  | On-site |  |  | On-site |  |  | On-site |  |  | On-site |  |  | On-site |  |  | On-site |  |  | On-site |  |  | On-site |  |  | On-site |  |  | On-site |  |  | On-site |  |  | On-site |  |  | On-site |  |  | On-site |  |  | On-site |  |  | On-site |  |  | On-site |  |  | On-site |  |  | On-site |  |  | On-site |  |  | On-site |  |  | On-site |  |  | On-site |  |  | On-site |  |  | On-site |  |  | On-site |  |  | On-site |  |  | On-site |  |  | On-site |  |  | On-site |  |  | On-site |  |  | On-site |  |  | On-site |  |  | On-site |  |  | On-site |  |  | On-site |  |  | On-site
| Cost per plot £727 | 165756 |  |  | 78516 |  |  | 69065 |  |  | 181750 |  |  | 10905 |  |  | 42166 |  |  | 119955 |  |  | 55979 |  |  | 121409 |  |  | 15267 |  |  | 73427 |  |  | 127225 |  |  | 187566 |  |  | 39258 |  |  | 13813 |  |  | 83605 |  |  | 24718 |  |  | 193382 |  |  | 149762 |  |  | 53798 |  |  | 100326 |  |  | 10905 |  |  | 41439 |  |  | 3635 |  |  | 9451 |  |  | 5089 |  |  | 18175 |  |  | 107596 |  |  | 19629 |  |  | 19629 |  |  | 10905 |  |  | 2908 |  |  | 2908 |  |  | 5089 |  |  | 13813 |  |  | 5089 |  |  | 181750 |  |  | 72700 |  |  | 25445 |  |  | 25445 |  |  | 26172 |  |  | 2908 |  |  | 69065 |  |  | 15994 |  |  | 14540 |  |  | 15994 |  |  | 3635 |  |  | 10178 |  |  | 15994 |  |  | 22537 |  |  | 15267 |  |  | 20356 |  |  | 6543 |  |  | 7270 |  |  | 5089 |  |  | 8724 |  |  | 7270 |  |  | 23264 |  |  | 5816 |  |  | 7270 |  |  | 11632 |  |  | 7270 |  |  | 11632 |  |  | 3635 |  |  | 18175 |  |  | 16721 |  |  | 23264 |  |  | 8724 |  |  | 23264 |  |  | 24718 |  |  | 13086 |  |  | 36350 |  |  | 10178 |  |  | 26172 |  |  | 7997 |  |  | 16721 |  |  | 18902 |  |  | 7997 |  |  | 29080 |  |  | 17448 |  |  | 18175 |  |  | 17448 |  |  | 23264 |  |  | 26172 |  |  | 24718 |  |  | 13086 |  |  | 42893 |  |  | 17448 |  |  | 18175 |  |  | 17448 |  |  | 7997 |  |  | 16721 |  |  | 17448 |  |  | 7997 |  |  | 29080 |  |  | 63976 |  |  | 5816 |  |  | 16721 |  |  | 6543 |  |  | 13813 |  |  | 2908 |  |  | 2908 |  |  | 12359 |  |  | 5816 |  |  | 21083
Assumptions | Scheme Specific: | Quantity | Unit Cost | Total | Quantity | Unit Cost | Total | Quantity | Unit Cost | Total | Quantity | Unit Cost | Total | Quantity | Unit Cost | Total | Quantity | Unit Cost | Total | Quantity | Unit Cost | Total | Quantity | Unit Cost | Total | Quantity | Unit Cost | Total | Quantity | Unit Cost | Total | Quantity | Unit Cost | Total | Quantity | Unit Cost | Total | Quantity | Unit Cost | Total | Quantity | Unit Cost | Total | Quantity | Unit Cost | Total | Quantity | Unit Cost | Total | Quantity | Unit Cost | Total | Quantity | Unit Cost | Total | Quantity | Unit Cost | Total | Quantity | Unit Cost | Total | Quantity | Unit Cost | Total | Quantity | Unit Cost | Total | Quantity | Unit Cost | Total | Quantity | Unit Cost | Total | Quantity | Unit Cost | Total | Quantity | Unit Cost | Total | Quantity | Unit Cost | Total | Quantity | Unit Cost | Total | Quantity | Unit Cost | Total | Quantity | Unit Cost | Total | Quantity | Unit Cost | Total | Quantity | Unit Cost | Total | Quantity | Unit Cost | Total | Quantity | Unit Cost | Total | Quantity | Unit Cost | Total | Quantity | Unit Cost | Total | Quantity | Unit Cost | Total | Quantity | Unit Cost | Total | Quantity | Unit Cost | Total | Quantity | Unit Cost | Total | Quantity | Unit Cost | Total | Quantity | Unit Cost | Total | Quantity | Unit Cost | Total | Quantity | Unit Cost | Total | Quantity | Unit Cost | Total | Quantity | Unit Cost | Total | Quantity | Unit Cost | Total | Quantity | Unit Cost | Total | Quantity | Unit Cost | Total | Quantity | Unit Cost | Total | Quantity | Unit Cost | Total | Quantity | Unit Cost | Total | Quantity | Unit Cost | Total | Quantity | Unit Cost | Total | Quantity | Unit Cost | Total | Quantity | Unit Cost | Total | Quantity | Unit Cost | Total | Quantity | Unit Cost | Total | Quantity | Unit Cost | Total | Quantity | Unit Cost | Total | Quantity | Unit Cost | Total | Quantity | Unit Cost | Total | Quantity | Unit Cost | Total | Quantity | Unit Cost | Total | Quantity | Unit Cost | Total | Quantity | Unit Cost | Total | Quantity | Unit Cost | Total | Quantity | Unit Cost | Total | Quantity | Unit Cost | Total | Quantity | Unit Cost | Total | Quantity | Unit Cost | Total | Quantity | Unit Cost | Total | Quantity | Unit Cost | Total | Quantity | Unit Cost | Total | Quantity | Unit Cost | Total | Quantity | Unit Cost | Total | Quantity | Unit Cost | Total | Quantity | Unit Cost | Total | Quantity | Unit Cost | Total | Quantity | Unit Cost | Total | Quantity | Unit Cost | Total | Quantity | Unit Cost | Total | Quantity | Unit Cost | Total | Quantity | Unit Cost | Total | Quantity | Unit Cost | Total | Quantity | Unit Cost | Total | Quantity | Unit Cost | Total | Quantity | Unit Cost | Total | Quantity | Unit Cost | Total | Quantity | Unit Cost | Total | Quantity | Unit Cost | Total | Quantity | Unit Cost | Total | Quantity | Unit Cost | Total | Quantity | Unit Cost | Total | Quantity | Unit Cost | Total | Quantity | Unit Cost | Total | Quantity | Unit Cost | Total | Quantity | Unit Cost | Total | Quantity | Unit Cost | Total | Quantity | Unit Cost | Total | Quantity | Unit Cost | Total | Quantity | Unit Cost | Total | Quantity | Unit Cost | Total | Quantity | Unit Cost | Total | Quantity | Unit Cost | Total
Connection of new main not broken down into connection type,£1754 used for <100mm and £2044 used for >100mm | Underpressure Connection |  |  | 0 |  |  | 0 | 1 | 1754 | 1754 | 1 | 2044 | 2044 |  |  | 0 |  |  | 0 | 1 | 2044 | 2044 |  |  | 0 |  | 2044 | 0 | 2 | 2044 | 4088 |  |  | 0 |  |  | 0 | 1 | 2044 | 2044 | 1 | 2044 | 2044 | 1 | 2044 | 2044 |  |  | 0 |  |  | 0 | 1 | 2044 | 2044 |  |  | 0 | 1 | 2044 | 2044 | 1 | 2044 | 2044 |  | 2044 | 0 |  | 2044 | 0 |  | 2044 | 0 |  | 2044 | 0 |  | 2044 | 0 |  | 2044 | 0 |  | 2044 | 0 |  | 2044 | 0 |  | 2044 | 0 |  | 2044 | 0 |  | 2044 | 0 |  | 2044 | 0 |  | 2044 | 0 |  | 2044 | 0 |  | 2044 | 0 |  | 2044 | 0 |  | 2044 | 0 |  | 2044 | 0 |  | 2044 | 0 |  | 2044 | 0 |  | 2044 | 0 |  | 2044 | 0 |  | 2044 | 0 | 2044 |  | 0 | 2044 |  | 0 |  | 2044 | 0 |  | 2044 | 0 |  | 2044 | 0 |  | 2044 | 0 |  | 2044 | 0 |  | 2044 | 0 |  | 2044 | 0 |  | 2044 | 0 |  | 2044 | 0 |  | 2044 | 0 |  | 2044 | 0 |  | 2044 | 0 |  | 2044 | 0 |  | 2044 | 0 |  | 2044 | 0 |  | 2044 | 0 |  | 2044 | 0 |  | 2044 | 0 |  | 2044 | 0 |  | 2044 | 0 |  | 2044 | 0 |  | 2044 | 0 |  | 2044 | 0 |  | 2044 | 0 |  | 2044 | 0 |  | 2044 | 0 |  | 2044 | 0 |  | 2044 | 0 |  | 2044 | 0 | 1 | 2044 | 2044 |  | 2044 | 0 | 1 | 2044 | 2044 |  | 2044 | 0 | 1 | 2044 | 2044 |  | 2044 | 0 |  | 2044 | 0 | 1 | 2044 | 2044 |  | 2044 | 0 |  | 2044 | 0 |  | 2044 | 0 |  | 2044 | 0 | 1 | 2044 | 2044 |  | 2044 | 0 |  | 2044 | 0 |  | 2044 | 0 | 1 | 2044 | 2044 |  | 2044 | 0 | 1 | 2044 | 2044 |  | 2044 | 0 | 1 | 2044 | 2044 |  | 2044 | 0 | 2 | 2044 | 4088 | 1 | 2044 | 2044 |  | 2044 | 0 | 1 | 2044 | 2044 | 2 | 2044 | 4088 |  | 2044 | 0 |  | 2044 | 0 |  | 2044 | 0
Connection of new main not broken down into connection type,£1754 used for <100mm and £2044 used for >100mm | Cut in/branch Connection |  |  | 0 | 1 | 2044 | 2044 |  |  | 0 |  |  | 0 | 1 | 2044 | 2044 | 1 | 2044 | 2044 |  |  | 0 | 2 | 2044 | 4088 |  | 2044 | 0 |  |  | 0 |  |  | 0 | 2 | 2044 | 4088 | 1 | 2044 | 2044 |  |  | 0 |  |  | 0 |  |  | 0 | 1 | 2044 | 2044 |  |  | 0 |  |  | 0 |  |  | 0 |  |  | 0 |  | 2044 | 0 |  | 2044 | 0 |  | 2044 | 0 |  | 2044 | 0 |  | 2044 | 0 |  | 2044 | 0 |  | 2044 | 0 |  | 2044 | 0 |  | 2044 | 0 |  | 2044 | 0 |  | 2044 | 0 |  | 2044 | 0 |  | 2044 | 0 |  | 2044 | 0 |  | 2044 | 0 |  | 2044 | 0 |  | 2044 | 0 |  | 2044 | 0 |  | 2044 | 0 |  | 2044 | 0 |  | 2044 | 0 |  | 2044 | 0 |  | 2044 | 0 | 2044 |  | 0 | 2044 |  | 0 |  | 2044 | 0 |  | 2044 | 2044 |  | 2044 | 0 |  | 2044 | 0 |  | 2044 | 0 |  | 2044 | 0 |  | 2044 | 0 |  | 2044 | 0 |  | 2044 | 0 |  | 2044 | 0 |  | 2044 | 0 |  | 2044 | 0 |  | 2044 | 0 |  | 2044 | 0 |  | 2044 | 0 |  | 2044 | 0 |  | 2044 | 0 |  | 2044 | 0 |  | 2044 | 0 |  | 2044 | 0 |  | 2044 | 0 |  | 2044 | 0 |  | 2044 | 0 |  | 2044 | 0 |  | 2044 | 0 |  | 2044 | 0 | 1 | 2044 | 2044 |  | 2044 | 0 |  | 2044 | 0 |  | 2044 | 0 |  | 2044 | 0 |  | 2044 | 0 |  | 2044 | 0 |  | 2044 | 0 |  | 2044 | 0 |  | 2044 | 0 |  | 2044 | 0 | 1 | 2044 | 2044 | 1 | 2044 | 2044 | 1 | 2044 | 2044 |  | 2044 | 0 |  | 2044 | 0 |  | 2044 | 0 |  | 2044 | 0 | 1 | 2044 | 2044 |  | 2044 | 0 |  | 2044 | 0 |  | 2044 | 0 |  | 2044 | 0 |  | 2044 | 0 |  | 2044 | 0 |  | 2044 | 0 |  | 2044 | 0 |  | 2044 | 0 |  | 2044 | 0 |  | 2044 | 0 | 1 | 2044 | 2044 |  | 2044 | 0 | 1 | 2044 | 2044
Connection of new main not broken down into connection type,£1754 used for <100mm and £2044 used for >100mm | In Line / back to back connection | 2 | 2044 | 4088 | 1 | 2044 | 2044 |  |  | 0 |  |  | 0 | 1 | 2044 | 2044 | 1 | 2044 | 2044 | 1 | 2044 | 2044 |  |  | 0 | 2 | 2044 | 4088 | 2 | 2044 | 4088 | 1 | 2044 | 2044 | 6 | 2044 | 12264 | 4 | 2044 | 8176 | 1 | 2044 | 2044 | 1 | 2044 | 2044 | 1 | 2044 | 2044 | 1 | 2044 | 2044 | 1 | 2044 | 2044 | 2 | 2044 | 4088 | 1 | 2044 | 2044 | 1 | 2044 | 2044 | 1 | 2044 | 2044 | 2 | 2044 | 4088 | 1 | 2044 | 2044 | 1 | 2044 | 2044 | 1 | 2044 | 2044 | 1 | 2044 | 2044 | 7 | 2044 | 14308 | 1 | 2044 | 2044 | 1 | 2044 | 2044 | 1 | 2044 | 2044 | 1 | 2044 | 2044 | 1 | 2044 | 2044 | 1 | 2044 | 2044 | 2 | 2044 | 4088 | 1 | 2044 | 2044 | 2 | 2044 | 4088 | 4 | 2044 | 8176 | 1 | 2044 | 2044 | 1 | 2044 | 2044 | 1 | 2044 | 2044 | 1 | 2044 | 2044 | 1 | 2044 | 2044 | 1 | 2044 | 2044 | 2044 |  | 0 | 2044 |  | 0 | 1 | 2044 | 2044 | 1 | 2044 | 6132 | 2 | 2044 | 4088 | 2 | 2044 | 4088 | 2 | 2044 | 4088 | 1 | 2044 | 2044 | 1 | 2044 | 2044 | 1 | 2044 | 2044 | 1 | 2044 | 2044 | 1 | 2044 | 2044 | 1 | 2044 | 2044 | 1 | 2044 | 2044 | 1 | 2044 | 2044 | 1 | 2044 | 2044 | 1 | 2044 | 2044 | 1 | 2044 | 2044 | 1 | 2044 | 2044 | 1 | 2044 | 2044 | 1 | 2044 | 2044 | 1 | 2044 | 2044 | 1 | 2044 | 2044 | 1 | 2044 | 2044 | 1 | 2044 | 2044 | 3 | 2044 | 6132 | 2 | 2044 | 4088 | 2 | 2044 | 4088 | 1 | 2044 | 2044 | 1 | 2044 | 2044 | 2 | 2044 | 4088 | 1 | 2044 | 2044 | 1 | 2044 | 2044 | 1 | 2044 | 2044 | 1 | 2044 | 2044 | 1 | 2044 | 2044 | 1 | 2044 | 2044 | 1 | 2044 | 2044 | 1 | 2044 | 2044 | 1 | 2044 | 2044 | 1 | 2044 | 2044 | 1 | 2044 | 2044 | 1 | 2044 | 2044 | 1 | 2044 | 2044 | 1 | 2044 | 2044 | 1 | 2044 | 2044 | 1 | 2044 | 2044 | 1 | 2044 | 2044 | 1 | 2044 | 2044 | 1 | 2044 | 2044 | 1 | 2044 | 2044 |  | 2044 | 0 | 1 | 2044 | 2044 | 2 | 2044 | 4088 | 1 | 2044 | 2044 | 1 | 2044 | 2044 | 1 | 2044 | 2044 | 2 | 2044 | 4088 | 1 | 2044 | 2044 | 1 | 2044 | 2044 | 1 | 2044 | 2044
| Chambered fittings e.g. SV/FH/WO | 18 |  | 0 | 13 |  | 0 | 2 |  | 0 | 14 |  | 0 | 2 |  | 0 | 2 |  | 0 | 18 |  | 0 | 6 |  | 0 | 13 |  | 0 | 2 |  | 0 | 16 |  | 0 | 23 |  | 0 | 34 |  | 0 | 6 |  | 0 | 1 |  | 0 | 8 |  | 0 | 4 |  | 0 | 17 |  | 0 | 12 |  | 0 | 10 |  | 0 | 10 |  | 0 | 2 |  | 0 | 6 |  | 0 | 2 |  | 0 | 3 |  | 0 | 2 |  | 0 | 10 |  | 0 | 16 |  | 0 | 13 |  | 0 | 9 |  | 0 | 4 |  | 0 | 2 |  | 0 | 3 |  | 0 | 3 |  | 0 | 7 |  | 0 | 6 |  | 0 | 33 |  | 0 | 14 |  | 0 | 4 |  | 0 | 6 |  | 0 | 11 |  | 0 | 2 |  | 0 | 12 |  | 0 | 7 |  | 0 | 13 |  | 0 | 5 |  | 0 | 6 |  | 0 | 3 |  | 0 | 10 |  | 0 | 22 |  | 0 | 12 |  | 0 | 6 |  | 0 | 3 |  | 0 | 5 |  | 0 | 6 |  | 0 | 10 |  | 0 | 3 |  | 0 | 4 |  | 0 | 13 |  | 0 | 15 |  | 0 | 7 |  | 0 | 3 |  | 0 | 16 |  | 0 | 7 |  | 0 | 6 |  | 0 | 8 |  | 0 | 8 |  | 0 | 7 |  | 0 | 9 |  | 0 | 5 |  | 0 | 3 |  | 0 | 8 |  | 0 | 7 |  | 0 | 10 |  | 0 | 4 |  | 0 | 6 |  | 0 | 2 |  | 0 | 4 |  | 0 | 3 |  | 0 | 10 |  | 0 | 4 |  | 0 | 2 |  | 0 | 4 |  | 0 | 7 |  | 0 | 7 |  | 0 | 3 |  | 0 | 9 |  | 0 | 7 |  | 0 | 6 |  | 0 | 4 |  | 0 | 4 |  | 0 | 5 |  | 0 | 2 |  | 0 |  |  | 0 | 2 |  | 0 | 7 |  | 0 | 5 |  | 0 | 7 |  | 0 | 3 |  | 0 | 4 |  | 0 | 4 |  | 0 | 8 |  | 0 | 4 |  | 0 |  |  | 0 |  |  | 0
| 63mm Open Cut Development Site | 287 |  | 0 | 279 |  | 0 |  |  | 0 | 141 |  | 0 |  |  | 0 |  |  | 0 | 251 |  | 0 |  |  | 0 | 200 |  | 0 |  |  | 0 | 264 |  | 0 | 85 |  | 0 | 356 |  | 0 | 63 |  | 0 |  |  | 0 |  |  | 0 |  |  | 0 |  |  | 0 |  |  | 0 | 40 |  | 0 |  |  | 0 |  |  | 0 |  |  | 0 |  |  | 0 | 60 |  | 0 | 78 |  | 0 |  |  | 0 |  |  | 0 |  |  | 0 | 90 |  | 0 |  |  | 0 | 151 |  | 0 | 59 |  | 0 |  |  | 0 | 40 |  | 0 | 73 |  | 0 | 302 |  | 0 | 188 |  | 0 |  |  | 0 | 50 |  | 0 | 93 |  | 0 | 107 |  | 0 | 99 |  | 0 | 53 |  | 0 | 36 |  | 0 |  |  | 0 |  |  | 0 |  |  | 0 | 44 |  | 0 | 171 |  | 0 | 76 |  | 0 | 69 |  | 0 | 114 |  | 0 |  |  | 0 | 73 |  | 0 |  |  | 0 |  |  | 0 |  |  | 0 |  |  | 0 |  |  | 0 |  |  | 0 |  |  | 0 |  |  | 0 | 67 |  | 0 | 36 |  | 0 | 52 |  | 0 | 145 |  | 0 |  |  | 0 | 145 |  | 0 | 142 |  | 0 |  |  | 0 |  |  | 0 |  |  | 0 |  |  | 0 |  |  | 0 |  |  | 0 |  |  | 0 |  |  | 0 |  |  | 0 |  |  | 0 |  |  | 0 |  |  | 0 |  |  | 0 |  |  | 0 |  |  | 0 |  |  | 0 |  |  | 0 |  |  | 0 |  |  | 0 |  |  | 0 |  |  | 0 |  |  | 0 |  |  | 0 |  |  | 0 |  |  | 0 |  |  | 0 | 70 |  | 0 |  |  | 0 |  |  | 0 |  |  | 0 |  |  | 0 | 36 |  | 0 |  |  | 0 |  |  | 0 |  |  | 0
| 90mm Open Cut Development Site | 1248 |  | 0 | 315 |  | 0 | 525 |  | 0 | 575 |  | 0 | 205 |  | 0 | 437 |  | 0 | 399 |  | 0 | 500 |  | 0 | 254 |  | 0 | 246 |  | 0 | 188 |  | 0 | 353 |  | 0 | 912 |  | 0 |  |  | 0 | 106 |  | 0 | 309 |  | 0 | 144 |  | 0 | 427 |  | 0 | 469 |  | 0 | 469 |  | 0 | 379 |  | 0 | 97.5 |  | 0 | 261 |  | 0 | 241 |  | 0 | 129 |  | 0 |  |  | 0 |  |  | 0 | 112 |  | 0 | 285 |  | 0 |  |  | 0 | 70 |  | 0 |  |  | 0 | 4 |  | 0 |  |  | 0 | 138 |  | 0 |  |  | 0 | 1221 |  | 0 | 391 |  | 0 | 257 |  | 0 | 163 |  | 0 | 194 |  | 0 |  |  | 0 | 591 |  | 0 | 120 |  | 0 | 156 |  | 0 | 173 |  | 0 | 60 |  | 0 | 114 |  | 0 | 64 |  | 0 |  |  | 0 | 202 |  | 0 | 237 |  | 0 |  |  | 0 | 224 |  | 0 | 239 |  | 0 | 90 |  | 0 | 145 |  | 0 | 27 |  | 0 | 149 |  | 0 | 139 |  | 0 | 95 |  | 0 | 112 |  | 0 | 169 |  | 0 |  |  | 0 | 192 |  | 0 | 190 |  | 0 | 196 |  | 0 | 26 |  | 0 | 196 |  | 0 | 55 |  | 0 | 141 |  | 0 | 212 |  | 0 | 237 |  | 0 | 55 |  | 0 | 98 |  | 0 | 45 |  | 0 | 175 |  | 0 | 8 |  | 0 | 160 |  | 0 |  |  | 0 | 111 |  | 0 | 110 |  | 0 | 168 |  | 0 | 131 |  | 0 | 162 |  | 0 | 114 |  | 0 | 399 |  | 0 |  |  | 0 | 251 |  | 0 | 29 |  | 0 | 89 |  | 0 | 45 |  | 0 | 173 |  | 0 | 8 |  | 0 | 160 |  | 0 |  |  | 0 |  |  | 0 | 277 |  | 0 | 636 |  | 0 | 129 |  | 0 | 129 |  | 0 | 166 |  | 0 | 252 |  | 0 | 31 |  | 0 | 162 |  | 0
| 125mm Open Cut Development Site |  |  | 0 | 80 |  | 0 |  |  | 0 | 1190 |  | 0 |  |  | 0 |  |  | 0 | 434 |  | 0 |  |  | 0 |  |  | 0 |  |  | 0 |  |  | 0 | 690 |  | 0 | 828 |  | 0 | 140 |  | 0 |  |  | 0 | 317 |  | 0 |  |  | 0 | 173 |  | 0 | 173 |  | 0 |  |  | 0 | 409 |  | 0 |  |  | 0 | 162 |  | 0 |  |  | 0 |  |  | 0 |  |  | 0 |  |  | 0 |  |  | 0 |  |  | 0 |  |  | 0 | 123 |  | 0 |  |  | 0 |  |  | 0 | 572 |  | 0 |  |  | 0 |  |  | 0 | 174 |  | 0 |  |  | 0 |  |  | 0 |  |  | 0 |  |  | 0 |  |  | 0 | 112 |  | 0 |  |  | 0 | 471 |  | 0 |  |  | 0 |  |  | 0 |  |  | 0 |  |  | 0 |  |  | 0 |  |  | 0 |  |  | 0 |  |  | 0 |  |  | 0 |  |  | 0 |  |  | 0 |  |  | 0 |  |  | 0 |  |  | 0 |  |  | 0 |  |  | 0 |  |  | 0 |  |  | 0 |  |  | 0 |  |  | 0 |  |  | 0 |  |  | 0 |  |  | 0 |  |  | 0 |  |  | 0 |  |  | 0 |  |  | 0 |  |  | 0 |  |  | 0 |  |  | 0 |  |  | 0 |  |  | 0 |  |  | 0 |  |  | 0 | 306 |  | 0 |  |  | 0 |  |  | 0 |  |  | 0 |  |  | 0 |  |  | 0 |  |  | 0 |  |  | 0 | 306 |  | 0 |  |  | 0 |  |  | 0 |  |  | 0 |  |  | 0 |  |  | 0 |  |  | 0 |  |  | 0 | 448 |  | 0 |  |  | 0 |  |  | 0 |  |  | 0 |  |  | 0 |  |  | 0 |  |  | 0 |  |  | 0 |  |  | 0 |  |  | 0
| 180mm Open Cut Development Site | 576 |  | 0 |  |  | 0 |  |  | 0 |  |  | 0 |  |  | 0 |  |  | 0 |  |  | 0 |  |  | 0 | 712 |  | 0 |  |  | 0 | 525 |  | 0 |  |  | 0 |  |  | 0 |  |  | 0 |  |  | 0 |  |  | 0 |  |  | 0 | 232 |  | 0 | 246 |  | 0 |  |  | 0 |  |  | 0 |  |  | 0 |  |  | 0 |  |  | 0 |  |  | 0 |  |  | 0 |  |  | 0 | 82 |  | 0 | 427 |  | 0 |  |  | 0 |  |  | 0 |  |  | 0 |  |  | 0 |  |  | 0 |  |  | 0 |  |  | 0 | 1259 |  | 0 |  |  | 0 |  |  | 0 |  |  | 0 |  |  | 0 |  |  | 0 |  |  | 0 |  |  | 0 |  |  | 0 |  |  | 0 |  |  | 0 |  |  | 0 |  |  | 0 |  |  | 0 |  |  | 0 |  |  | 0 |  |  | 0 |  |  | 0 |  |  | 0 |  |  | 0 |  |  | 0 |  |  | 0 |  |  | 0 |  |  | 0 |  |  | 0 |  |  | 0 |  |  | 0 |  |  | 0 |  |  | 0 |  |  | 0 |  |  | 0 |  |  | 0 |  |  | 0 |  |  | 0 |  |  | 0 |  |  | 0 |  |  | 0 |  |  | 0 |  |  | 0 |  |  | 0 |  |  | 0 |  |  | 0 |  |  | 0 |  |  | 0 |  |  | 0 |  |  | 0 |  |  | 0 |  |  | 0 |  |  | 0 |  |  | 0 |  |  | 0 |  |  | 0 |  |  | 0 |  |  | 0 |  |  | 0 |  |  | 0 |  |  | 0 |  |  | 0 |  |  | 0 |  |  | 0 |  |  | 0 |  |  | 0 |  |  | 0 |  |  | 0 |  |  | 0 |  |  | 0 |  |  | 0 |  |  | 0 |  |  | 0
| 225mm Open Cut Development Site |  |  | 0 |  |  | 0 |  |  | 0 |  |  | 0 |  |  | 0 |  |  | 0 |  |  | 0 |  |  | 0 |  |  | 0 |  |  | 0 |  |  | 0 |  |  | 0 |  |  | 0 |  |  | 0 |  |  | 0 |  |  | 0 |  |  | 0 |  |  | 0 |  |  | 0 |  |  | 0 |  |  | 0 |  |  | 0 |  |  | 0 |  |  | 0 |  |  | 0 |  |  | 0 |  |  | 0 |  |  | 0 |  |  | 0 |  |  | 0 |  |  | 0 |  |  | 0 |  |  | 0 |  |  | 0 |  |  | 0 |  |  | 0 |  |  | 0 |  |  | 0 |  |  | 0 |  |  | 0 |  |  | 0 |  |  | 0 |  |  | 0 |  |  | 0 |  |  | 0 |  |  | 0 |  |  | 0 |  |  | 0 |  |  | 0 |  |  | 0 |  |  | 0 |  |  | 0 |  |  | 0 |  |  | 0 |  |  | 0 |  |  | 0 |  |  | 0 |  |  | 0 |  |  | 0 |  |  | 0 |  |  | 0 |  |  | 0 |  |  | 0 |  |  | 0 |  |  | 0 |  |  | 0 |  |  | 0 |  |  | 0 |  |  | 0 |  |  | 0 |  |  | 0 |  |  | 0 |  |  | 0 |  |  | 0 |  |  | 0 |  |  | 0 |  |  | 0 |  |  | 0 |  |  | 0 |  |  | 0 |  |  | 0 |  |  | 0 |  |  | 0 |  |  | 0 |  |  | 0 |  |  | 0 |  |  | 0 |  |  | 0 |  |  | 0 |  |  | 0 |  |  | 0 |  |  | 0 |  |  | 0 |  |  | 0 |  |  | 0 |  |  | 0 |  |  | 0 |  |  | 0 |  |  | 0 |  |  | 0 |  |  | 0 |  |  | 0 |  |  | 0 |  |  | 0 |  |  | 0
| 63mm Open Cut Unmade/Verge |  |  | 0 |  |  | 0 |  |  | 0 |  |  | 0 |  |  | 0 |  |  | 0 |  |  | 0 |  |  | 0 |  |  | 0 |  |  | 0 |  |  | 0 |  |  | 0 |  |  | 0 |  |  | 0 |  |  | 0 |  |  | 0 |  |  | 0 |  |  | 0 |  |  | 0 |  |  | 0 |  |  | 0 |  |  | 0 |  |  | 0 |  |  | 0 |  |  | 0 |  |  | 0 |  |  | 0 |  |  | 0 |  |  | 0 |  |  | 0 |  |  | 0 |  |  | 0 |  |  | 0 |  |  | 0 |  |  | 0 |  |  | 0 |  |  | 0 |  |  | 0 |  |  | 0 |  |  | 0 |  |  | 0 |  |  | 0 |  |  | 0 |  |  | 0 |  |  | 0 |  |  | 0 |  |  | 0 |  |  | 0 |  |  | 0 |  |  | 0 |  |  | 0 |  |  | 0 |  |  | 0 |  |  | 0 |  |  | 0 |  |  | 0 |  |  | 0 |  |  | 0 |  |  | 0 |  |  | 0 |  |  | 0 |  |  | 0 |  |  | 0 |  |  | 0 |  |  | 0 |  |  | 0 |  |  | 0 |  |  | 0 |  |  | 0 |  |  | 0 |  |  | 0 |  |  | 0 |  |  | 0 |  |  | 0 |  |  | 0 |  |  | 0 |  |  | 0 |  |  | 0 |  |  | 0 |  |  | 0 |  |  | 0 |  |  | 0 |  |  | 0 |  |  | 0 |  |  | 0 |  |  | 0 |  |  | 0 |  |  | 0 |  |  | 0 |  |  | 0 |  |  | 0 |  |  | 0 |  |  | 0 |  |  | 0 |  |  | 0 |  |  | 0 |  |  | 0 |  |  | 0 |  |  | 0 |  |  | 0 |  |  | 0 |  |  | 0 |  |  | 0 |  |  | 0 |  |  | 0
| 90mm Open Cut Unmade/Verge |  |  | 0 |  |  | 0 |  |  | 0 |  |  | 0 | 3 |  | 0 |  |  | 0 |  |  | 0 | 5 |  | 0 |  |  | 0 |  |  | 0 |  |  | 0 |  |  | 0 |  |  | 0 |  |  | 0 |  |  | 0 |  |  | 0 | 1 |  | 0 |  |  | 0 |  |  | 0 |  |  | 0 |  |  | 0 |  |  | 0 |  |  | 0 |  |  | 0 |  |  | 0 |  |  | 0 |  |  | 0 |  |  | 0 |  |  | 0 |  |  | 0 |  |  | 0 |  |  | 0 |  |  | 0 |  |  | 0 |  |  | 0 |  |  | 0 |  |  | 0 |  |  | 0 |  |  | 0 |  |  | 0 |  |  | 0 |  |  | 0 |  |  | 0 |  |  | 0 |  |  | 0 |  |  | 0 |  |  | 0 |  |  | 0 |  |  | 0 |  |  | 0 |  |  | 0 |  |  | 0 |  |  | 0 |  |  | 0 |  |  | 0 |  |  | 0 |  |  | 0 |  |  | 0 |  |  | 0 |  |  | 0 |  |  | 0 |  |  | 0 |  |  | 0 |  |  | 0 |  |  | 0 |  |  | 0 |  |  | 0 |  |  | 0 |  |  | 0 |  |  | 0 |  |  | 0 |  |  | 0 |  |  | 0 |  |  | 0 |  |  | 0 |  |  | 0 |  |  | 0 |  |  | 0 |  |  | 0 |  |  | 0 |  |  | 0 |  |  | 0 |  |  | 0 |  |  | 0 |  |  | 0 |  |  | 0 |  |  | 0 |  |  | 0 |  |  | 0 |  |  | 0 |  |  | 0 |  |  | 0 |  |  | 0 |  |  | 0 |  |  | 0 |  |  | 0 |  |  | 0 |  |  | 0 |  |  | 0 |  |  | 0 |  |  | 0 |  |  | 0 |  |  | 0 |  |  | 0 |  |  | 0
| 125mm Open Cut Unmade/Verge |  |  | 0 |  |  | 0 |  |  | 0 |  |  | 0 |  |  | 0 |  |  | 0 |  |  | 0 |  |  | 0 |  |  | 0 |  |  | 0 |  |  | 0 | 4 |  | 0 |  |  | 0 |  |  | 0 |  |  | 0 |  |  | 0 |  |  | 0 |  |  | 0 |  |  | 0 |  |  | 0 | 2 |  | 0 |  |  | 0 |  |  | 0 |  |  | 0 |  |  | 0 |  |  | 0 |  |  | 0 |  |  | 0 |  |  | 0 |  |  | 0 |  |  | 0 |  |  | 0 |  |  | 0 |  |  | 0 |  |  | 0 |  |  | 0 |  |  | 0 |  |  | 0 |  |  | 0 |  |  | 0 |  |  | 0 |  |  | 0 |  |  | 0 |  |  | 0 |  |  | 0 |  |  | 0 |  |  | 0 |  |  | 0 |  |  | 0 |  |  | 0 |  |  | 0 |  |  | 0 |  |  | 0 |  |  | 0 |  |  | 0 |  |  | 0 |  |  | 0 |  |  | 0 |  |  | 0 |  |  | 0 |  |  | 0 |  |  | 0 |  |  | 0 |  |  | 0 |  |  | 0 |  |  | 0 |  |  | 0 |  |  | 0 |  |  | 0 |  |  | 0 |  |  | 0 |  |  | 0 |  |  | 0 |  |  | 0 |  |  | 0 |  |  | 0 |  |  | 0 |  |  | 0 |  |  | 0 |  |  | 0 |  |  | 0 |  |  | 0 |  |  | 0 |  |  | 0 |  |  | 0 |  |  | 0 |  |  | 0 |  |  | 0 |  |  | 0 |  |  | 0 |  |  | 0 |  |  | 0 |  |  | 0 |  |  | 0 |  |  | 0 |  |  | 0 |  |  | 0 |  |  | 0 |  |  | 0 |  |  | 0 |  |  | 0 |  |  | 0 |  |  | 0 |  |  | 0 |  |  | 0
| 180mm Open Cut Unmade/Verge |  |  | 0 |  |  | 0 |  |  | 0 |  |  | 0 |  |  | 0 |  |  | 0 |  |  | 0 |  |  | 0 |  |  | 0 |  |  | 0 | 1 |  | 0 |  |  | 0 |  |  | 0 |  |  | 0 |  |  | 0 |  |  | 0 |  |  | 0 |  |  | 0 |  |  | 0 |  |  | 0 |  |  | 0 |  |  | 0 |  |  | 0 |  |  | 0 |  |  | 0 |  |  | 0 |  |  | 0 |  |  | 0 |  |  | 0 |  |  | 0 |  |  | 0 |  |  | 0 |  |  | 0 |  |  | 0 |  |  | 0 |  |  | 0 |  |  | 0 |  |  | 0 |  |  | 0 |  |  | 0 |  |  | 0 |  |  | 0 |  |  | 0 |  |  | 0 |  |  | 0 |  |  | 0 |  |  | 0 |  |  | 0 |  |  | 0 |  |  | 0 |  |  | 0 |  |  | 0 |  |  | 0 |  |  | 0 |  |  | 0 |  |  | 0 |  |  | 0 |  |  | 0 |  |  | 0 |  |  | 0 |  |  | 0 |  |  | 0 |  |  | 0 |  |  | 0 |  |  | 0 |  |  | 0 |  |  | 0 |  |  | 0 |  |  | 0 |  |  | 0 |  |  | 0 |  |  | 0 |  |  | 0 |  |  | 0 |  |  | 0 |  |  | 0 |  |  | 0 |  |  | 0 |  |  | 0 |  |  | 0 |  |  | 0 |  |  | 0 |  |  | 0 |  |  | 0 |  |  | 0 |  |  | 0 |  |  | 0 |  |  | 0 |  |  | 0 |  |  | 0 |  |  | 0 |  |  | 0 |  |  | 0 |  |  | 0 |  |  | 0 |  |  | 0 |  |  | 0 |  |  | 0 |  |  | 0 |  |  | 0 |  |  | 0 |  |  | 0 |  |  | 0 |  |  | 0 |  |  | 0
| 225mm Open Cut Unmade/Verge |  |  | 0 |  |  | 0 |  |  | 0 |  |  | 0 |  |  | 0 |  |  | 0 |  |  | 0 |  |  | 0 |  |  | 0 |  |  | 0 |  |  | 0 |  |  | 0 |  |  | 0 |  |  | 0 |  |  | 0 |  |  | 0 |  |  | 0 |  |  | 0 |  |  | 0 |  |  | 0 |  |  | 0 |  |  | 0 |  |  | 0 |  |  | 0 |  |  | 0 |  |  | 0 |  |  | 0 |  |  | 0 |  |  | 0 |  |  | 0 |  |  | 0 |  |  | 0 |  |  | 0 |  |  | 0 |  |  | 0 |  |  | 0 |  |  | 0 |  |  | 0 |  |  | 0 |  |  | 0 |  |  | 0 |  |  | 0 |  |  | 0 |  |  | 0 |  |  | 0 |  |  | 0 |  |  | 0 |  |  | 0 |  |  | 0 |  |  | 0 |  |  | 0 |  |  | 0 |  |  | 0 |  |  | 0 |  |  | 0 |  |  | 0 |  |  | 0 |  |  | 0 |  |  | 0 |  |  | 0 |  |  | 0 |  |  | 0 |  |  | 0 |  |  | 0 |  |  | 0 |  |  | 0 |  |  | 0 |  |  | 0 |  |  | 0 |  |  | 0 |  |  | 0 |  |  | 0 |  |  | 0 |  |  | 0 |  |  | 0 |  |  | 0 |  |  | 0 |  |  | 0 |  |  | 0 |  |  | 0 |  |  | 0 |  |  | 0 |  |  | 0 |  |  | 0 |  |  | 0 |  |  | 0 |  |  | 0 |  |  | 0 |  |  | 0 |  |  | 0 |  |  | 0 |  |  | 0 |  |  | 0 |  |  | 0 |  |  | 0 |  |  | 0 |  |  | 0 |  |  | 0 |  |  | 0 |  |  | 0 |  |  | 0 |  |  | 0 |  |  | 0 |  |  | 0 |  |  | 0
| 63mm Open Cut Footpath |  |  | 0 |  |  | 0 |  |  | 0 |  |  | 0 |  |  | 0 |  |  | 0 |  |  | 0 |  |  | 0 |  |  | 0 |  |  | 0 |  |  | 0 |  |  | 0 |  |  | 0 |  |  | 0 |  |  | 0 |  |  | 0 |  |  | 0 |  |  | 0 |  |  | 0 |  |  | 0 |  |  | 0 |  |  | 0 |  |  | 0 |  |  | 0 |  |  | 0 |  |  | 0 |  |  | 0 |  |  | 0 |  |  | 0 |  |  | 0 |  |  | 0 |  |  | 0 |  |  | 0 |  |  | 0 |  |  | 0 |  |  | 0 |  |  | 0 |  |  | 0 |  |  | 0 |  |  | 0 |  |  | 0 |  |  | 0 |  |  | 0 |  |  | 0 |  |  | 0 |  |  | 0 |  |  | 0 |  |  | 0 |  |  | 0 |  |  | 0 |  |  | 0 |  |  | 0 |  |  | 0 |  |  | 0 |  |  | 0 |  |  | 0 |  |  | 0 |  |  | 0 |  |  | 0 |  |  | 0 |  |  | 0 |  |  | 0 |  |  | 0 |  |  | 0 |  |  | 0 |  |  | 0 |  |  | 0 |  |  | 0 |  |  | 0 |  |  | 0 |  |  | 0 |  |  | 0 |  |  | 0 |  |  | 0 |  |  | 0 |  |  | 0 |  |  | 0 |  |  | 0 |  |  | 0 |  |  | 0 |  |  | 0 |  |  | 0 |  |  | 0 |  |  | 0 |  |  | 0 |  |  | 0 |  |  | 0 |  |  | 0 |  |  | 0 |  |  | 0 |  |  | 0 |  |  | 0 |  |  | 0 |  |  | 0 |  |  | 0 |  |  | 0 |  |  | 0 |  |  | 0 |  |  | 0 |  |  | 0 |  |  | 0 |  |  | 0 |  |  | 0 |  |  | 0 |  |  | 0
| 90mm Open Cut Footpath |  |  | 0 |  |  | 0 |  |  | 0 |  |  | 0 | 2 |  | 0 |  |  | 0 |  |  | 0 | 27 |  | 0 |  |  | 0 | 4 |  | 0 |  |  | 0 |  |  | 0 |  |  | 0 |  |  | 0 | 7 |  | 0 |  |  | 0 | 10 |  | 0 |  |  | 0 |  |  | 0 | 5 |  | 0 |  |  | 0 |  |  | 0 |  |  | 0 |  |  | 0 |  |  | 0 |  |  | 0 |  |  | 0 |  |  | 0 |  |  | 0 |  |  | 0 |  |  | 0 |  |  | 0 |  |  | 0 |  |  | 0 |  |  | 0 |  |  | 0 |  |  | 0 |  |  | 0 |  |  | 0 |  |  | 0 |  |  | 0 |  |  | 0 |  |  | 0 |  |  | 0 |  |  | 0 |  |  | 0 |  |  | 0 |  |  | 0 |  |  | 0 |  |  | 0 |  |  | 0 |  |  | 0 |  |  | 0 |  |  | 0 |  |  | 0 |  |  | 0 |  |  | 0 |  |  | 0 |  |  | 0 |  |  | 0 |  |  | 0 |  |  | 0 |  |  | 0 |  |  | 0 |  |  | 0 |  |  | 0 |  |  | 0 |  |  | 0 |  |  | 0 |  |  | 0 |  |  | 0 |  |  | 0 |  |  | 0 |  |  | 0 |  |  | 0 |  |  | 0 |  |  | 0 |  |  | 0 |  |  | 0 |  |  | 0 |  |  | 0 |  |  | 0 |  |  | 0 |  |  | 0 |  |  | 0 |  |  | 0 |  |  | 0 |  |  | 0 |  |  | 0 |  |  | 0 |  |  | 0 |  |  | 0 |  |  | 0 |  |  | 0 |  |  | 0 |  |  | 0 |  |  | 0 |  |  | 0 |  |  | 0 |  |  | 0 |  |  | 0 |  |  | 0 |  |  | 0 |  |  | 0 |  |  | 0
| 125mm Open Cut Footpath |  |  | 0 | 2 |  | 0 |  |  | 0 |  |  | 0 |  |  | 0 |  |  | 0 |  |  | 0 |  |  | 0 |  |  | 0 |  |  | 0 |  |  | 0 |  |  | 0 | 2 |  | 0 |  |  | 0 |  |  | 0 |  |  | 0 |  |  | 0 |  |  | 0 |  |  | 0 |  |  | 0 | 3 |  | 0 |  |  | 0 |  |  | 0 |  |  | 0 |  |  | 0 |  |  | 0 |  |  | 0 |  |  | 0 |  |  | 0 |  |  | 0 |  |  | 0 |  |  | 0 |  |  | 0 |  |  | 0 |  |  | 0 |  |  | 0 |  |  | 0 |  |  | 0 |  |  | 0 |  |  | 0 |  |  | 0 |  |  | 0 |  |  | 0 |  |  | 0 |  |  | 0 |  |  | 0 |  |  | 0 |  |  | 0 |  |  | 0 |  |  | 0 |  |  | 0 |  |  | 0 |  |  | 0 |  |  | 0 |  |  | 0 |  |  | 0 |  |  | 0 |  |  | 0 |  |  | 0 |  |  | 0 |  |  | 0 |  |  | 0 |  |  | 0 |  |  | 0 |  |  | 0 |  |  | 0 |  |  | 0 |  |  | 0 |  |  | 0 |  |  | 0 |  |  | 0 |  |  | 0 |  |  | 0 |  |  | 0 |  |  | 0 |  |  | 0 |  |  | 0 |  |  | 0 |  |  | 0 |  |  | 0 |  |  | 0 |  |  | 0 |  |  | 0 |  |  | 0 |  |  | 0 |  |  | 0 |  |  | 0 |  |  | 0 |  |  | 0 |  |  | 0 |  |  | 0 |  |  | 0 |  |  | 0 |  |  | 0 |  |  | 0 |  |  | 0 |  |  | 0 |  |  | 0 |  |  | 0 |  |  | 0 |  |  | 0 |  |  | 0 |  |  | 0 |  |  | 0 |  |  | 0
| 180mm Open Cut Footpath |  |  | 0 |  |  | 0 |  |  | 0 |  |  | 0 |  |  | 0 |  |  | 0 |  |  | 0 |  |  | 0 | 2 |  | 0 |  |  | 0 |  |  | 0 |  |  | 0 |  |  | 0 | 8 |  | 0 |  |  | 0 |  |  | 0 |  |  | 0 | 14 |  | 0 |  |  | 0 |  |  | 0 |  |  | 0 |  |  | 0 |  |  | 0 |  |  | 0 |  |  | 0 |  |  | 0 |  |  | 0 |  |  | 0 |  |  | 0 |  |  | 0 |  |  | 0 |  |  | 0 |  |  | 0 |  |  | 0 |  |  | 0 |  |  | 0 |  |  | 0 |  |  | 0 |  |  | 0 |  |  | 0 |  |  | 0 |  |  | 0 |  |  | 0 |  |  | 0 |  |  | 0 |  |  | 0 |  |  | 0 |  |  | 0 |  |  | 0 |  |  | 0 |  |  | 0 |  |  | 0 |  |  | 0 |  |  | 0 |  |  | 0 |  |  | 0 |  |  | 0 |  |  | 0 |  |  | 0 |  |  | 0 |  |  | 0 |  |  | 0 |  |  | 0 |  |  | 0 |  |  | 0 |  |  | 0 |  |  | 0 |  |  | 0 |  |  | 0 |  |  | 0 |  |  | 0 |  |  | 0 |  |  | 0 |  |  | 0 |  |  | 0 |  |  | 0 |  |  | 0 |  |  | 0 |  |  | 0 |  |  | 0 |  |  | 0 |  |  | 0 |  |  | 0 |  |  | 0 |  |  | 0 |  |  | 0 |  |  | 0 |  |  | 0 |  |  | 0 |  |  | 0 |  |  | 0 |  |  | 0 |  |  | 0 |  |  | 0 |  |  | 0 |  |  | 0 |  |  | 0 |  |  | 0 |  |  | 0 |  |  | 0 |  |  | 0 |  |  | 0 |  |  | 0 |  |  | 0 |  |  | 0
| 225mm Open Cut Footpath |  |  | 0 |  |  | 0 |  |  | 0 |  |  | 0 |  |  | 0 |  |  | 0 |  |  | 0 |  |  | 0 |  |  | 0 |  |  | 0 |  |  | 0 |  |  | 0 |  |  | 0 |  |  | 0 |  |  | 0 |  |  | 0 |  |  | 0 |  |  | 0 |  |  | 0 |  |  | 0 |  |  | 0 |  |  | 0 |  |  | 0 |  |  | 0 |  |  | 0 |  |  | 0 |  |  | 0 |  |  | 0 |  |  | 0 |  |  | 0 |  |  | 0 |  |  | 0 |  |  | 0 |  |  | 0 |  |  | 0 |  |  | 0 |  |  | 0 |  |  | 0 |  |  | 0 |  |  | 0 |  |  | 0 |  |  | 0 |  |  | 0 |  |  | 0 |  |  | 0 |  |  | 0 |  |  | 0 |  |  | 0 |  |  | 0 |  |  | 0 |  |  | 0 |  |  | 0 |  |  | 0 |  |  | 0 |  |  | 0 |  |  | 0 |  |  | 0 |  |  | 0 |  |  | 0 |  |  | 0 |  |  | 0 |  |  | 0 |  |  | 0 |  |  | 0 |  |  | 0 |  |  | 0 |  |  | 0 |  |  | 0 |  |  | 0 |  |  | 0 |  |  | 0 |  |  | 0 |  |  | 0 |  |  | 0 |  |  | 0 |  |  | 0 |  |  | 0 |  |  | 0 |  |  | 0 |  |  | 0 |  |  | 0 |  |  | 0 |  |  | 0 |  |  | 0 |  |  | 0 |  |  | 0 |  |  | 0 |  |  | 0 |  |  | 0 |  |  | 0 |  |  | 0 |  |  | 0 |  |  | 0 |  |  | 0 |  |  | 0 |  |  | 0 |  |  | 0 |  |  | 0 |  |  | 0 |  |  | 0 |  |  | 0 |  |  | 0 |  |  | 0 |  |  | 0 |  |  | 0
| 63mm Open Cut Road |  |  | 0 |  |  | 0 |  |  | 0 |  |  | 0 |  |  | 0 |  |  | 0 |  |  | 0 |  |  | 0 |  |  | 0 |  |  | 0 |  |  | 0 |  |  | 0 |  |  | 0 |  |  | 0 |  |  | 0 |  |  | 0 |  |  | 0 |  |  | 0 |  |  | 0 |  |  | 0 |  |  | 0 |  |  | 0 |  |  | 0 |  |  | 0 |  |  | 0 |  |  | 0 |  |  | 0 |  |  | 0 |  |  | 0 |  |  | 0 |  |  | 0 |  |  | 0 |  |  | 0 |  |  | 0 |  |  | 0 |  |  | 0 |  |  | 0 |  |  | 0 |  |  | 0 |  |  | 0 |  |  | 0 |  |  | 0 |  |  | 0 |  |  | 0 |  |  | 0 |  |  | 0 |  |  | 0 |  |  | 0 |  |  | 0 |  |  | 0 |  |  | 0 |  |  | 0 |  |  | 0 |  |  | 0 |  |  | 0 |  |  | 0 |  |  | 0 |  |  | 0 |  |  | 0 |  |  | 0 |  |  | 0 |  |  | 0 |  |  | 0 |  |  | 0 |  |  | 0 |  |  | 0 |  |  | 0 |  |  | 0 |  |  | 0 |  |  | 0 |  |  | 0 |  |  | 0 |  |  | 0 |  |  | 0 |  |  | 0 |  |  | 0 |  |  | 0 |  |  | 0 |  |  | 0 |  |  | 0 |  |  | 0 |  |  | 0 |  |  | 0 |  |  | 0 |  |  | 0 |  |  | 0 |  |  | 0 |  |  | 0 |  |  | 0 |  |  | 0 |  |  | 0 |  |  | 0 |  |  | 0 |  |  | 0 |  |  | 0 |  |  | 0 |  |  | 0 |  |  | 0 |  |  | 0 |  |  | 0 |  |  | 0 |  |  | 0 |  |  | 0 |  |  | 0 |  |  | 0
| 90mm Open Cut Road |  |  | 0 |  |  | 0 |  |  | 0 |  |  | 0 | 7 |  | 0 | 6 |  | 0 |  |  | 0 | 7 |  | 0 |  |  | 0 | 28 |  | 0 |  |  | 0 |  |  | 0 |  |  | 0 |  |  | 0 | 1 |  | 0 |  |  | 0 | 7 |  | 0 |  |  | 0 |  |  | 0 |  |  | 0 |  |  | 0 |  |  | 0 |  |  | 0 |  |  | 0 |  |  | 0 |  |  | 0 |  |  | 0 |  |  | 0 |  |  | 0 |  |  | 0 |  |  | 0 |  |  | 0 |  |  | 0 |  |  | 0 |  |  | 0 |  |  | 0 |  |  | 0 |  |  | 0 |  |  | 0 |  |  | 0 |  |  | 0 |  |  | 0 |  |  | 0 |  |  | 0 |  |  | 0 |  |  | 0 |  |  | 0 |  |  | 0 |  |  | 0 |  |  | 0 |  |  | 0 |  |  | 0 |  |  | 0 |  |  | 0 |  |  | 0 |  |  | 0 |  |  | 0 |  |  | 0 |  |  | 0 |  |  | 0 |  |  | 0 |  |  | 0 |  |  | 0 |  |  | 0 |  |  | 0 |  |  | 0 |  |  | 0 |  |  | 0 |  |  | 0 |  |  | 0 |  |  | 0 |  |  | 0 |  |  | 0 |  |  | 0 |  |  | 0 |  |  | 0 |  |  | 0 |  |  | 0 |  |  | 0 |  |  | 0 |  |  | 0 |  |  | 0 |  |  | 0 |  |  | 0 |  |  | 0 |  |  | 0 |  |  | 0 |  |  | 0 |  |  | 0 |  |  | 0 |  |  | 0 |  |  | 0 |  |  | 0 |  |  | 0 |  |  | 0 |  |  | 0 |  |  | 0 |  |  | 0 |  |  | 0 |  |  | 0 |  |  | 0 |  |  | 0 |  |  | 0 |  |  | 0 |  |  | 0
| 125mm Open Cut Road |  |  | 0 | 8 |  | 0 |  |  | 0 |  |  | 0 |  |  | 0 |  |  | 0 | 140 |  | 0 |  |  | 0 |  |  | 0 |  |  | 0 |  |  | 0 | 2 |  | 0 | 15 |  | 0 | 2 |  | 0 |  |  | 0 |  |  | 0 |  |  | 0 |  |  | 0 |  |  | 0 |  |  | 0 | 7 |  | 0 |  |  | 0 |  |  | 0 |  |  | 0 |  |  | 0 |  |  | 0 |  |  | 0 |  |  | 0 |  |  | 0 |  |  | 0 |  |  | 0 |  |  | 0 |  |  | 0 |  |  | 0 |  |  | 0 |  |  | 0 |  |  | 0 |  |  | 0 |  |  | 0 |  |  | 0 |  |  | 0 |  |  | 0 |  |  | 0 |  |  | 0 |  |  | 0 |  |  | 0 |  |  | 0 |  |  | 0 |  |  | 0 |  |  | 0 |  |  | 0 |  |  | 0 |  |  | 0 |  |  | 0 |  |  | 0 |  |  | 0 |  |  | 0 |  |  | 0 |  |  | 0 |  |  | 0 |  |  | 0 |  |  | 0 |  |  | 0 |  |  | 0 |  |  | 0 |  |  | 0 |  |  | 0 |  |  | 0 |  |  | 0 |  |  | 0 |  |  | 0 |  |  | 0 |  |  | 0 |  |  | 0 |  |  | 0 |  |  | 0 |  |  | 0 |  |  | 0 |  |  | 0 |  |  | 0 |  |  | 0 |  |  | 0 |  |  | 0 |  |  | 0 |  |  | 0 |  |  | 0 |  |  | 0 |  |  | 0 |  |  | 0 |  |  | 0 |  |  | 0 |  |  | 0 |  |  | 0 |  |  | 0 |  |  | 0 |  |  | 0 |  |  | 0 |  |  | 0 |  |  | 0 |  |  | 0 |  |  | 0 |  |  | 0 |  |  | 0 |  |  | 0 |  |  | 0
| 180mm Open Cut Road |  |  | 0 |  |  | 0 |  |  | 0 | 4 |  | 0 |  |  | 0 |  |  | 0 |  |  | 0 |  |  | 0 |  |  | 0 |  |  | 0 |  |  | 0 |  |  | 0 |  |  | 0 |  |  | 0 |  |  | 0 |  |  | 0 |  |  | 0 |  |  | 0 |  |  | 0 |  |  | 0 |  |  | 0 |  |  | 0 |  |  | 0 |  |  | 0 |  |  | 0 |  |  | 0 |  |  | 0 |  |  | 0 |  |  | 0 |  |  | 0 |  |  | 0 |  |  | 0 |  |  | 0 |  |  | 0 |  |  | 0 |  |  | 0 |  |  | 0 |  |  | 0 |  |  | 0 |  |  | 0 |  |  | 0 |  |  | 0 |  |  | 0 |  |  | 0 |  |  | 0 |  |  | 0 |  |  | 0 |  |  | 0 |  |  | 0 |  |  | 0 |  |  | 0 |  |  | 0 |  |  | 0 |  |  | 0 |  |  | 0 |  |  | 0 |  |  | 0 |  |  | 0 |  |  | 0 |  |  | 0 |  |  | 0 |  |  | 0 |  |  | 0 |  |  | 0 |  |  | 0 |  |  | 0 |  |  | 0 |  |  | 0 |  |  | 0 |  |  | 0 |  |  | 0 |  |  | 0 |  |  | 0 |  |  | 0 |  |  | 0 |  |  | 0 |  |  | 0 |  |  | 0 |  |  | 0 |  |  | 0 |  |  | 0 |  |  | 0 |  |  | 0 |  |  | 0 |  |  | 0 |  |  | 0 |  |  | 0 |  |  | 0 |  |  | 0 |  |  | 0 |  |  | 0 |  |  | 0 |  |  | 0 |  |  | 0 |  |  | 0 |  |  | 0 |  |  | 0 |  |  | 0 |  |  | 0 |  |  | 0 |  |  | 0 |  |  | 0 |  |  | 0 |  |  | 0 |  |  | 0
| 225mm Open Cut Road |  |  | 0 |  |  | 0 |  |  | 0 |  |  | 0 |  |  | 0 |  |  | 0 |  |  | 0 |  |  | 0 |  |  | 0 |  |  | 0 |  |  | 0 |  |  | 0 |  |  | 0 |  |  | 0 |  |  | 0 |  |  | 0 |  |  | 0 |  |  | 0 |  |  | 0 |  |  | 0 |  |  | 0 |  |  | 0 |  |  | 0 |  |  | 0 |  |  | 0 |  |  | 0 |  |  | 0 |  |  | 0 |  |  | 0 |  |  | 0 |  |  | 0 |  |  | 0 |  |  | 0 |  |  | 0 |  |  | 0 |  |  | 0 |  |  | 0 |  |  | 0 |  |  | 0 |  |  | 0 |  |  | 0 |  |  | 0 |  |  | 0 |  |  | 0 |  |  | 0 |  |  | 0 |  |  | 0 |  |  | 0 |  |  | 0 |  |  | 0 |  |  | 0 |  |  | 0 |  |  | 0 |  |  | 0 |  |  | 0 |  |  | 0 |  |  | 0 |  |  | 0 |  |  | 0 |  |  | 0 |  |  | 0 |  |  | 0 |  |  | 0 |  |  | 0 |  |  | 0 |  |  | 0 |  |  | 0 |  |  | 0 |  |  | 0 |  |  | 0 |  |  | 0 |  |  | 0 |  |  | 0 |  |  | 0 |  |  | 0 |  |  | 0 |  |  | 0 |  |  | 0 |  |  | 0 |  |  | 0 |  |  | 0 |  |  | 0 |  |  | 0 |  |  | 0 |  |  | 0 |  |  | 0 |  |  | 0 |  |  | 0 |  |  | 0 |  |  | 0 |  |  | 0 |  |  | 0 |  |  | 0 |  |  | 0 |  |  | 0 |  |  | 0 |  |  | 0 |  |  | 0 |  |  | 0 |  |  | 0 |  |  | 0 |  |  | 0 |  |  | 0 |  |  | 0 |  |  | 0
| Trial Holes |  |  | 0 |  |  | 0 | 4 |  | 0 |  |  | 0 |  |  | 0 |  |  | 0 |  |  | 0 |  |  | 0 |  |  | 0 |  |  | 0 |  |  | 0 |  |  | 0 |  |  | 0 |  |  | 0 | 2 |  | 0 |  |  | 0 |  |  | 0 | 3 |  | 0 |  |  | 0 | 2 |  | 0 |  |  | 0 |  |  | 0 |  |  | 0 |  |  | 0 |  |  | 0 |  |  | 0 |  |  | 0 |  |  | 0 |  |  | 0 |  |  | 0 |  |  | 0 |  |  | 0 |  |  | 0 |  |  | 0 |  |  | 0 |  |  | 0 |  |  | 0 |  |  | 0 |  |  | 0 |  |  | 0 |  |  | 0 |  |  | 0 |  |  | 0 |  |  | 0 |  |  | 0 |  |  | 0 |  |  | 0 |  |  | 0 |  |  | 0 |  |  | 0 |  |  | 0 |  |  | 0 |  |  | 0 |  |  | 0 |  |  | 0 |  |  | 0 |  |  | 0 |  |  | 0 |  |  | 0 |  |  | 0 |  |  | 0 |  |  | 0 |  |  | 0 |  |  | 0 |  |  | 0 |  |  | 0 |  |  | 0 |  |  | 0 |  |  | 0 |  |  | 0 |  |  | 0 |  |  | 0 |  |  | 0 |  |  | 0 |  |  | 0 |  |  | 0 |  |  | 0 |  |  | 0 |  |  | 0 |  |  | 0 |  |  | 0 |  |  | 0 |  |  | 0 |  |  | 0 |  |  | 0 |  |  | 0 |  |  | 0 |  |  | 0 |  |  | 0 |  |  | 0 |  |  | 0 |  |  | 0 |  |  | 0 |  |  | 0 |  |  | 0 |  |  | 0 |  |  | 0 |  |  | 0 |  |  | 0 |  |  | 0 |  |  | 0 |  |  | 0 |  |  | 0 |  |  | 0 |  |  | 0
| Traffic Management - 2 way lights |  |  | 0 | 1 |  | 0 |  |  | 0 | 1 |  | 0 | 1 |  | 0 | 1 |  | 0 | 1 |  | 0 |  |  | 0 | 1 |  | 0 | 2 |  | 0 | 1 |  | 0 | 2 |  | 0 | 1 |  | 0 | 1 |  | 0 | 1 |  | 0 |  |  | 0 | 1 |  | 0 | 1 |  | 0 |  |  | 0 | 1 |  | 0 |  |  | 0 |  |  | 0 |  |  | 0 |  |  | 0 |  |  | 0 |  |  | 0 |  |  | 0 |  |  | 0 |  |  | 0 |  |  | 0 |  |  | 0 |  |  | 0 |  |  | 0 |  |  | 0 |  |  | 0 |  |  | 0 |  |  | 0 |  |  | 0 |  |  | 0 |  |  | 0 |  |  | 0 |  |  | 0 |  |  | 0 |  |  | 0 |  |  | 0 |  |  | 0 |  |  | 0 |  |  | 0 |  |  | 0 |  |  | 0 |  |  | 0 |  |  | 0 |  |  | 0 |  |  | 0 |  |  | 0 |  |  | 0 |  |  | 0 |  |  | 0 |  |  | 0 |  |  | 0 |  |  | 0 |  |  | 0 |  |  | 0 |  |  | 0 |  |  | 0 |  |  | 0 |  |  | 0 |  |  | 0 |  |  | 0 |  |  | 0 |  |  | 0 |  |  | 0 |  |  | 0 |  |  | 0 |  |  | 0 |  |  | 0 |  |  | 0 |  |  | 0 |  |  | 0 |  |  | 0 |  |  | 0 |  |  | 0 |  |  | 0 |  |  | 0 |  |  | 0 |  |  | 0 |  |  | 0 |  |  | 0 |  |  | 0 |  |  | 0 |  |  | 0 |  |  | 0 |  |  | 0 |  |  | 0 |  |  | 0 |  |  | 0 |  |  | 0 |  |  | 0 |  |  | 0 |  |  | 0 |  |  | 0 |  |  | 0 |  |  | 0 |  |  | 0 |  |  | 0
| Traffic Management - 3 way lights |  |  | 0 |  |  | 0 |  |  | 0 |  |  | 0 |  |  | 0 |  |  | 0 | 1 |  | 0 |  |  | 0 |  |  | 0 |  |  | 0 |  |  | 0 |  |  | 0 |  |  | 0 |  |  | 0 |  |  | 0 |  |  | 0 |  |  | 0 |  |  | 0 |  |  | 0 |  |  | 0 |  |  | 0 |  |  | 0 |  |  | 0 |  |  | 0 |  |  | 0 |  |  | 0 |  |  | 0 |  |  | 0 |  |  | 0 |  |  | 0 |  |  | 0 |  |  | 0 |  |  | 0 |  |  | 0 |  |  | 0 |  |  | 0 |  |  | 0 |  |  | 0 |  |  | 0 |  |  | 0 |  |  | 0 |  |  | 0 |  |  | 0 |  |  | 0 |  |  | 0 |  |  | 0 |  |  | 0 |  |  | 0 |  |  | 0 |  |  | 0 |  |  | 0 |  |  | 0 |  |  | 0 |  |  | 0 |  |  | 0 |  |  | 0 |  |  | 0 |  |  | 0 |  |  | 0 |  |  | 0 |  |  | 0 |  |  | 0 |  |  | 0 |  |  | 0 |  |  | 0 |  |  | 0 |  |  | 0 |  |  | 0 |  |  | 0 |  |  | 0 |  |  | 0 |  |  | 0 |  |  | 0 |  |  | 0 |  |  | 0 |  |  | 0 |  |  | 0 |  |  | 0 |  |  | 0 |  |  | 0 |  |  | 0 |  |  | 0 |  |  | 0 |  |  | 0 |  |  | 0 |  |  | 0 |  |  | 0 |  |  | 0 |  |  | 0 |  |  | 0 |  |  | 0 |  |  | 0 |  |  | 0 |  |  | 0 |  |  | 0 |  |  | 0 |  |  | 0 |  |  | 0 |  |  | 0 |  |  | 0 |  |  | 0 |  |  | 0 |  |  | 0 |  |  | 0 |  |  | 0
| Road Closure |  |  | 0 |  |  | 0 |  |  | 0 |  |  | 0 |  |  | 0 |  |  | 0 |  |  | 0 |  |  | 0 |  |  | 0 |  |  | 0 |  |  | 0 |  |  | 0 |  |  | 0 |  |  | 0 |  |  | 0 |  |  | 0 |  |  | 0 |  |  | 0 |  |  | 0 |  |  | 0 |  |  | 0 |  |  | 0 |  |  | 0 |  |  | 0 |  |  | 0 |  |  | 0 |  |  | 0 |  |  | 0 |  |  | 0 |  |  | 0 |  |  | 0 |  |  | 0 |  |  | 0 |  |  | 0 |  |  | 0 |  |  | 0 |  |  | 0 |  |  | 0 |  |  | 0 |  |  | 0 |  |  | 0 |  |  | 0 |  |  | 0 |  |  | 0 |  |  | 0 |  |  | 0 |  |  | 0 |  |  | 0 |  |  | 0 |  |  | 0 |  |  | 0 |  |  | 0 |  |  | 0 |  |  | 0 |  |  | 0 |  |  | 0 |  |  | 0 |  |  | 0 |  |  | 0 |  |  | 0 |  |  | 0 |  |  | 0 |  |  | 0 |  |  | 0 |  |  | 0 |  |  | 0 |  |  | 0 |  |  | 0 |  |  | 0 |  |  | 0 |  |  | 0 |  |  | 0 |  |  | 0 |  |  | 0 |  |  | 0 |  |  | 0 |  |  | 0 |  |  | 0 |  |  | 0 |  |  | 0 |  |  | 0 |  |  | 0 |  |  | 0 |  |  | 0 |  |  | 0 |  |  | 0 |  |  | 0 |  |  | 0 |  |  | 0 |  |  | 0 |  |  | 0 |  |  | 0 |  |  | 0 |  |  | 0 |  |  | 0 |  |  | 0 |  |  | 0 |  |  | 0 |  |  | 0 |  |  | 0 |  |  | 0 |  |  | 0 |  |  | 0 |  |  | 0 |  |  | 0
|  |  | Total Construction Cost | 169844 |  | Total Construction Cost | 82604 |  | Total Construction Cost | 70819 |  | Total Construction Cost | 183794 |  | Total Construction Cost | 14993 |  | Total Construction Cost | 46254 |  | Total Construction Cost | 124043 |  | Total Construction Cost | 60067 |  | Total Construction Cost | 125497 |  | Total Construction Cost | 23443 |  | Total Construction Cost | 75471 |  | Total Construction Cost | 143577 |  | Total Construction Cost | 199830 |  | Total Construction Cost | 43346 |  | Total Construction Cost | 17901 |  | Total Construction Cost | 85649 |  | Total Construction Cost | 28806 |  | Total Construction Cost | 197470 |  | Total Construction Cost | 153850 |  | Total Construction Cost | 57886 |  | Total Construction Cost | 104414 |  | Total Construction Cost | 12949 |  | Total Construction Cost | 45527 |  | Total Construction Cost | 5679 |  | Total Construction Cost | 11495 |  | Total Construction Cost | 7133 |  | Total Construction Cost | 20219 |  | Total Construction Cost | 121904 |  | Total Construction Cost | 21673 |  | Total Construction Cost | 21673 |  | Total Construction Cost | 12949 |  | Total Construction Cost | 4952 |  | Total Construction Cost | 4952 |  | Total Construction Cost | 7133 |  | Total Construction Cost | 17901 |  | Total Construction Cost | 7133 |  | Total Construction Cost | 185838 |  | Total Construction Cost | 80876 |  | Total Construction Cost | 27489 |  | Total Construction Cost | 27489 |  | Total Construction Cost | 28216 |  | Total Construction Cost | 4952 |  | Total Construction Cost | 71109 |  | Total Construction Cost | 18038 |  | Total Construction Cost | 14540 |  | Total Construction Cost | 15994 |  | Total Construction Cost | 5679 |  | Total Construction Cost | 18354 |  | Total Construction Cost | 20082 |  | Total Construction Cost | 26625 |  | Total Construction Cost | 19355 |  | Total Construction Cost | 22400 |  | Total Construction Cost | 8587 |  | Total Construction Cost | 9314 |  | Total Construction Cost | 7133 |  | Total Construction Cost | 10768 |  | Total Construction Cost | 9314 |  | Total Construction Cost | 25308 |  | Total Construction Cost | 7860 |  | Total Construction Cost | 9314 |  | Total Construction Cost | 13676 |  | Total Construction Cost | 9314 |  | Total Construction Cost | 13676 |  | Total Construction Cost | 5679 |  | Total Construction Cost | 20219 |  | Total Construction Cost | 18765 |  | Total Construction Cost | 25308 |  | Total Construction Cost | 10768 |  | Total Construction Cost | 25308 |  | Total Construction Cost | 30850 |  | Total Construction Cost | 17174 |  | Total Construction Cost | 40438 |  | Total Construction Cost | 14266 |  | Total Construction Cost | 28216 |  | Total Construction Cost | 12085 |  | Total Construction Cost | 20809 |  | Total Construction Cost | 20946 |  | Total Construction Cost | 12085 |  | Total Construction Cost | 31124 |  | Total Construction Cost | 21536 |  | Total Construction Cost | 20219 |  | Total Construction Cost | 19492 |  | Total Construction Cost | 27352 |  | Total Construction Cost | 30260 |  | Total Construction Cost | 28806 |  | Total Construction Cost | 17174 |  | Total Construction Cost | 44937 |  | Total Construction Cost | 21536 |  | Total Construction Cost | 20219 |  | Total Construction Cost | 19492 |  | Total Construction Cost | 12085 |  | Total Construction Cost | 20809 |  | Total Construction Cost | 19492 |  | Total Construction Cost | 12085 |  | Total Construction Cost | 31124 |  | Total Construction Cost | 66020 |  | Total Construction Cost | 7860 |  | Total Construction Cost | 24897 |  | Total Construction Cost | 10631 |  | Total Construction Cost | 15857 |  | Total Construction Cost | 6996 |  | Total Construction Cost | 11084 |  | Total Construction Cost | 16447 |  | Total Construction Cost | 7860 |  | Total Construction Cost | 25171 | 3937611
| Additional Costs | 3457 |  | 3457 | 3457 |  | 3457 | 3457 |  | 3457 | 3457 |  | 3457 | 3457 |  | 3457 | 3457 |  | 3457 | 3457 |  | 3457 | 3457 |  | 3457 | 3457 |  | 3457 | 3457 |  | 3457 | 3457 |  | 3457 | 3457 |  | 3457 | 3457 |  | 3457 | 3457 |  | 3457 | 3457 |  | 3457 | 3457 |  | 3457 | 3457 |  | 3457 | 3457 |  | 3457 | 3457 |  | 3457 | 3457 |  | 3457 | 3457 |  | 3457 | 3457 |  | 3457 | 3457 |  | 3457 | 3457 |  | 3457 | 3457 |  | 3457 | 3457 |  | 3457 | 3457 |  | 3457 | 3457 |  | 3457 | 3457 |  | 3457 | 3457 |  | 3457 | 3457 |  | 3457 | 3457 |  | 3457 | 3457 |  | 3457 | 3457 |  | 3457 | 3457 |  | 3457 | 3457 |  | 3457 | 3457 |  | 3457 | 3457 |  | 3457 | 3457 |  | 3457 | 3457 |  | 3457 | 3457 |  | 3457 | 3457 |  | 3457 | 3457 |  | 3457 | 3457 |  | 3457 | 3457 |  | 3457 | 3457 |  | 3457 | 3457 |  | 3457 | 3457 |  | 3457 | 3457 |  | 3457 | 3457 |  | 3457 | 3457 |  | 3457 | 3457 |  | 3457 | 3457 |  | 3457 | 3457 |  | 3457 | 3457 |  | 3457 | 3457 |  | 3457 | 3457 |  | 3457 | 3457 |  | 3457 | 3457 |  | 3457 | 3457 |  | 3457 | 3457 |  | 3457 | 3457 |  | 3457 | 3457 |  | 3457 | 3457 |  | 3457 | 3457 |  | 3457 | 3457 |  | 3457 | 3457 |  | 3457 | 3457 |  | 3457 | 3457 |  | 3457 | 3457 |  | 3457 | 3457 |  | 3457 | 3457 |  | 3457 | 3457 |  | 3457 | 3457 |  | 3457 | 3457 |  | 3457 | 3457 |  | 3457 | 3457 |  | 3457 | 3457 |  | 3457 | 3457 |  | 3457 | 3457 |  | 3457 | 3457 |  | 3457 | 3457 |  | 3457 | 3457 |  | 3457 | 3457 |  | 3457 | 3457 |  | 3457 | 3457 |  | 3457 | 3457 |  | 3457 | 3457 |  | 3457 | 3457 |  | 3457 | 3457 |  | 3457 | 3457 |  | 3457 | 3457 |  | 3457 | 3457 |  | 3457 | 3457 |  | 3457 | 3457 |  | 3457 | 3457 |  | 3457 | 3457 |  | 3457 | 3457 |  | 3457 | 3457 |  | 3457 | 3457 |  | 3457 | 3457 |  | 3457 | 3457 |  | 3457 | 3457 |  | 3457 | 3457 |  | 3457 | 3457 |  | 3457 | 725970
Page 15 | Administration Fee | 2012
Page 16 | Design | 1445
https://www.southwestwater.co.uk/siteassets/document-repository/charges/new-connections-and-developer-services-charging-arrangement-2019_20.pdf
Page 15
page 16
Page 16

## Bristol
New Data
| Job No | Job103 |  |  | Job93 |  |  | Job83 |  |  | Job101 |  |  | Job50 |  |  | Job79 |  |  | Job100 |  |  | Job89 |  |  | Job99 |  |  | Job74 |  |  | Job98 |  |  | Job102 |  |  | Job104 |  |  | Job51 |  |  | Job29 |  |  | Job7 |  |  | Job95 |  |  | Job55 |  |  | Job11 |  |  | Job88 |  |  | Job97 |  |  | Job13 |  |  | Job80 |  |  | Job45 |  |  | Job40 |  |  | Job12 |  |  | Job22 |  |  | Job84 |  |  | Job94 |  |  | Job38 |  |  | Job44 |  |  | Job25 |  |  | Job27 |  |  | Job86 |  |  | Job57 |  |  | Job24 |  |  | Job105 |  |  | Job91 |  |  | Job56 |  |  | Job54 |  |  | Job73 |  |  | Job15 |  |  | Job96 |  |  | Job47 |  |  | Job92 |  |  | Job42 |  |  | Job20 |  |  | Job60 |  |  | Job49 |  |  | Job78 |  |  | Job77 |  |  | Job67 |  |  | Job59 |  |  | Job41 |  |  | Job68 |  |  | Job66 |  |  | Job6 |  |  | Job8 |  |  | Job62 |  |  | Job64 |  |  | Job34 |  |  | Job21 |  |  | Job69 |  |  | Job26 |  |  | Job58 |  |  | Job63 |  |  | Job72 |  |  | Job14 |  |  | Job75 |  |  | Job52 |  |  | Job35 |  |  | Job71 |  |  | Job61 |  |  | Job37 |  |  | Job28 |  |  | Job17 |  |  | Job33 |  |  | Job4 |  |  | Job30 |  |  | Job70 |  |  | Job2 |  |  | Job9 |  |  | Job43 |  |  | Job39 |  |  | Job46 |  |  | Job23 |  |  | Job81 |  |  | Job76 |  |  | Job85 |  |  | Job16 |  |  | Job18 |  |  | Job48 |  |  | Job32 |  |  | Job10 |  |  | Job90 |  |  | Job82 |  |  | Job19 |  |  | Job1 |  |  | Job87 |  |  | Job31 |  |  | Job36 |  |  | Job65 |  |  | Job53 |  |  | Job5 |  |  | Job3
| Area | East |  |  | East |  |  | East |  |  | East |  |  | East |  |  | East |  |  | East |  |  | North |  |  | North |  |  | North |  |  | North |  |  | North |  |  | North |  |  | North |  |  | West |  |  | West |  |  | West |  |  | West |  |  | West |  |  | West |  |  | West |  |  | North |  |  | North |  |  | North |  |  | North |  |  | North |  |  | North |  |  | North |  |  | North |  |  | North |  |  | North |  |  | North |  |  | North |  |  | North |  |  | North |  |  | North |  |  | North |  |  | North |  |  | North |  |  | North |  |  | North |  |  | North |  |  | North |  |  | North |  |  | North |  |  | North |  |  | North |  |  | North |  |  | North |  |  | North |  |  | North |  |  | North |  |  | North |  |  | North |  |  | North |  |  | North |  |  | North |  |  | North |  |  | North |  |  | North |  |  | North |  |  | North |  |  | North |  |  | North |  |  | North |  |  | North |  |  | North |  |  | North |  |  | North |  |  | North |  |  | West |  |  | West |  |  | West |  |  | West |  |  | West |  |  | West |  |  | West |  |  | West |  |  | West |  |  | West |  |  | West |  |  | West |  |  | West |  |  | West |  |  | West |  |  | West |  |  | West |  |  | West |  |  | West |  |  | West |  |  | West |  |  | West |  |  | West |  |  | West |  |  | West |  |  | West |  |  | West |  |  | West |  |  | West |  |  | West |  |  | West |  |  | West |  |  | West |  |  | West |  |  | West
| No of Plots | 228 |  |  | 108 |  |  | 95 |  |  | 250 |  |  | 15 |  |  | 58 |  |  | 165 |  |  | 77 |  |  | 167 |  |  | 21 |  |  | 101 |  |  | 175 |  |  | 258 |  |  | 54 |  |  | 19 |  |  | 115 |  |  | 34 |  |  | 266 |  |  | 206 |  |  | 74 |  |  | 138 |  |  | 15 |  |  | 57 |  |  | 5 |  |  | 13 |  |  | 7 |  |  | 25 |  |  | 148 |  |  | 27 |  |  | 27 |  |  | 15 |  |  | 4 |  |  | 4 |  |  | 7 |  |  | 19 |  |  | 7 |  |  | 250 |  |  | 100 |  |  | 35 |  |  | 35 |  |  | 36 |  |  | 4 |  |  | 95 |  |  | 22 |  |  | 20 |  |  | 22 |  |  | 5 |  |  | 14 |  |  | 22 |  |  | 31 |  |  | 21 |  |  | 28 |  |  | 9 |  |  | 10 |  |  | 7 |  |  | 12 |  |  | 10 |  |  | 32 |  |  | 8 |  |  | 10 |  |  | 16 |  |  | 10 |  |  | 16 |  |  | 5 |  |  | 25 |  |  | 23 |  |  | 32 |  |  | 12 |  |  | 32 |  |  | 34 |  |  | 18 |  |  | 50 |  |  | 14 |  |  | 36 |  |  | 11 |  |  | 23 |  |  | 26 |  |  | 11 |  |  | 40 |  |  | 24 |  |  | 25 |  |  | 24 |  |  | 32 |  |  | 36 |  |  | 34 |  |  | 18 |  |  | 59 |  |  | 24 |  |  | 25 |  |  | 24 |  |  | 11 |  |  | 23 |  |  | 24 |  |  | 11 |  |  | 40 |  |  | 88 |  |  | 8 |  |  | 23 |  |  | 9 |  |  | 19 |  |  | 4 |  |  | 4 |  |  | 17 |  |  | 8 |  |  | 29
| Total Meterage | 2111 |  |  | 684 |  |  | 525 |  |  | 1910 |  |  | 217 |  |  | 443 |  |  | 1224 |  |  | 539 |  |  | 1168 |  |  | 278 |  |  | 978 |  |  | 1132 |  |  | 2113 |  |  | 156 |  |  | 114 |  |  | 626 |  |  | 162 |  |  | 846 |  |  | 888 |  |  | 514 |  |  | 800 |  |  | 97.5 |  |  | 423 |  |  | 241 |  |  | 192 |  |  | 78 |  |  | 365 |  |  | 194 |  |  | 712 |  |  | 63 |  |  | 193 |  |  | 151 |  |  | 63 |  |  | 572 |  |  | 228 |  |  | 73 |  |  | 2956 |  |  | 579 |  |  | 257 |  |  | 213 |  |  | 287 |  |  | 107 |  |  | 802 |  |  | 173 |  |  | 663 |  |  | 173 |  |  | 60 |  |  | 114 |  |  | 134 |  |  | 171 |  |  | 278 |  |  | 306 |  |  | 114 |  |  | 224 |  |  | 312 |  |  | 90 |  |  | 145 |  |  | 27 |  |  | 149 |  |  | 139 |  |  | 95 |  |  | 112 |  |  | 169 |  |  | 67 |  |  | 228 |  |  | 242 |  |  | 341 |  |  | 26 |  |  | 341 |  |  | 197 |  |  | 141 |  |  | 212 |  |  | 237 |  |  | 555 |  |  | 98 |  |  | 45 |  |  | 175 |  |  | 8 |  |  | 160 |  |  | 306 |  |  | 111 |  |  | 110 |  |  | 168 |  |  | 131 |  |  | 162 |  |  | 114 |  |  | 399 |  |  | 306 |  |  | 251 | [5 empty] | 89 |  |  | 45 |  |  | 173 |  |  | 8 |  |  | 160 |  |  | 448 |  |  | 70 |  |  | 277 |  |  | 636 |  |  | 129 |  |  | 129 |  |  | 202 |  |  | 252 |  |  | 31 |  |  | 162
| Contaminated | N |  |  | N |  |  | N |  |  | N |  |  | N |  |  | N |  |  | N |  |  | N | [8 empty] | N |  |  | Y |  |  | N |  |  | mixed |  |  | N |  |  | Y |  |  | Y |  |  | Y |  |  | Y |  |  | N |  |  | Y |  |  | N |  |  | N |  |  | N |  |  | N |  |  | N |  |  | N |  |  | N |  |  | N |  |  | N |  |  | N |  |  | N |  |  | N |  |  | N |  |  | N |  |  | N |  |  | N |  |  | N |  |  | N |  |  | N |  |  | N |  |  | N |  |  | N |  |  | N |  |  | N |  |  | N |  |  | N |  |  | Y |  |  | N |  |  | Y |  |  | N |  |  | N |  |  | Y |  |  | Y |  |  | N |  |  | Y |  |  | Y |  |  | N |  |  | N |  |  | N |  |  | N |  |  | N |  |  | N |  |  | Y |  |  | N |  |  | N |  |  | N |  |  | N |  |  | N |  |  | N |  |  | N |  |  | Y |  |  | N |  |  | N |  |  | N |  |  | Y |  |  | N |  |  | N |  |  | Y |  |  | N |  |  | Y |  |  | N |  |  | N |  |  | N |  |  | N |  |  | N |  |  | N |  |  | N |  |  | Y |  |  | N |  |  | N |  |  | N |  |  | N |  |  | N |  |  | N |  |  | N |  |  | N |  |  | Y |  |  | N |  |  | N |  |  | N |  |  | N |  |  | N |  |  | N |  |  | Y
| Connection Diameter | 180mm |  |  | 125mm |  |  | 100mm |  |  | 180mm |  |  | 150mm |  |  | 150mm |  |  | 180mm |  |  | 150mm |  |  | 180mm |  |  | 125mm |  |  | 150mm |  |  | 150mm |  |  | 125mm |  |  | (UP 200mm) (b2b 150mm) |  |  | 180mm |  |  | 150mm |  |  | 125mm |  |  | 180mm |  |  | 200mm |  |  | 125mm |  |  | 150mm |  |  | 180mm |  |  | 180mm |  |  | 180mm |  |  | 180mm |  |  | 180mm |  |  | 180mm |  |  | 180mm |  |  | 180mm |  |  | 180mm |  |  | 180mm |  |  | 180mm |  |  | 180mm |  |  | 180mm |  |  | 180mm |  |  | 180mm |  |  | 180mm |  |  | 180mm |  |  | 180mm |  |  | 180mm |  |  | 180mm |  |  | 180mm |  |  | 180mm |  |  | 180mm |  |  | 180mm |  |  | 180mm |  |  | 180mm |  |  | 180mm |  |  | 180mm |  |  | 180mm |  |  | 180mm |  |  | 180mm |  |  | 180mm |  |  | 180mm |  |  | 180mm |  |  | 180mm |  |  | 180mm |  |  | 180mm |  |  | 180mm |  |  | 180mm |  |  | 180mm |  |  | 180mm |  |  | 180mm |  |  | 180mm |  |  | 180mm |  |  | 180mm |  |  | 180mm |  |  | 180mm |  |  | 180mm |  |  | 180mm |  |  | 180mm |  |  | 180mm |  |  | 180mm |  |  | 180mm |  |  | 180mm |  |  | 180mm |  |  | 180mm |  |  | 180mm |  |  | 180mm |  |  | 180mm |  |  | 180mm |  |  | 180mm |  |  | 180mm |  |  | 180mm |  |  | 180mm |  |  | 180mm |  |  | 180mm |  |  | 180mm |  |  | 180mm |  |  | 180mm |  |  | 180mm |  |  | 180mm |  |  | 180mm |  |  | 180mm |  |  | 180mm |  |  | 180mm |  |  | 180mm |  |  | 180mm |  |  | 180mm |  |  | 180mm |  |  | 180mm |  |  | 180mm |  |  | 180mm |  |  | 180mm |  |  | 180mm
| Connection surface type | On-site |  |  | Surfaced |  |  | On-site |  |  | Surfaced |  |  | Surfaced |  |  | Surfaced |  |  | Surfaced |  |  | Surfaced |  |  | On-site |  |  | Surfaced |  |  | On-site |  |  | On-site |  |  | On-site |  |  | On-site |  |  | Surfaced |  |  | Surfaced |  |  | Surfaced |  |  | Surfaced |  |  | On-site |  |  | Surfaced |  |  | Surfaced |  |  | On-site |  |  | On-site |  |  | On-site |  |  | On-site |  |  | On-site |  |  | On-site |  |  | On-site |  |  | On-site |  |  | On-site |  |  | On-site |  |  | On-site |  |  | On-site |  |  | On-site |  |  | On-site |  |  | On-site |  |  | On-site |  |  | On-site |  |  | On-site |  |  | On-site |  |  | On-site |  |  | On-site |  |  | On-site |  |  | On-site |  |  | On-site |  |  | On-site |  |  | On-site |  |  | On-site |  |  | On-site |  |  | On-site |  |  | On-site |  |  | On-site |  |  | On-site |  |  | On-site |  |  | On-site |  |  | On-site |  |  | On-site |  |  | On-site |  |  | On-site |  |  | On-site |  |  | On-site |  |  | On-site |  |  | On-site |  |  | On-site |  |  | On-site |  |  | On-site |  |  | On-site |  |  | On-site |  |  | On-site |  |  | On-site |  |  | On-site |  |  | On-site |  |  | On-site |  |  | On-site |  |  | On-site |  |  | On-site |  |  | On-site |  |  | On-site |  |  | On-site |  |  | On-site |  |  | On-site |  |  | On-site |  |  | On-site |  |  | On-site |  |  | On-site |  |  | On-site |  |  | On-site |  |  | On-site |  |  | On-site |  |  | On-site |  |  | On-site |  |  | On-site |  |  | On-site |  |  | On-site |  |  | On-site |  |  | On-site |  |  | On-site |  |  | On-site |  |  | On-site |  |  | On-site |  |  | On-site |  |  | On-site |  |  | On-site |  |  | On-site |  |  | On-site
Assumptions | Scheme Specific: | Quantity | Unit Cost | Total | Quantity | Unit Cost | Total | Quantity | Unit Cost | Total | Quantity | Unit Cost | Total | Quantity | Unit Cost | Total | Quantity | Unit Cost | Total | Quantity | Unit Cost | Total | Quantity | Unit Cost | Total | Quantity | Unit Cost | Total | Quantity | Unit Cost | Total | Quantity | Unit Cost | Total | Quantity | Unit Cost | Total | Quantity | Unit Cost | Total | Quantity | Unit Cost | Total | Quantity | Unit Cost | Total | Quantity | Unit Cost | Total | Quantity | Unit Cost | Total | Quantity | Unit Cost | Total | Quantity | Unit Cost | Total | Quantity | Unit Cost | Total | Quantity | Unit Cost | Total | Quantity | Unit Cost | Total | Quantity | Unit Cost | Total | Quantity | Unit Cost | Total | Quantity | Unit Cost | Total | Quantity | Unit Cost | Total | Quantity | Unit Cost | Total | Quantity | Unit Cost | Total | Quantity | Unit Cost | Total | Quantity | Unit Cost | Total | Quantity | Unit Cost | Total | Quantity | Unit Cost | Total | Quantity | Unit Cost | Total | Quantity | Unit Cost | Total | Quantity | Unit Cost | Total | Quantity | Unit Cost | Total | Quantity | Unit Cost | Total | Quantity | Unit Cost | Total | Quantity | Unit Cost | Total | Quantity | Unit Cost | Total | Quantity | Unit Cost | Total | Quantity | Unit Cost | Total | Quantity | Unit Cost | Total | Quantity | Unit Cost | Total | Quantity | Unit Cost | Total | Quantity | Unit Cost | Total | Quantity | Unit Cost | Total | Quantity | Unit Cost | Total | Quantity | Unit Cost | Total | Quantity | Unit Cost | Total | Quantity | Unit Cost | Total | Quantity | Unit Cost | Total | Quantity | Unit Cost | Total | Quantity | Unit Cost | Total | Quantity | Unit Cost | Total | Quantity | Unit Cost | Total | Quantity | Unit Cost | Total | Quantity | Unit Cost | Total | Quantity | Unit Cost | Total | Quantity | Unit Cost | Total | Quantity | Unit Cost | Total | Quantity | Unit Cost | Total | Quantity | Unit Cost | Total | Quantity | Unit Cost | Total | Quantity | Unit Cost | Total | Quantity | Unit Cost | Total | Quantity | Unit Cost | Total | Quantity | Unit Cost | Total | Quantity | Unit Cost | Total | Quantity | Unit Cost | Total | Quantity | Unit Cost | Total | Quantity | Unit Cost | Total | Quantity | Unit Cost | Total | Quantity | Unit Cost | Total | Quantity | Unit Cost | Total | Quantity | Unit Cost | Total | Quantity | Unit Cost | Total | Quantity | Unit Cost | Total | Quantity | Unit Cost | Total | Quantity | Unit Cost | Total | Quantity | Unit Cost | Total | Quantity | Unit Cost | Total | Quantity | Unit Cost | Total | Quantity | Unit Cost | Total | Quantity | Unit Cost | Total | Quantity | Unit Cost | Total | Quantity | Unit Cost | Total | Quantity | Unit Cost | Total | Quantity | Unit Cost | Total | Quantity | Unit Cost | Total | Quantity | Unit Cost | Total | Quantity | Unit Cost | Total | Quantity | Unit Cost | Total | Quantity | Unit Cost | Total | Quantity | Unit Cost | Total | Quantity | Unit Cost | Total | Quantity | Unit Cost | Total | Quantity | Unit Cost | Total | Quantity | Unit Cost | Total | Quantity | Unit Cost | Total | Quantity | Unit Cost | Total | Quantity | Unit Cost | Total | Quantity | Unit Cost | Total | Quantity | Unit Cost | Total | Quantity | Unit Cost | Total
| Underpressure Connection |  | 1125.98 | 0 |  | 1649.55 | 0 | 1 | 850.65 | 850.65 | 1 | 1995.58 | 1995.58 |  | 1995.58 | 0 |  | 1995.58 | 0 | 1 | 1995.58 | 1995.58 |  | 1995.58 | 0 |  | 1125.98 | 0 | 2 | 1649.55 | 3299.1 |  |  | 0 |  |  | 0 | 1 |  | 0 | 1 | 1125.98 | 1125.98 | 1 | 1995.58 | 1995.58 |  |  | 0 |  |  | 0 | 1 | 1995.58 | 1995.58 |  |  | 0 | 1 | 1649.55 | 1649.55 | 1 | 1995.58 | 1995.58 |  | 1125.98 | 0 |  | 1125.98 | 0 |  | 1125.98 | 0 |  | 1125.98 | 0 |  | 1125.98 | 0 |  | 1125.98 | 0 |  | 1125.98 | 0 |  | 1125.98 | 0 |  | 1125.98 | 0 |  | 1125.98 | 0 |  | 1125.98 | 0 |  | 1125.98 | 0 |  | 1125.98 | 0 |  | 1125.98 | 0 |  | 1125.98 | 0 |  | 1125.98 | 0 |  | 1125.98 | 0 |  | 1125.98 | 0 |  | 1125.98 | 0 |  | 1125.98 | 0 |  | 1125.98 | 0 |  | 1125.98 | 0 |  | 1125.98 | 0 |  | 1125.98 | 0 |  | 1125.98 | 0 |  | 1125.98 | 0 |  | 1995.58 | 0 |  | 1125.98 | 0 |  | 1995.58 | 0 |  | 1125.98 | 0 |  | 1125.98 | 0 |  | 1995.58 | 0 |  | 1995.58 | 0 |  | 1125.98 | 0 |  | 1995.58 | 0 |  | 1995.58 | 0 |  | 1125.98 | 0 |  | 1125.98 | 0 |  | 1125.98 | 0 |  | 1125.98 | 0 |  | 1125.98 | 0 |  | 1125.98 | 0 |  | 1995.58 | 0 |  | 1125.98 | 0 |  | 1125.98 | 0 |  | 1125.98 | 0 |  | 1125.98 | 0 |  | 1125.98 | 0 |  | 1125.98 | 0 |  | 1125.98 | 0 |  | 1995.58 | 0 |  | 1125.98 | 0 |  | 1125.98 | 0 |  | 1125.98 | 0 | 1 | 1995.58 | 1995.58 |  | 1125.98 | 0 | 1 | 1125.98 | 1125.98 |  | 1995.58 | 0 | 1 | 1125.98 | 1125.98 |  | 1995.58 | 0 |  | 1125.98 | 0 | 1 | 1125.98 | 1125.98 |  | 1125.98 | 0 |  | 1125.98 | 0 |  | 1125.98 | 0 |  | 1125.98 | 0 | 1 | 1125.98 | 1125.98 |  | 1995.58 | 0 |  | 1125.98 | 0 |  | 1125.98 | 0 | 1 | 1125.98 | 1125.98 |  | 1125.98 | 0 | 1 | 1125.98 | 1125.98 |  | 1125.98 | 0 | 1 | 1125.98 | 1125.98 |  | 1125.98 | 0 | 2 | 1995.58 | 3991.16 | 1 | 1125.98 | 1125.98 |  | 1125.98 | 0 | 1 | 1125.98 | 1125.98 | 2 | 1125.98 | 2251.96 |  | 1125.98 | 0 |  | 1125.98 | 0 |  | 1995.58 | 0
| Cut in/branch Connection |  | 1125.98 | 0 | 1 | 1649.55 | 1649.55 |  | 850.65 | 0 |  | 1995.58 | 0 | 1 | 1995.58 | 1995.58 | 1 | 1995.58 | 1995.58 |  | 1995.58 | 0 | 2 | 1995.58 | 3991.16 |  | 1125.98 | 0 |  | 1649.55 | 0 |  |  | 0 | 2 | 1125.98 | 2251.96 | 1 | 850.65 | 850.65 |  |  | 0 |  |  | 0 |  |  | 0 | 1 | 1649.55 | 1649.55 |  |  | 0 |  |  | 0 |  |  | 0 |  |  | 0 |  | 1125.98 | 0 |  | 1125.98 | 0 |  | 1125.98 | 0 |  | 1125.98 | 0 |  | 1125.98 | 0 |  | 1125.98 | 0 |  | 1125.98 | 0 |  | 1125.98 | 0 |  | 1125.98 | 0 |  | 1125.98 | 0 |  | 1125.98 | 0 |  | 1125.98 | 0 |  | 1125.98 | 0 |  | 1125.98 | 0 |  | 1125.98 | 0 |  | 1125.98 | 0 |  | 1125.98 | 0 |  | 1125.98 | 0 |  | 1125.98 | 0 |  | 1125.98 | 0 |  | 1125.98 | 0 |  | 1125.98 | 0 |  | 1125.98 | 0 |  | 1125.98 | 0 |  | 1125.98 | 0 |  | 1125.98 | 0 |  |  | 0 |  | 1125.98 | 0 |  |  | 0 |  | 1125.98 | 0 |  | 1125.98 | 0 |  |  | 0 |  |  | 0 |  | 1125.98 | 0 |  |  | 0 |  |  | 0 |  | 1125.98 | 0 |  | 1125.98 | 0 |  | 1125.98 | 0 |  | 1125.98 | 0 |  | 1125.98 | 0 |  | 1125.98 | 0 |  |  | 0 |  | 1125.98 | 0 |  | 1125.98 | 0 |  | 1125.98 | 0 |  | 1125.98 | 0 |  | 1125.98 | 0 |  | 1125.98 | 0 |  | 1125.98 | 0 |  |  | 0 | 1 | 1125.98 | 1125.98 |  | 1125.98 | 0 |  | 1125.98 | 0 |  |  | 0 |  | 1125.98 | 0 |  | 1125.98 | 0 |  |  | 0 |  | 1125.98 | 0 |  |  | 0 |  | 1125.98 | 0 |  | 1125.98 | 0 | 1 | 1125.98 | 1125.98 | 1 | 1125.98 | 1125.98 | 1 | 1125.98 | 1125.98 |  | 1125.98 | 0 |  | 1125.98 | 0 |  |  | 0 |  | 1125.98 | 0 | 1 | 1125.98 | 1125.98 |  | 1125.98 | 0 |  | 1125.98 | 0 |  | 1125.98 | 0 |  | 1125.98 | 0 |  | 1125.98 | 0 |  | 1125.98 | 0 |  |  | 0 |  | 1125.98 | 0 |  | 1125.98 | 0 |  | 1125.98 | 0 |  | 1125.98 | 0 | 1 | 1125.98 | 1125.98 |  | 1125.98 | 0 | 1 |  | 0
| In Line / back to back connection | 2 | 446.12 | 892.24 | 1 | 349.59 | 349.59 |  | 349.59 | 0 |  | 446.12 | 0 | 1 | 446.12 | 446.12 | 1 | 446.12 | 446.12 | 1 | 446.12 | 446.12 |  | 446.12 | 0 | 2 | 446.12 | 892.24 | 2 | 446.12 | 892.24 | 1 | 446.12 | 446.12 | 6 | 446.12 | 2676.72 | 4 | 349.59 | 1398.36 | 1 | 446.12 | 446.12 | 1 | 446.12 | 446.12 | 1 | 446.12 | 446.12 | 1 | 349.59 | 349.59 | 1 | 446.12 | 446.12 | 2 | 520.09 | 1040.18 | 1 | 349.59 | 349.59 | 1 | 446.12 | 446.12 | 1 | 446.12 | 446.12 | 2 | 446.12 | 892.24 | 1 | 446.12 | 446.12 | 1 | 446.12 | 446.12 | 1 | 446.12 | 446.12 | 1 | 446.12 | 446.12 | 7 | 446.12 | 3122.84 | 1 | 446.12 | 446.12 | 1 | 446.12 | 446.12 | 1 | 446.12 | 446.12 | 1 | 446.12 | 446.12 | 1 | 446.12 | 446.12 | 1 | 446.12 | 446.12 | 2 | 446.12 | 892.24 | 1 | 446.12 | 446.12 | 2 | 446.12 | 892.24 | 4 | 446.12 | 1784.48 | 1 | 446.12 | 446.12 | 1 | 446.12 | 446.12 | 1 | 446.12 | 446.12 | 1 | 446.12 | 446.12 | 1 | 446.12 | 446.12 | 1 | 446.12 | 446.12 | 1 | 446.12 | 446.12 | 1 | 446.12 | 446.12 | 1 | 446.12 | 446.12 | 1 | 446.12 | 1338.36 | 2 | 446.12 | 892.24 | 2 | 446.12 | 892.24 | 2 | 446.12 | 892.24 | 1 | 446.12 | 446.12 | 1 | 446.12 | 446.12 | 1 | 446.12 | 446.12 | 1 | 446.12 | 446.12 | 1 | 446.12 | 446.12 | 1 | 446.12 | 446.12 | 1 | 446.12 | 446.12 | 1 | 446.12 | 446.12 | 1 | 446.12 | 446.12 | 1 | 446.12 | 446.12 | 1 | 446.12 | 446.12 | 1 | 446.12 | 446.12 | 1 | 446.12 | 446.12 | 1 | 446.12 | 446.12 | 1 | 446.12 | 446.12 | 1 | 446.12 | 446.12 | 1 | 446.12 | 446.12 | 1 | 446.12 | 446.12 | 3 | 446.12 | 1338.36 | 2 | 446.12 | 892.24 | 2 | 446.12 | 892.24 | 1 | 446.12 | 446.12 | 1 | 446.12 | 446.12 | 2 | 446.12 | 892.24 | 1 | 446.12 | 446.12 | 1 | 446.12 | 446.12 | 1 | 446.12 | 446.12 | 1 | 446.12 | 446.12 | 1 | 446.12 | 446.12 | 1 | 446.12 | 446.12 | 1 | 446.12 | 446.12 | 1 | 446.12 | 446.12 | 1 | 446.12 | 446.12 | 1 | 446.12 | 446.12 | 1 | 446.12 | 446.12 | 1 | 446.12 | 446.12 | 1 | 446.12 | 446.12 | 1 | 446.12 | 446.12 | 1 | 446.12 | 446.12 | 1 | 446.12 | 446.12 | 1 | 446.12 | 446.12 | 1 | 446.12 | 446.12 | 1 | 446.12 | 446.12 | 1 | 446.12 | 446.12 |  | 446.12 | 0 | 1 | 446.12 | 446.12 | 2 | 446.12 | 892.24 | 1 | 446.12 | 446.12 | 1 | 446.12 | 446.12 | 1 | 446.12 | 446.12 | 2 | 446.12 | 892.24 | 1 | 446.12 | 446.12 | 1 | 446.12 | 446.12 | 1 | 446.12 | 446.12
| Chambered fittings e.g. SV/FH/WO | 18 | 304.75 | 5485.5 | 13 | 238.11 | 3095.43 | 2 | 238.11 | 476.22 | 14 | 304.75 | 4266.5 | 2 | 304.75 | 609.5 | 2 | 304.75 | 609.5 | 18 | 304.75 | 5485.5 | 6 | 304.75 | 1828.5 | 13 | 304.75 | 3961.75 | 2 | 238.11 | 476.22 | 16 | 304.75 | 4876 | 23 | 304.75 | 7009.25 | 34 | 238.11 | 8095.74 | 6 | 304.75 | 1828.5 | 1 | 571.8 | 571.8 | 8 | 571.8 | 4574.4 | 4 | 500.21 | 2000.84 | 17 | 571.8 | 9720.6 | 12 | 376.51 | 4518.12 | 10 | 500.21 | 5002.1 | 10 | 571.8 | 5718 | 2 | 304.75 | 609.5 | 6 | 304.75 | 1828.5 | 2 | 304.75 | 609.5 | 3 | 304.75 | 914.25 | 2 | 304.75 | 609.5 | 10 | 304.75 | 3047.5 | 16 | 304.75 | 4876 | 13 | 304.75 | 3961.75 | 9 | 304.75 | 2742.75 | 4 | 304.75 | 1219 | 2 | 304.75 | 609.5 | 3 | 304.75 | 914.25 | 3 | 304.75 | 914.25 | 7 | 304.75 | 2133.25 | 6 | 304.75 | 1828.5 | 33 | 304.75 | 10056.75 | 14 | 304.75 | 4266.5 | 4 | 304.75 | 1219 | 6 | 304.75 | 1828.5 | 11 | 304.75 | 3352.25 | 2 | 304.75 | 609.5 | 12 | 304.75 | 3657 | 7 | 304.75 | 2133.25 | 13 | 304.75 | 3961.75 | 5 | 304.75 | 1523.75 | 6 | 304.75 | 1828.5 | 3 | 571.8 | 0 | 10 | 304.75 | 3047.5 | 22 | 571.8 | 12579.6 | 12 | 304.75 | 3657 | 6 | 304.75 | 1828.5 | 3 | 571.8 | 1715.4 | 5 | 571.8 | 2859 | 6 | 304.75 | 1828.5 | 10 | 571.8 | 5718 | 3 | 571.8 | 1715.4 | 4 | 304.75 | 1219 | 13 | 304.75 | 3961.75 | 15 | 304.75 | 4571.25 | 7 | 304.75 | 2133.25 | 3 | 304.75 | 914.25 | 16 | 304.75 | 4876 | 7 | 571.8 | 4002.6 | 6 | 304.75 | 1828.5 | 8 | 304.75 | 2438 | 8 | 304.75 | 2438 | 7 | 304.75 | 2133.25 | 9 | 304.75 | 2742.75 | 5 | 304.75 | 1523.75 | 3 | 304.75 | 914.25 | 8 | 571.8 | 4574.4 | 7 | 304.75 | 2133.25 | 10 | 304.75 | 3047.5 | 4 | 304.75 | 1219 | 6 | 571.8 | 3430.8 | 2 | 304.75 | 609.5 | 4 | 304.75 | 1219 | 3 | 571.8 | 1715.4 | 10 | 304.75 | 3047.5 | 4 | 571.8 | 2287.2 | 2 | 304.75 | 609.5 | 4 | 304.75 | 1219 | 7 | 304.75 | 2133.25 | 7 | 304.75 | 2133.25 | 3 | 304.75 | 914.25 | 9 | 304.75 | 2742.75 | 7 | 304.75 | 2133.25 | 6 | 571.8 | 3430.8 | 4 | 304.75 | 1219 | 4 | 304.75 | 1219 | 5 | 304.75 | 1523.75 | 2 | 304.75 | 609.5 |  | 304.75 | 0 | 2 | 304.75 | 609.5 | 7 | 304.75 | 2133.25 | 5 | 304.75 | 1523.75 | 7 | 571.8 | 4002.6 | 3 | 304.75 | 914.25 | 4 | 304.75 | 1219 | 4 | 304.75 | 1219 | 8 | 304.75 | 2438 | 4 | 304.75 | 1219 |  | 304.75 | 0 |  | 571.8 | 0
| 63mm Open Cut Development Site | 287 | 45.65 | 13101.55 | 279 | 45.65 | 12736.35 |  | 45.65 | 0 | 141 | 45.65 | 6436.65 |  | 45.65 | 0 |  | 45.65 | 0 | 251 | 45.65 | 11458.15 |  | 45.65 | 0 | 200 | 45.65 | 9130 |  | 45.65 | 0 | 264 | 45.65 | 12051.6 | 85 | 56.35 | 4789.75 | 356 | 45.65 | 16251.4 | 63 | 56.35 | 3550.05 |  | 45.65 | 0 |  | 56.35 | 0 |  | 56.35 | 0 |  | 56.35 | 0 |  | 56.35 | 0 | 40 | 45.65 | 1826 |  | 56.35 | 0 |  | 45.65 | 0 |  | 45.65 | 0 |  | 45.65 | 0 | 60 | 45.65 | 2739 | 78 | 45.65 | 3560.7 |  | 45.65 | 0 |  | 45.65 | 0 |  | 45.65 | 0 | 90 | 45.65 | 4108.5 |  | 45.65 | 0 | 151 | 45.65 | 6893.15 | 59 | 45.65 | 2693.35 |  | 45.65 | 0 | 40 | 45.65 | 1826 | 73 | 45.65 | 3332.45 | 302 | 45.65 | 13786.3 | 188 | 45.65 | 8582.2 |  | 45.65 | 0 | 50 | 45.65 | 2282.5 | 93 | 45.65 | 4245.45 | 107 | 45.65 | 4884.55 | 99 | 45.65 | 4519.35 | 53 | 45.65 | 2419.45 | 36 | 45.65 | 1643.4 |  | 45.65 | 0 |  | 45.65 | 0 |  | 56.35 | 6423.9 | 44 | 45.65 | 2008.6 | 171 | 56.35 | 9635.85 | 76 | 45.65 | 3469.4 | 69 | 45.65 | 3149.85 | 114 | 56.35 | 6423.9 |  | 56.35 | 0 | 73 | 45.65 | 3332.45 |  | 56.35 | 0 |  | 56.35 | 0 |  | 45.65 | 0 |  | 45.65 | 0 |  | 45.65 | 0 |  | 45.65 | 0 |  | 45.65 | 0 |  | 45.65 | 0 | 67 | 56.35 | 3775.45 | 36 | 45.65 | 1643.4 | 52 | 45.65 | 2373.8 | 145 | 45.65 | 6619.25 |  | 45.65 | 0 | 145 | 45.65 | 6619.25 | 142 | 45.65 | 6482.3 |  | 45.65 | 0 |  | 56.35 | 0 |  | 45.65 | 0 |  | 45.65 | 0 |  | 45.65 | 0 |  | 56.35 | 0 |  | 45.65 | 0 |  | 45.65 | 0 |  | 56.35 | 0 |  | 45.65 | 0 |  | 56.35 | 0 |  | 45.65 | 0 |  | 45.65 | 0 |  | 45.65 | 0 |  | 45.65 | 0 |  | 45.65 | 0 |  | 45.65 | 0 |  | 45.65 | 0 |  | 56.35 | 0 |  | 45.65 | 0 |  | 45.65 | 0 |  | 45.65 | 0 |  | 45.65 | 0 |  | 45.65 | 0 |  | 45.65 | 0 |  | 45.65 | 0 | 70 | 45.65 | 3195.5 |  | 56.35 | 0 |  | 45.65 | 0 |  | 45.65 | 0 |  | 45.65 | 0 | 36 | 45.65 | 1643.4 |  | 45.65 | 0 |  | 45.65 | 0 |  | 56.35 | 0
| 90mm Open Cut Development Site | 1248 | 45.65 | 56971.2 | 315 | 45.65 | 14379.75 | 525 | 45.65 | 23966.25 | 575 | 45.65 | 26248.75 | 205 | 45.65 | 9358.25 | 437 | 45.65 | 19949.05 | 399 | 45.65 | 18214.35 | 500 | 45.65 | 22825 | 254 | 45.65 | 11595.1 | 246 | 45.65 | 11229.9 | 188 | 45.65 | 8582.2 | 353 | 56.35 | 19891.55 | 912 | 45.65 | 41632.8 |  | 56.35 | 0 | 106 | 45.65 | 4838.9 | 309 | 56.35 | 17412.15 | 144 | 56.35 | 8114.4 | 427 | 56.35 | 24061.45 | 469 | 56.35 | 26428.15 | 469 | 45.65 | 21409.85 | 379 | 56.35 | 21356.65 | 97.5 | 45.65 | 4450.875 | 261 | 45.65 | 11914.65 | 241 | 45.65 | 11001.65 | 129 | 45.65 | 5888.85 |  | 45.65 | 0 |  | 45.65 | 0 | 112 | 45.65 | 5112.8 | 285 | 45.65 | 13010.25 |  | 45.65 | 0 | 70 | 45.65 | 3195.5 |  | 45.65 | 0 | 4 | 45.65 | 182.6 |  | 45.65 | 0 | 138 | 45.65 | 6299.7 |  | 45.65 | 0 | 1221 | 45.65 | 55738.65 | 391 | 45.65 | 17849.15 | 257 | 45.65 | 11732.05 | 163 | 45.65 | 7440.95 | 194 | 45.65 | 8856.1 |  | 45.65 | 0 | 591 | 45.65 | 26979.15 | 120 | 45.65 | 5478 | 156 | 45.65 | 7121.4 | 173 | 45.65 | 7897.45 | 60 | 45.65 | 2739 | 114 | 56.35 | 0 | 64 | 45.65 | 2921.6 |  | 56.35 | 0 | 202 | 45.65 | 9221.3 | 237 | 45.65 | 10819.05 |  | 56.35 | 0 | 224 | 56.35 | 12622.4 | 239 | 45.65 | 10910.35 | 90 | 56.35 | 5071.5 | 145 | 56.35 | 8170.75 | 27 | 45.65 | 1232.55 | 149 | 45.65 | 6801.85 | 139 | 45.65 | 6345.35 | 95 | 45.65 | 4336.75 | 112 | 45.65 | 5112.8 | 169 | 45.65 | 7714.85 |  | 56.35 | 0 | 192 | 45.65 | 8764.8 | 190 | 45.65 | 8673.5 | 196 | 45.65 | 8947.4 | 26 | 45.65 | 1186.9 | 196 | 45.65 | 8947.4 | 55 | 45.65 | 2510.75 | 141 | 45.65 | 6436.65 | 212 | 56.35 | 11946.2 | 237 | 45.65 | 10819.05 | 55 | 45.65 | 2510.75 | 98 | 45.65 | 4473.7 | 45 | 56.35 | 2535.75 | 175 | 45.65 | 7988.75 | 8 | 45.65 | 365.2 | 160 | 56.35 | 9016 |  | 45.65 | 0 | 111 | 56.35 | 6254.85 | 110 | 45.65 | 5021.5 | 168 | 45.65 | 7669.2 | 131 | 45.65 | 5980.15 | 162 | 45.65 | 7395.3 | 114 | 45.65 | 5204.1 | 399 | 45.65 | 18214.35 |  | 45.65 | 0 | 251 | 56.35 | 14143.85 | 29 | 45.65 | 1323.85 | 89 | 45.65 | 4062.85 | 45 | 45.65 | 2054.25 | 173 | 45.65 | 7897.45 | 8 | 45.65 | 365.2 | 160 | 45.65 | 7304 |  | 45.65 | 0 |  | 45.65 | 0 | 277 | 56.35 | 15608.95 | 636 | 45.65 | 29033.4 | 129 | 45.65 | 5888.85 | 129 | 45.65 | 5888.85 | 166 | 45.65 | 7577.9 | 252 | 45.65 | 11503.8 | 31 | 45.65 | 1415.15 | 162 | 56.35 | 9128.7
| 125mm Open Cut Development Site |  | 53.31 | 0 | 80 | 53.31 | 4264.8 |  | 53.31 | 0 | 1190 | 53.31 | 63438.9 |  | 53.31 | 0 |  | 53.31 | 0 | 434 | 53.31 | 23136.54 |  | 53.31 | 0 |  | 53.31 | 0 |  | 53.31 | 0 |  | 53.31 | 0 | 690 | 67.75 | 46747.5 | 828 | 53.31 | 44140.68 | 140 | 67.75 | 9485 |  | 53.31 | 0 | 317 | 67.75 | 21476.75 |  | 67.75 | 0 | 173 | 67.75 | 11720.75 | 173 | 67.75 | 11720.75 |  | 53.31 | 0 | 409 | 67.75 | 27709.75 |  | 53.31 | 0 | 162 | 53.31 | 8636.22 |  | 53.31 | 0 |  | 53.31 | 0 |  | 53.31 | 0 |  | 53.31 | 0 |  | 53.31 | 0 |  | 53.31 | 0 |  | 53.31 | 0 | 123 | 53.31 | 6557.13 |  | 53.31 | 0 |  | 53.31 | 0 | 572 | 53.31 | 30493.32 |  | 53.31 | 0 |  | 53.31 | 0 | 174 | 53.31 | 9275.94 |  | 53.31 | 0 |  | 53.31 | 0 |  | 53.31 | 0 |  | 53.31 | 0 |  | 53.31 | 0 | 112 | 53.31 | 5970.72 |  | 53.31 | 0 | 471 | 53.31 | 25109.01 |  | 53.31 | 0 |  | 53.31 | 0 |  | 67.75 | 0 |  | 53.31 | 0 |  | 67.75 | 0 |  | 53.31 | 0 |  | 53.31 | 0 |  | 67.75 | 0 |  | 67.75 | 0 |  | 53.31 | 0 |  | 67.75 | 0 |  | 67.75 | 0 |  | 53.31 | 0 |  | 53.31 | 0 |  | 53.31 | 0 |  | 53.31 | 0 |  | 53.31 | 0 |  | 53.31 | 0 |  | 67.75 | 0 |  | 53.31 | 0 |  | 53.31 | 0 |  | 53.31 | 0 |  | 53.31 | 0 |  | 53.31 | 0 |  | 53.31 | 0 |  | 53.31 | 0 |  | 67.75 | 0 |  | 53.31 | 0 |  | 53.31 | 0 |  | 53.31 | 0 |  | 67.75 | 0 |  | 53.31 | 0 |  | 53.31 | 0 |  | 67.75 | 0 | 306 | 53.31 | 16312.86 |  | 67.75 | 0 |  | 53.31 | 0 |  | 53.31 | 0 |  | 53.31 | 0 |  | 53.31 | 0 |  | 53.31 | 0 |  | 53.31 | 0 | 306 | 53.31 | 16312.86 |  | 67.75 | 0 |  | 53.31 | 0 |  | 53.31 | 0 |  | 53.31 | 0 |  | 53.31 | 0 |  | 53.31 | 0 |  | 53.31 | 0 | 448 | 53.31 | 23882.88 |  | 53.31 | 0 |  | 67.75 | 0 |  | 53.31 | 0 |  | 53.31 | 0 |  | 53.31 | 0 |  | 53.31 | 0 |  | 53.31 | 0 |  | 53.31 | 0 |  | 67.75 | 0
| 180mm Open Cut Development Site | 576 | 79.53 | 45809.28 |  | 79.53 | 0 |  | 79.53 | 0 |  | 79.53 | 0 |  | 79.53 | 0 |  | 79.53 | 0 |  | 79.53 | 0 |  | 79.53 | 0 | 712 | 79.53 | 56625.36 |  | 79.53 | 0 | 525 | 79.53 | 41753.25 |  | 94.04 | 0 |  | 79.53 | 0 |  | 94.04 | 0 |  | 79.53 | 0 |  | 94.04 | 0 |  | 94.04 | 0 | 232 | 94.04 | 21817.28 | 246 | 94.04 | 23133.84 |  | 79.53 | 0 |  | 94.04 | 0 |  | 79.53 | 0 |  | 79.53 | 0 |  | 79.53 | 0 |  | 79.53 | 0 |  | 79.53 | 0 |  | 79.53 | 0 | 82 | 79.53 | 6521.46 | 427 | 79.53 | 33959.31 |  | 79.53 | 0 |  | 79.53 | 0 |  | 79.53 | 0 |  | 79.53 | 0 |  | 79.53 | 0 |  | 79.53 | 0 |  | 79.53 | 0 | 1259 | 79.53 | 100128.27 |  | 79.53 | 0 |  | 79.53 | 0 |  | 79.53 | 0 |  | 79.53 | 0 |  | 79.53 | 0 |  | 79.53 | 0 |  | 79.53 | 0 |  | 79.53 | 0 |  | 79.53 | 0 |  | 79.53 | 0 |  | 94.04 | 0 |  | 79.53 | 0 |  | 94.04 | 0 |  | 79.53 | 0 |  | 79.53 | 0 |  | 94.04 | 0 |  | 94.04 | 0 |  | 79.53 | 0 |  | 94.04 | 0 |  | 94.04 | 0 |  | 79.53 | 0 |  | 79.53 | 0 |  | 79.53 | 0 |  | 79.53 | 0 |  | 79.53 | 0 |  | 79.53 | 0 |  | 94.04 | 0 |  | 79.53 | 0 |  | 79.53 | 0 |  | 79.53 | 0 |  | 79.53 | 0 |  | 79.53 | 0 |  | 79.53 | 0 |  | 79.53 | 0 |  | 94.04 | 0 |  | 79.53 | 0 |  | 79.53 | 0 |  | 79.53 | 0 |  | 94.04 | 0 |  | 79.53 | 0 |  | 79.53 | 0 |  | 94.04 | 0 |  | 79.53 | 0 |  | 94.04 | 0 |  | 79.53 | 0 |  | 79.53 | 0 |  | 79.53 | 0 |  | 79.53 | 0 |  | 79.53 | 0 |  | 79.53 | 0 |  | 79.53 | 0 |  | 94.04 | 0 |  | 79.53 | 0 |  | 79.53 | 0 |  | 79.53 | 0 |  | 79.53 | 0 |  | 79.53 | 0 |  | 79.53 | 0 |  | 79.53 | 0 |  | 79.53 | 0 |  | 94.04 | 0 |  | 79.53 | 0 |  | 79.53 | 0 |  | 79.53 | 0 |  | 79.53 | 0 |  | 79.53 | 0 |  | 79.53 | 0 |  | 94.04 | 0
| 225mm Open Cut Development Site |  | 101.54 | 0 |  | 101.54 | 0 |  | 101.54 | 0 |  | 101.54 | 0 |  | 101.54 | 0 |  | 101.54 | 0 |  | 101.54 | 0 |  | 101.54 | 0 |  | 101.54 | 0 |  | 101.54 | 0 |  | 101.54 | 0 |  | 144.37 | 0 |  | 101.54 | 0 |  | 144.37 | 0 |  | 101.54 | 0 |  | 144.37 | 0 |  | 144.37 | 0 |  | 144.37 | 0 |  | 144.37 | 0 |  | 101.54 | 0 |  | 144.37 | 0 |  | 101.54 | 0 |  | 101.54 | 0 |  | 101.54 | 0 |  | 101.54 | 0 |  | 101.54 | 0 |  | 101.54 | 0 |  | 101.54 | 0 |  | 101.54 | 0 |  | 101.54 | 0 |  | 101.54 | 0 |  | 101.54 | 0 |  | 101.54 | 0 |  | 101.54 | 0 |  | 101.54 | 0 |  | 101.54 | 0 |  | 101.54 | 0 |  | 101.54 | 0 |  | 101.54 | 0 |  | 101.54 | 0 |  | 101.54 | 0 |  | 101.54 | 0 |  | 101.54 | 0 |  | 101.54 | 0 |  | 101.54 | 0 |  | 101.54 | 0 |  | 101.54 | 0 |  | 144.37 | 0 |  | 101.54 | 0 |  | 144.37 | 0 |  | 101.54 | 0 |  | 101.54 | 0 |  | 144.37 | 0 |  | 144.37 | 0 |  | 101.54 | 0 |  | 144.37 | 0 |  | 144.37 | 0 |  | 101.54 | 0 |  | 101.54 | 0 |  | 101.54 | 0 |  | 101.54 | 0 |  | 101.54 | 0 |  | 101.54 | 0 |  | 144.37 | 0 |  | 101.54 | 0 |  | 101.54 | 0 |  | 101.54 | 0 |  | 101.54 | 0 |  | 101.54 | 0 |  | 101.54 | 0 |  | 101.54 | 0 |  | 144.37 | 0 |  | 101.54 | 0 |  | 101.54 | 0 |  | 101.54 | 0 |  | 144.37 | 0 |  | 101.54 | 0 |  | 101.54 | 0 |  | 144.37 | 0 |  | 101.54 | 0 |  | 144.37 | 0 |  | 101.54 | 0 |  | 101.54 | 0 |  | 101.54 | 0 |  | 101.54 | 0 |  | 101.54 | 0 |  | 101.54 | 0 |  | 101.54 | 0 |  | 144.37 | 0 |  | 101.54 | 0 |  | 101.54 | 0 |  | 101.54 | 0 |  | 101.54 | 0 |  | 101.54 | 0 |  | 101.54 | 0 |  | 101.54 | 0 |  | 101.54 | 0 |  | 144.37 | 0 |  | 101.54 | 0 |  | 101.54 | 0 |  | 101.54 | 0 |  | 101.54 | 0 |  | 101.54 | 0 |  | 101.54 | 0 |  | 144.37 | 0
| 63mm Open Cut Unmade/Verge |  | 45.65 | 0 |  | 45.65 | 0 |  | 45.65 | 0 |  | 45.65 | 0 |  | 45.65 | 0 |  | 45.65 | 0 |  | 45.65 | 0 |  | 45.65 | 0 |  | 45.65 | 0 |  | 45.65 | 0 |  | 45.65 | 0 |  | 56.35 | 0 |  | 45.65 | 0 |  | 56.35 | 0 |  | 45.65 | 0 |  | 56.35 | 0 |  | 56.35 | 0 |  | 56.35 | 0 |  | 56.35 | 0 |  | 45.65 | 0 |  | 56.35 | 0 |  | 45.65 | 0 |  | 45.65 | 0 |  | 45.65 | 0 |  | 45.65 | 0 |  | 45.65 | 0 |  | 45.65 | 0 |  | 45.65 | 0 |  | 45.65 | 0 |  | 45.65 | 0 |  | 45.65 | 0 |  | 45.65 | 0 |  | 45.65 | 0 |  | 45.65 | 0 |  | 45.65 | 0 |  | 45.65 | 0 |  | 45.65 | 0 |  | 45.65 | 0 |  | 45.65 | 0 |  | 45.65 | 0 |  | 45.65 | 0 |  | 45.65 | 0 |  | 45.65 | 0 |  | 45.65 | 0 |  | 45.65 | 0 |  | 45.65 | 0 |  | 45.65 | 0 |  | 56.35 | 0 |  | 45.65 | 0 |  | 56.35 | 0 |  | 45.65 | 0 |  | 45.65 | 0 |  | 56.35 | 0 |  | 56.35 | 0 |  | 45.65 | 0 |  | 56.35 | 0 |  | 56.35 | 0 |  | 45.65 | 0 |  | 45.65 | 0 |  | 45.65 | 0 |  | 45.65 | 0 |  | 45.65 | 0 |  | 45.65 | 0 |  | 56.35 | 0 |  | 45.65 | 0 |  | 45.65 | 0 |  | 45.65 | 0 |  | 45.65 | 0 |  | 45.65 | 0 |  | 45.65 | 0 |  | 45.65 | 0 |  | 56.35 | 0 |  | 45.65 | 0 |  | 45.65 | 0 |  | 45.65 | 0 |  | 56.35 | 0 |  | 45.65 | 0 |  | 45.65 | 0 |  | 56.35 | 0 |  | 45.65 | 0 |  | 56.35 | 0 |  | 45.65 | 0 |  | 45.65 | 0 |  | 45.65 | 0 |  | 45.65 | 0 |  | 45.65 | 0 |  | 45.65 | 0 |  | 45.65 | 0 |  | 56.35 | 0 |  | 45.65 | 0 |  | 45.65 | 0 |  | 45.65 | 0 |  | 45.65 | 0 |  | 45.65 | 0 |  | 45.65 | 0 |  | 45.65 | 0 |  | 45.65 | 0 |  | 56.35 | 0 |  | 45.65 | 0 |  | 45.65 | 0 |  | 45.65 | 0 |  | 45.65 | 0 |  | 45.65 | 0 |  | 45.65 | 0 |  | 56.35 | 0
| 90mm Open Cut Unmade/Verge |  | 45.65 | 0 |  | 45.65 | 0 |  | 45.65 | 0 |  | 45.65 | 0 | 3 | 45.65 | 136.95 |  | 45.65 | 0 |  | 45.65 | 0 | 5 | 45.65 | 228.25 |  | 45.65 | 0 |  | 45.65 | 0 |  | 45.65 | 0 |  | 56.35 | 0 |  | 45.65 | 0 |  | 56.35 | 0 |  | 45.65 | 0 |  | 56.35 | 0 | 1 | 56.35 | 56.35 |  | 56.35 | 0 |  | 56.35 | 0 |  | 45.65 | 0 |  | 56.35 | 0 |  | 45.65 | 0 |  | 45.65 | 0 |  | 45.65 | 0 |  | 45.65 | 0 |  | 45.65 | 0 |  | 45.65 | 0 |  | 45.65 | 0 |  | 45.65 | 0 |  | 45.65 | 0 |  | 45.65 | 0 |  | 45.65 | 0 |  | 45.65 | 0 |  | 45.65 | 0 |  | 45.65 | 0 |  | 45.65 | 0 |  | 45.65 | 0 |  | 45.65 | 0 |  | 45.65 | 0 |  | 45.65 | 0 |  | 45.65 | 0 |  | 45.65 | 0 |  | 45.65 | 0 |  | 45.65 | 0 |  | 45.65 | 0 |  | 45.65 | 0 |  | 45.65 | 0 |  | 56.35 | 0 |  | 45.65 | 0 |  | 56.35 | 0 |  | 45.65 | 0 |  | 45.65 | 0 |  | 56.35 | 0 |  | 56.35 | 0 |  | 45.65 | 0 |  | 56.35 | 0 |  | 56.35 | 0 |  | 45.65 | 0 |  | 45.65 | 0 |  | 45.65 | 0 |  | 45.65 | 0 |  | 45.65 | 0 |  | 45.65 | 0 |  | 56.35 | 0 |  | 45.65 | 0 |  | 45.65 | 0 |  | 45.65 | 0 |  | 45.65 | 0 |  | 45.65 | 0 |  | 45.65 | 0 |  | 45.65 | 0 |  | 56.35 | 0 |  | 45.65 | 0 |  | 45.65 | 0 |  | 45.65 | 0 |  | 56.35 | 0 |  | 45.65 | 0 |  | 45.65 | 0 |  | 56.35 | 0 |  | 45.65 | 0 |  | 56.35 | 0 |  | 45.65 | 0 |  | 45.65 | 0 |  | 45.65 | 0 |  | 45.65 | 0 |  | 45.65 | 0 |  | 45.65 | 0 |  | 45.65 | 0 |  | 56.35 | 0 |  | 45.65 | 0 |  | 45.65 | 0 |  | 45.65 | 0 |  | 45.65 | 0 |  | 45.65 | 0 |  | 45.65 | 0 |  | 45.65 | 0 |  | 45.65 | 0 |  | 56.35 | 0 |  | 45.65 | 0 |  | 45.65 | 0 |  | 45.65 | 0 |  | 45.65 | 0 |  | 45.65 | 0 |  | 45.65 | 0 |  | 56.35 | 0
| 125mm Open Cut Unmade/Verge |  | 53.31 | 0 |  | 53.31 | 0 |  | 53.31 | 0 |  | 53.31 | 0 |  | 53.31 | 0 |  | 53.31 | 0 |  | 53.31 | 0 |  | 53.31 | 0 |  | 53.31 | 0 |  | 53.31 | 0 |  | 53.31 | 0 | 4 | 67.75 | 271 |  | 53.31 | 0 |  | 67.75 | 0 |  | 53.31 | 0 |  | 67.75 | 0 |  | 67.75 | 0 |  | 67.75 | 0 |  | 67.75 | 0 |  | 53.31 | 0 | 2 | 67.75 | 135.5 |  | 53.31 | 0 |  | 53.31 | 0 |  | 53.31 | 0 |  | 53.31 | 0 |  | 53.31 | 0 |  | 53.31 | 0 |  | 53.31 | 0 |  | 53.31 | 0 |  | 53.31 | 0 |  | 53.31 | 0 |  | 53.31 | 0 |  | 53.31 | 0 |  | 53.31 | 0 |  | 53.31 | 0 |  | 53.31 | 0 |  | 53.31 | 0 |  | 53.31 | 0 |  | 53.31 | 0 |  | 53.31 | 0 |  | 53.31 | 0 |  | 53.31 | 0 |  | 53.31 | 0 |  | 53.31 | 0 |  | 53.31 | 0 |  | 53.31 | 0 |  | 53.31 | 0 |  | 67.75 | 0 |  | 53.31 | 0 |  | 67.75 | 0 |  | 53.31 | 0 |  | 53.31 | 0 |  | 67.75 | 0 |  | 67.75 | 0 |  | 53.31 | 0 |  | 67.75 | 0 |  | 67.75 | 0 |  | 53.31 | 0 |  | 53.31 | 0 |  | 53.31 | 0 |  | 53.31 | 0 |  | 53.31 | 0 |  | 53.31 | 0 |  | 67.75 | 0 |  | 53.31 | 0 |  | 53.31 | 0 |  | 53.31 | 0 |  | 53.31 | 0 |  | 53.31 | 0 |  | 53.31 | 0 |  | 53.31 | 0 |  | 67.75 | 0 |  | 53.31 | 0 |  | 53.31 | 0 |  | 53.31 | 0 |  | 67.75 | 0 |  | 53.31 | 0 |  | 53.31 | 0 |  | 67.75 | 0 |  | 53.31 | 0 |  | 67.75 | 0 |  | 53.31 | 0 |  | 53.31 | 0 |  | 53.31 | 0 |  | 53.31 | 0 |  | 53.31 | 0 |  | 53.31 | 0 |  | 53.31 | 0 |  | 67.75 | 0 |  | 53.31 | 0 |  | 53.31 | 0 |  | 53.31 | 0 |  | 53.31 | 0 |  | 53.31 | 0 |  | 53.31 | 0 |  | 53.31 | 0 |  | 53.31 | 0 |  | 67.75 | 0 |  | 53.31 | 0 |  | 53.31 | 0 |  | 53.31 | 0 |  | 53.31 | 0 |  | 53.31 | 0 |  | 53.31 | 0 |  | 67.75 | 0
| 180mm Open Cut Unmade/Verge |  | 79.53 | 0 |  | 79.53 | 0 |  | 79.53 | 0 |  | 79.53 | 0 |  | 79.53 | 0 |  | 79.53 | 0 |  | 79.53 | 0 |  | 79.53 | 0 |  | 79.53 | 0 |  | 79.53 | 0 | 1 | 79.53 | 79.53 |  | 94.04 | 0 |  | 79.53 | 0 |  | 94.04 | 0 |  | 79.53 | 0 |  | 94.04 | 0 |  | 94.04 | 0 |  | 94.04 | 0 |  | 94.04 | 0 |  | 79.53 | 0 |  | 94.04 | 0 |  | 79.53 | 0 |  | 79.53 | 0 |  | 79.53 | 0 |  | 79.53 | 0 |  | 79.53 | 0 |  | 79.53 | 0 |  | 79.53 | 0 |  | 79.53 | 0 |  | 79.53 | 0 |  | 79.53 | 0 |  | 79.53 | 0 |  | 79.53 | 0 |  | 79.53 | 0 |  | 79.53 | 0 |  | 79.53 | 0 |  | 79.53 | 0 |  | 79.53 | 0 |  | 79.53 | 0 |  | 79.53 | 0 |  | 79.53 | 0 |  | 79.53 | 0 |  | 79.53 | 0 |  | 79.53 | 0 |  | 79.53 | 0 |  | 79.53 | 0 |  | 79.53 | 0 |  | 94.04 | 0 |  | 79.53 | 0 |  | 94.04 | 0 |  | 79.53 | 0 |  | 79.53 | 0 |  | 94.04 | 0 |  | 94.04 | 0 |  | 79.53 | 0 |  | 94.04 | 0 |  | 94.04 | 0 |  | 79.53 | 0 |  | 79.53 | 0 |  | 79.53 | 0 |  | 79.53 | 0 |  | 79.53 | 0 |  | 79.53 | 0 |  | 94.04 | 0 |  | 79.53 | 0 |  | 79.53 | 0 |  | 79.53 | 0 |  | 79.53 | 0 |  | 79.53 | 0 |  | 79.53 | 0 |  | 79.53 | 0 |  | 94.04 | 0 |  | 79.53 | 0 |  | 79.53 | 0 |  | 79.53 | 0 |  | 94.04 | 0 |  | 79.53 | 0 |  | 79.53 | 0 |  | 94.04 | 0 |  | 79.53 | 0 |  | 94.04 | 0 |  | 79.53 | 0 |  | 79.53 | 0 |  | 79.53 | 0 |  | 79.53 | 0 |  | 79.53 | 0 |  | 79.53 | 0 |  | 79.53 | 0 |  | 94.04 | 0 |  | 79.53 | 0 |  | 79.53 | 0 |  | 79.53 | 0 |  | 79.53 | 0 |  | 79.53 | 0 |  | 79.53 | 0 |  | 79.53 | 0 |  | 79.53 | 0 |  | 94.04 | 0 |  | 79.53 | 0 |  | 79.53 | 0 |  | 79.53 | 0 |  | 79.53 | 0 |  | 79.53 | 0 |  | 79.53 | 0 |  | 94.04 | 0
| 225mm Open Cut Unmade/Verge |  | 101.54 | 0 |  | 101.54 | 0 |  | 101.54 | 0 |  | 101.54 | 0 |  | 101.54 | 0 |  | 101.54 | 0 |  | 101.54 | 0 |  | 101.54 | 0 |  | 101.54 | 0 |  | 101.54 | 0 |  | 101.54 | 0 |  | 144.37 | 0 |  | 101.54 | 0 |  | 144.37 | 0 |  | 101.54 | 0 |  | 144.37 | 0 |  | 144.37 | 0 |  | 144.37 | 0 |  | 144.37 | 0 |  | 101.54 | 0 |  | 144.37 | 0 |  | 101.54 | 0 |  | 101.54 | 0 |  | 101.54 | 0 |  | 101.54 | 0 |  | 101.54 | 0 |  | 101.54 | 0 |  | 101.54 | 0 |  | 101.54 | 0 |  | 101.54 | 0 |  | 101.54 | 0 |  | 101.54 | 0 |  | 101.54 | 0 |  | 101.54 | 0 |  | 101.54 | 0 |  | 101.54 | 0 |  | 101.54 | 0 |  | 101.54 | 0 |  | 101.54 | 0 |  | 101.54 | 0 |  | 101.54 | 0 |  | 101.54 | 0 |  | 101.54 | 0 |  | 101.54 | 0 |  | 101.54 | 0 |  | 101.54 | 0 |  | 101.54 | 0 |  | 144.37 | 0 |  | 101.54 | 0 |  | 144.37 | 0 |  | 101.54 | 0 |  | 101.54 | 0 |  | 144.37 | 0 |  | 144.37 | 0 |  | 101.54 | 0 |  | 144.37 | 0 |  | 144.37 | 0 |  | 101.54 | 0 |  | 101.54 | 0 |  | 101.54 | 0 |  | 101.54 | 0 |  | 101.54 | 0 |  | 101.54 | 0 |  | 144.37 | 0 |  | 101.54 | 0 |  | 101.54 | 0 |  | 101.54 | 0 |  | 101.54 | 0 |  | 101.54 | 0 |  | 101.54 | 0 |  | 101.54 | 0 |  | 144.37 | 0 |  | 101.54 | 0 |  | 101.54 | 0 |  | 101.54 | 0 |  | 144.37 | 0 |  | 101.54 | 0 |  | 101.54 | 0 |  | 144.37 | 0 |  | 101.54 | 0 |  | 144.37 | 0 |  | 101.54 | 0 |  | 101.54 | 0 |  | 101.54 | 0 |  | 101.54 | 0 |  | 101.54 | 0 |  | 101.54 | 0 |  | 101.54 | 0 |  | 144.37 | 0 |  | 101.54 | 0 |  | 101.54 | 0 |  | 101.54 | 0 |  | 101.54 | 0 |  | 101.54 | 0 |  | 101.54 | 0 |  | 101.54 | 0 |  | 101.54 | 0 |  | 144.37 | 0 |  | 101.54 | 0 |  | 101.54 | 0 |  | 101.54 | 0 |  | 101.54 | 0 |  | 101.54 | 0 |  | 101.54 | 0 |  | 144.37 | 0
| 63mm Open Cut Footpath |  | 172.37 | 0 |  | 172.37 | 0 |  | 172.37 | 0 |  | 172.37 | 0 |  | 172.37 | 0 |  | 172.37 | 0 |  | 172.37 | 0 |  | 172.37 | 0 |  | 172.37 | 0 |  | 172.37 | 0 |  | 172.37 | 0 |  | 183.07 | 0 |  | 172.37 | 0 |  | 183.07 | 0 |  | 172.37 | 0 |  | 183.07 | 0 |  | 183.07 | 0 |  | 183.07 | 0 |  | 183.07 | 0 |  | 172.37 | 0 |  | 183.07 | 0 |  | 172.37 | 0 |  | 172.37 | 0 |  | 172.37 | 0 |  | 172.37 | 0 |  | 172.37 | 0 |  | 172.37 | 0 |  | 172.37 | 0 |  | 172.37 | 0 |  | 172.37 | 0 |  | 172.37 | 0 |  | 172.37 | 0 |  | 172.37 | 0 |  | 172.37 | 0 |  | 172.37 | 0 |  | 172.37 | 0 |  | 172.37 | 0 |  | 172.37 | 0 |  | 172.37 | 0 |  | 172.37 | 0 |  | 172.37 | 0 |  | 172.37 | 0 |  | 172.37 | 0 |  | 172.37 | 0 |  | 172.37 | 0 |  | 172.37 | 0 |  | 172.37 | 0 |  | 183.07 | 0 |  | 172.37 | 0 |  | 183.07 | 0 |  | 172.37 | 0 |  | 172.37 | 0 |  | 183.07 | 0 |  | 183.07 | 0 |  | 172.37 | 0 |  | 183.07 | 0 |  | 183.07 | 0 |  | 172.37 | 0 |  | 172.37 | 0 |  | 172.37 | 0 |  | 172.37 | 0 |  | 172.37 | 0 |  | 172.37 | 0 |  | 183.07 | 0 |  | 172.37 | 0 |  | 172.37 | 0 |  | 172.37 | 0 |  | 172.37 | 0 |  | 172.37 | 0 |  | 172.37 | 0 |  | 172.37 | 0 |  | 183.07 | 0 |  | 172.37 | 0 |  | 172.37 | 0 |  | 172.37 | 0 |  | 183.07 | 0 |  | 172.37 | 0 |  | 172.37 | 0 |  | 183.07 | 0 |  | 172.37 | 0 |  | 183.07 | 0 |  | 172.37 | 0 |  | 172.37 | 0 |  | 172.37 | 0 |  | 172.37 | 0 |  | 172.37 | 0 |  | 172.37 | 0 |  | 172.37 | 0 |  | 183.07 | 0 |  | 172.37 | 0 |  | 172.37 | 0 |  | 172.37 | 0 |  | 172.37 | 0 |  | 172.37 | 0 |  | 172.37 | 0 |  | 172.37 | 0 |  | 172.37 | 0 |  | 183.07 | 0 |  | 172.37 | 0 |  | 172.37 | 0 |  | 172.37 | 0 |  | 172.37 | 0 |  | 172.37 | 0 |  | 172.37 | 0 |  | 183.07 | 0
| 90mm Open Cut Footpath |  | 172.37 | 0 |  | 172.37 | 0 |  | 172.37 | 0 |  | 172.37 | 0 | 2 | 172.37 | 344.74 |  | 172.37 | 0 |  | 172.37 | 0 | 27 | 172.37 | 4653.99 |  | 172.37 | 0 | 4 | 172.37 | 689.48 |  | 172.37 | 0 |  | 183.07 | 0 |  | 172.37 | 0 |  | 183.07 | 0 | 7 | 172.37 | 1206.59 |  | 183.07 | 0 | 10 | 183.07 | 1830.7 |  | 183.07 | 0 |  | 183.07 | 0 | 5 | 172.37 | 861.85 |  | 183.07 | 0 |  | 172.37 | 0 |  | 172.37 | 0 |  | 172.37 | 0 |  | 172.37 | 0 |  | 172.37 | 0 |  | 172.37 | 0 |  | 172.37 | 0 |  | 172.37 | 0 |  | 172.37 | 0 |  | 172.37 | 0 |  | 172.37 | 0 |  | 172.37 | 0 |  | 172.37 | 0 |  | 172.37 | 0 |  | 172.37 | 0 |  | 172.37 | 0 |  | 172.37 | 0 |  | 172.37 | 0 |  | 172.37 | 0 |  | 172.37 | 0 |  | 172.37 | 0 |  | 172.37 | 0 |  | 172.37 | 0 |  | 172.37 | 0 |  | 172.37 | 0 |  | 172.37 | 0 |  | 183.07 | 0 |  | 172.37 | 0 |  | 183.07 | 0 |  | 172.37 | 0 |  | 172.37 | 0 |  | 183.07 | 0 |  | 183.07 | 0 |  | 172.37 | 0 |  | 183.07 | 0 |  | 183.07 | 0 |  | 172.37 | 0 |  | 172.37 | 0 |  | 172.37 | 0 |  | 172.37 | 0 |  | 172.37 | 0 |  | 172.37 | 0 |  | 183.07 | 0 |  | 172.37 | 0 |  | 172.37 | 0 |  | 172.37 | 0 |  | 172.37 | 0 |  | 172.37 | 0 |  | 172.37 | 0 |  | 172.37 | 0 |  | 183.07 | 0 |  | 172.37 | 0 |  | 172.37 | 0 |  | 172.37 | 0 |  | 183.07 | 0 |  | 172.37 | 0 |  | 172.37 | 0 |  | 183.07 | 0 |  | 172.37 | 0 |  | 183.07 | 0 |  | 172.37 | 0 |  | 172.37 | 0 |  | 172.37 | 0 |  | 172.37 | 0 |  | 172.37 | 0 |  | 172.37 | 0 |  | 172.37 | 0 |  | 183.07 | 0 |  | 172.37 | 0 |  | 172.37 | 0 |  | 172.37 | 0 |  | 172.37 | 0 |  | 172.37 | 0 |  | 172.37 | 0 |  | 172.37 | 0 |  | 172.37 | 0 |  | 183.07 | 0 |  | 172.37 | 0 |  | 172.37 | 0 |  | 172.37 | 0 |  | 172.37 | 0 |  | 172.37 | 0 |  | 172.37 | 0 |  | 183.07 | 0
| 125mm Open Cut Footpath |  | 187.84 | 0 | 2 | 187.84 | 375.68 |  | 187.84 | 0 |  | 187.84 | 0 |  | 187.84 | 0 |  | 187.84 | 0 |  | 187.84 | 0 |  | 187.84 | 0 |  | 187.84 | 0 |  | 187.84 | 0 |  | 187.84 | 0 |  | 202.28 | 0 | 2 | 187.84 | 375.68 |  | 202.28 | 0 |  | 187.84 | 0 |  | 202.28 | 0 |  | 202.28 | 0 |  | 202.28 | 0 |  | 202.28 | 0 |  | 187.84 | 0 | 3 | 202.28 | 606.84 |  | 187.84 | 0 |  | 187.84 | 0 |  | 187.84 | 0 |  | 187.84 | 0 |  | 187.84 | 0 |  | 187.84 | 0 |  | 187.84 | 0 |  | 187.84 | 0 |  | 187.84 | 0 |  | 187.84 | 0 |  | 187.84 | 0 |  | 187.84 | 0 |  | 187.84 | 0 |  | 187.84 | 0 |  | 187.84 | 0 |  | 187.84 | 0 |  | 187.84 | 0 |  | 187.84 | 0 |  | 187.84 | 0 |  | 187.84 | 0 |  | 187.84 | 0 |  | 187.84 | 0 |  | 187.84 | 0 |  | 187.84 | 0 |  | 187.84 | 0 |  | 187.84 | 0 |  | 202.28 | 0 |  | 187.84 | 0 |  | 202.28 | 0 |  | 187.84 | 0 |  | 187.84 | 0 |  | 202.28 | 0 |  | 202.28 | 0 |  | 187.84 | 0 |  | 202.28 | 0 |  | 202.28 | 0 |  | 187.84 | 0 |  | 187.84 | 0 |  | 187.84 | 0 |  | 187.84 | 0 |  | 187.84 | 0 |  | 187.84 | 0 |  | 202.28 | 0 |  | 187.84 | 0 |  | 187.84 | 0 |  | 187.84 | 0 |  | 187.84 | 0 |  | 187.84 | 0 |  | 187.84 | 0 |  | 187.84 | 0 |  | 202.28 | 0 |  | 187.84 | 0 |  | 187.84 | 0 |  | 187.84 | 0 |  | 202.28 | 0 |  | 187.84 | 0 |  | 187.84 | 0 |  | 202.28 | 0 |  | 187.84 | 0 |  | 202.28 | 0 |  | 187.84 | 0 |  | 187.84 | 0 |  | 187.84 | 0 |  | 187.84 | 0 |  | 187.84 | 0 |  | 187.84 | 0 |  | 187.84 | 0 |  | 202.28 | 0 |  | 187.84 | 0 |  | 187.84 | 0 |  | 187.84 | 0 |  | 187.84 | 0 |  | 187.84 | 0 |  | 187.84 | 0 |  | 187.84 | 0 |  | 187.84 | 0 |  | 202.28 | 0 |  | 187.84 | 0 |  | 187.84 | 0 |  | 187.84 | 0 |  | 187.84 | 0 |  | 187.84 | 0 |  | 187.84 | 0 |  | 202.28 | 0
| 180mm Open Cut Footpath |  | 253.09 | 0 |  | 253.09 | 0 |  | 253.09 | 0 |  | 253.09 | 0 |  | 253.09 | 0 |  | 253.09 | 0 |  | 253.09 | 0 |  | 253.09 | 0 | 2 | 253.09 | 506.18 |  | 253.09 | 0 |  | 253.09 | 0 |  | 267.6 | 0 |  | 253.09 | 0 | 8 | 267.6 | 2140.8 |  | 253.09 | 0 |  | 267.6 | 0 |  | 267.6 | 0 | 14 | 267.6 | 3746.4 |  | 267.6 | 0 |  | 253.09 | 0 |  | 267.6 | 0 |  | 253.09 | 0 |  | 253.09 | 0 |  | 253.09 | 0 |  | 253.09 | 0 |  | 253.09 | 0 |  | 253.09 | 0 |  | 253.09 | 0 |  | 253.09 | 0 |  | 253.09 | 0 |  | 253.09 | 0 |  | 253.09 | 0 |  | 253.09 | 0 |  | 253.09 | 0 |  | 253.09 | 0 |  | 253.09 | 0 |  | 253.09 | 0 |  | 253.09 | 0 |  | 253.09 | 0 |  | 253.09 | 0 |  | 253.09 | 0 |  | 253.09 | 0 |  | 253.09 | 0 |  | 253.09 | 0 |  | 253.09 | 0 |  | 253.09 | 0 |  | 253.09 | 0 |  | 267.6 | 0 |  | 253.09 | 0 |  | 267.6 | 0 |  | 253.09 | 0 |  | 253.09 | 0 |  | 267.6 | 0 |  | 267.6 | 0 |  | 253.09 | 0 |  | 267.6 | 0 |  | 267.6 | 0 |  | 253.09 | 0 |  | 253.09 | 0 |  | 253.09 | 0 |  | 253.09 | 0 |  | 253.09 | 0 |  | 253.09 | 0 |  | 267.6 | 0 |  | 253.09 | 0 |  | 253.09 | 0 |  | 253.09 | 0 |  | 253.09 | 0 |  | 253.09 | 0 |  | 253.09 | 0 |  | 253.09 | 0 |  | 267.6 | 0 |  | 253.09 | 0 |  | 253.09 | 0 |  | 253.09 | 0 |  | 267.6 | 0 |  | 253.09 | 0 |  | 253.09 | 0 |  | 267.6 | 0 |  | 253.09 | 0 |  | 267.6 | 0 |  | 253.09 | 0 |  | 253.09 | 0 |  | 253.09 | 0 |  | 253.09 | 0 |  | 253.09 | 0 |  | 253.09 | 0 |  | 253.09 | 0 |  | 267.6 | 0 |  | 253.09 | 0 |  | 253.09 | 0 |  | 253.09 | 0 |  | 253.09 | 0 |  | 253.09 | 0 |  | 253.09 | 0 |  | 253.09 | 0 |  | 253.09 | 0 |  | 267.6 | 0 |  | 253.09 | 0 |  | 253.09 | 0 |  | 253.09 | 0 |  | 253.09 | 0 |  | 253.09 | 0 |  | 253.09 | 0 |  | 267.6 | 0
| 225mm Open Cut Footpath |  | 294.66 | 0 |  | 294.66 | 0 |  | 294.66 | 0 |  | 294.66 | 0 |  | 294.66 | 0 |  | 294.66 | 0 |  | 294.66 | 0 |  | 294.66 | 0 |  | 294.66 | 0 |  | 294.66 | 0 |  | 294.66 | 0 |  | 337.49 | 0 |  | 294.66 | 0 |  | 337.49 | 0 |  | 294.66 | 0 |  | 337.49 | 0 |  | 337.49 | 0 |  | 337.49 | 0 |  | 337.49 | 0 |  | 294.66 | 0 |  | 337.49 | 0 |  | 294.66 | 0 |  | 294.66 | 0 |  | 294.66 | 0 |  | 294.66 | 0 |  | 294.66 | 0 |  | 294.66 | 0 |  | 294.66 | 0 |  | 294.66 | 0 |  | 294.66 | 0 |  | 294.66 | 0 |  | 294.66 | 0 |  | 294.66 | 0 |  | 294.66 | 0 |  | 294.66 | 0 |  | 294.66 | 0 |  | 294.66 | 0 |  | 294.66 | 0 |  | 294.66 | 0 |  | 294.66 | 0 |  | 294.66 | 0 |  | 294.66 | 0 |  | 294.66 | 0 |  | 294.66 | 0 |  | 294.66 | 0 |  | 294.66 | 0 |  | 294.66 | 0 |  | 337.49 | 0 |  | 294.66 | 0 |  | 337.49 | 0 |  | 294.66 | 0 |  | 294.66 | 0 |  | 337.49 | 0 |  | 337.49 | 0 |  | 294.66 | 0 |  | 337.49 | 0 |  | 337.49 | 0 |  | 294.66 | 0 |  | 294.66 | 0 |  | 294.66 | 0 |  | 294.66 | 0 |  | 294.66 | 0 |  | 294.66 | 0 |  | 337.49 | 0 |  | 294.66 | 0 |  | 294.66 | 0 |  | 294.66 | 0 |  | 294.66 | 0 |  | 294.66 | 0 |  | 294.66 | 0 |  | 294.66 | 0 |  | 337.49 | 0 |  | 294.66 | 0 |  | 294.66 | 0 |  | 294.66 | 0 |  | 337.49 | 0 |  | 294.66 | 0 |  | 294.66 | 0 |  | 337.49 | 0 |  | 294.66 | 0 |  | 337.49 | 0 |  | 294.66 | 0 |  | 294.66 | 0 |  | 294.66 | 0 |  | 294.66 | 0 |  | 294.66 | 0 |  | 294.66 | 0 |  | 294.66 | 0 |  | 337.49 | 0 |  | 294.66 | 0 |  | 294.66 | 0 |  | 294.66 | 0 |  | 294.66 | 0 |  | 294.66 | 0 |  | 294.66 | 0 |  | 294.66 | 0 |  | 294.66 | 0 |  | 337.49 | 0 |  | 294.66 | 0 |  | 294.66 | 0 |  | 294.66 | 0 |  | 294.66 | 0 |  | 294.66 | 0 |  | 294.66 | 0 |  | 337.49 | 0
| 63mm Open Cut Road |  | 200.91 | 0 |  | 200.91 | 0 |  | 200.91 | 0 |  | 200.91 | 0 |  | 200.91 | 0 |  | 200.91 | 0 |  | 200.91 | 0 |  | 200.91 | 0 |  | 200.91 | 0 |  | 200.91 | 0 |  | 200.91 | 0 |  | 211.62 | 0 |  | 200.91 | 0 |  | 211.62 | 0 |  | 200.91 | 0 |  | 211.62 | 0 |  | 211.62 | 0 |  | 211.62 | 0 |  | 211.62 | 0 |  | 200.91 | 0 |  | 211.62 | 0 |  | 200.91 | 0 |  | 200.91 | 0 |  | 200.91 | 0 |  | 200.91 | 0 |  | 200.91 | 0 |  | 200.91 | 0 |  | 200.91 | 0 |  | 200.91 | 0 |  | 200.91 | 0 |  | 200.91 | 0 |  | 200.91 | 0 |  | 200.91 | 0 |  | 200.91 | 0 |  | 200.91 | 0 |  | 200.91 | 0 |  | 200.91 | 0 |  | 200.91 | 0 |  | 200.91 | 0 |  | 200.91 | 0 |  | 200.91 | 0 |  | 200.91 | 0 |  | 200.91 | 0 |  | 200.91 | 0 |  | 200.91 | 0 |  | 200.91 | 0 |  | 200.91 | 0 |  | 211.62 | 0 |  | 200.91 | 0 |  | 211.62 | 0 |  | 200.91 | 0 |  | 200.91 | 0 |  | 211.62 | 0 |  | 211.62 | 0 |  | 200.91 | 0 |  | 211.62 | 0 |  | 211.62 | 0 |  | 200.91 | 0 |  | 200.91 | 0 |  | 200.91 | 0 |  | 200.91 | 0 |  | 200.91 | 0 |  | 200.91 | 0 |  | 211.62 | 0 |  | 200.91 | 0 |  | 200.91 | 0 |  | 200.91 | 0 |  | 200.91 | 0 |  | 200.91 | 0 |  | 200.91 | 0 |  | 200.91 | 0 |  | 211.62 | 0 |  | 200.91 | 0 |  | 200.91 | 0 |  | 200.91 | 0 |  | 211.62 | 0 |  | 200.91 | 0 |  | 200.91 | 0 |  | 211.62 | 0 |  | 200.91 | 0 |  | 211.62 | 0 |  | 200.91 | 0 |  | 200.91 | 0 |  | 200.91 | 0 |  | 200.91 | 0 |  | 200.91 | 0 |  | 200.91 | 0 |  | 200.91 | 0 |  | 211.62 | 0 |  | 200.91 | 0 |  | 200.91 | 0 |  | 200.91 | 0 |  | 200.91 | 0 |  | 200.91 | 0 |  | 200.91 | 0 |  | 200.91 | 0 |  | 200.91 | 0 |  | 211.62 | 0 |  | 200.91 | 0 |  | 200.91 | 0 |  | 200.91 | 0 |  | 200.91 | 0 |  | 200.91 | 0 |  | 200.91 | 0 |  | 211.62 | 0
| 90mm Open Cut Road |  | 200.91 | 0 |  | 200.91 | 0 |  | 200.91 | 0 |  | 200.91 | 0 | 7 | 200.91 | 1406.37 | 6 | 200.91 | 1205.46 |  | 200.91 | 0 | 7 | 200.91 | 1406.37 |  | 200.91 | 0 | 28 | 200.91 | 5625.48 |  | 200.91 | 0 |  | 211.62 | 0 |  | 200.91 | 0 |  | 211.62 | 0 | 1 | 200.91 | 200.91 |  | 211.62 | 0 | 7 | 211.62 | 1481.34 |  | 211.62 | 0 |  | 211.62 | 0 |  | 200.91 | 0 |  | 211.62 | 0 |  | 200.91 | 0 |  | 200.91 | 0 |  | 200.91 | 0 |  | 200.91 | 0 |  | 200.91 | 0 |  | 200.91 | 0 |  | 200.91 | 0 |  | 200.91 | 0 |  | 200.91 | 0 |  | 200.91 | 0 |  | 200.91 | 0 |  | 200.91 | 0 |  | 200.91 | 0 |  | 200.91 | 0 |  | 200.91 | 0 |  | 200.91 | 0 |  | 200.91 | 0 |  | 200.91 | 0 |  | 200.91 | 0 |  | 200.91 | 0 |  | 200.91 | 0 |  | 200.91 | 0 |  | 200.91 | 0 |  | 200.91 | 0 |  | 200.91 | 0 |  | 200.91 | 0 |  | 211.62 | 0 |  | 200.91 | 0 |  | 211.62 | 0 |  | 200.91 | 0 |  | 200.91 | 0 |  | 211.62 | 0 |  | 211.62 | 0 |  | 200.91 | 0 |  | 211.62 | 0 |  | 211.62 | 0 |  | 200.91 | 0 |  | 200.91 | 0 |  | 200.91 | 0 |  | 200.91 | 0 |  | 200.91 | 0 |  | 200.91 | 0 |  | 211.62 | 0 |  | 200.91 | 0 |  | 200.91 | 0 |  | 200.91 | 0 |  | 200.91 | 0 |  | 200.91 | 0 |  | 200.91 | 0 |  | 200.91 | 0 |  | 211.62 | 0 |  | 200.91 | 0 |  | 200.91 | 0 |  | 200.91 | 0 |  | 211.62 | 0 |  | 200.91 | 0 |  | 200.91 | 0 |  | 211.62 | 0 |  | 200.91 | 0 |  | 211.62 | 0 |  | 200.91 | 0 |  | 200.91 | 0 |  | 200.91 | 0 |  | 200.91 | 0 |  | 200.91 | 0 |  | 200.91 | 0 |  | 200.91 | 0 |  | 211.62 | 0 |  | 200.91 | 0 |  | 200.91 | 0 |  | 200.91 | 0 |  | 200.91 | 0 |  | 200.91 | 0 |  | 200.91 | 0 |  | 200.91 | 0 |  | 200.91 | 0 |  | 211.62 | 0 |  | 200.91 | 0 |  | 200.91 | 0 |  | 200.91 | 0 |  | 200.91 | 0 |  | 200.91 | 0 |  | 200.91 | 0 |  | 211.62 | 0
| 125mm Open Cut Road |  | 217.86 | 0 | 8 | 217.86 | 1742.88 |  | 217.86 | 0 |  | 217.86 | 0 |  | 217.86 | 0 |  | 217.86 | 0 | 140 | 217.86 | 30500.4 |  | 217.86 | 0 |  | 217.86 | 0 |  | 217.86 | 0 |  | 217.86 | 0 | 2 | 232.31 | 464.62 | 15 | 217.86 | 3267.9 | 2 | 232.31 | 464.62 |  | 217.86 | 0 |  | 232.31 | 0 |  | 232.31 | 0 |  | 232.31 | 0 |  | 232.31 | 0 |  | 217.86 | 0 | 7 | 232.31 | 1626.17 |  | 217.86 | 0 |  | 217.86 | 0 |  | 217.86 | 0 |  | 217.86 | 0 |  | 217.86 | 0 |  | 217.86 | 0 |  | 217.86 | 0 |  | 217.86 | 0 |  | 217.86 | 0 |  | 217.86 | 0 |  | 217.86 | 0 |  | 217.86 | 0 |  | 217.86 | 0 |  | 217.86 | 0 |  | 217.86 | 0 |  | 217.86 | 0 |  | 217.86 | 0 |  | 217.86 | 0 |  | 217.86 | 0 |  | 217.86 | 0 |  | 217.86 | 0 |  | 217.86 | 0 |  | 217.86 | 0 |  | 217.86 | 0 |  | 217.86 | 0 |  | 217.86 | 0 |  | 232.31 | 0 |  | 217.86 | 0 |  | 232.31 | 0 |  | 217.86 | 0 |  | 217.86 | 0 |  | 232.31 | 0 |  | 232.31 | 0 |  | 217.86 | 0 |  | 232.31 | 0 |  | 232.31 | 0 |  | 217.86 | 0 |  | 217.86 | 0 |  | 217.86 | 0 |  | 217.86 | 0 |  | 217.86 | 0 |  | 217.86 | 0 |  | 232.31 | 0 |  | 217.86 | 0 |  | 217.86 | 0 |  | 217.86 | 0 |  | 217.86 | 0 |  | 217.86 | 0 |  | 217.86 | 0 |  | 217.86 | 0 |  | 232.31 | 0 |  | 217.86 | 0 |  | 217.86 | 0 |  | 217.86 | 0 |  | 232.31 | 0 |  | 217.86 | 0 |  | 217.86 | 0 |  | 232.31 | 0 |  | 217.86 | 0 |  | 232.31 | 0 |  | 217.86 | 0 |  | 217.86 | 0 |  | 217.86 | 0 |  | 217.86 | 0 |  | 217.86 | 0 |  | 217.86 | 0 |  | 217.86 | 0 |  | 232.31 | 0 |  | 217.86 | 0 |  | 217.86 | 0 |  | 217.86 | 0 |  | 217.86 | 0 |  | 217.86 | 0 |  | 217.86 | 0 |  | 217.86 | 0 |  | 217.86 | 0 |  | 232.31 | 0 |  | 217.86 | 0 |  | 217.86 | 0 |  | 217.86 | 0 |  | 217.86 | 0 |  | 217.86 | 0 |  | 217.86 | 0 |  | 232.31 | 0
| 180mm Open Cut Road |  | 289.58 | 0 |  | 289.58 | 0 |  | 289.58 | 0 | 4 | 289.58 | 1158.32 |  | 289.58 | 0 |  | 289.58 | 0 |  | 289.58 | 0 |  | 289.58 | 0 |  | 289.58 | 0 |  | 289.58 | 0 |  | 289.58 | 0 |  | 304.1 | 0 |  | 289.58 | 0 |  | 304.1 | 0 |  | 289.58 | 0 |  | 304.1 | 0 |  | 304.1 | 0 |  | 304.1 | 0 |  | 304.1 | 0 |  | 289.58 | 0 |  | 304.1 | 0 |  | 289.58 | 0 |  | 289.58 | 0 |  | 289.58 | 0 |  | 289.58 | 0 |  | 289.58 | 0 |  | 289.58 | 0 |  | 289.58 | 0 |  | 289.58 | 0 |  | 289.58 | 0 |  | 289.58 | 0 |  | 289.58 | 0 |  | 289.58 | 0 |  | 289.58 | 0 |  | 289.58 | 0 |  | 289.58 | 0 |  | 289.58 | 0 |  | 289.58 | 0 |  | 289.58 | 0 |  | 289.58 | 0 |  | 289.58 | 0 |  | 289.58 | 0 |  | 289.58 | 0 |  | 289.58 | 0 |  | 289.58 | 0 |  | 289.58 | 0 |  | 289.58 | 0 |  | 304.1 | 0 |  | 289.58 | 0 |  | 304.1 | 0 |  | 289.58 | 0 |  | 289.58 | 0 |  | 304.1 | 0 |  | 304.1 | 0 |  | 289.58 | 0 |  | 304.1 | 0 |  | 304.1 | 0 |  | 289.58 | 0 |  | 289.58 | 0 |  | 289.58 | 0 |  | 289.58 | 0 |  | 289.58 | 0 |  | 289.58 | 0 |  | 304.1 | 0 |  | 289.58 | 0 |  | 289.58 | 0 |  | 289.58 | 0 |  | 289.58 | 0 |  | 289.58 | 0 |  | 289.58 | 0 |  | 289.58 | 0 |  | 304.1 | 0 |  | 289.58 | 0 |  | 289.58 | 0 |  | 289.58 | 0 |  | 304.1 | 0 |  | 289.58 | 0 |  | 289.58 | 0 |  | 304.1 | 0 |  | 289.58 | 0 |  | 304.1 | 0 |  | 289.58 | 0 |  | 289.58 | 0 |  | 289.58 | 0 |  | 289.58 | 0 |  | 289.58 | 0 |  | 289.58 | 0 |  | 289.58 | 0 |  | 304.1 | 0 |  | 289.58 | 0 |  | 289.58 | 0 |  | 289.58 | 0 |  | 289.58 | 0 |  | 289.58 | 0 |  | 289.58 | 0 |  | 289.58 | 0 |  | 289.58 | 0 |  | 304.1 | 0 |  | 289.58 | 0 |  | 289.58 | 0 |  | 289.58 | 0 |  | 289.58 | 0 |  | 289.58 | 0 |  | 289.58 | 0 |  | 304.1 | 0
| 225mm Open Cut Road |  | 334.77 | 0 |  | 334.77 | 0 |  | 334.77 | 0 |  | 334.77 | 0 |  | 334.77 | 0 |  | 334.77 | 0 |  | 334.77 | 0 |  | 334.77 | 0 |  | 334.77 | 0 |  | 334.77 | 0 |  | 334.77 | 0 |  | 377.6 | 0 |  | 334.77 | 0 |  | 377.6 | 0 |  | 334.77 | 0 |  | 377.6 | 0 |  | 377.6 | 0 |  | 377.6 | 0 |  | 377.6 | 0 |  | 334.77 | 0 |  | 377.6 | 0 |  | 334.77 | 0 |  | 334.77 | 0 |  | 334.77 | 0 |  | 334.77 | 0 |  | 334.77 | 0 |  | 334.77 | 0 |  | 334.77 | 0 |  | 334.77 | 0 |  | 334.77 | 0 |  | 334.77 | 0 |  | 334.77 | 0 |  | 334.77 | 0 |  | 334.77 | 0 |  | 334.77 | 0 |  | 334.77 | 0 |  | 334.77 | 0 |  | 334.77 | 0 |  | 334.77 | 0 |  | 334.77 | 0 |  | 334.77 | 0 |  | 334.77 | 0 |  | 334.77 | 0 |  | 334.77 | 0 |  | 334.77 | 0 |  | 334.77 | 0 |  | 334.77 | 0 |  | 377.6 | 0 |  | 334.77 | 0 |  | 377.6 | 0 |  | 334.77 | 0 |  | 334.77 | 0 |  | 377.6 | 0 |  | 377.6 | 0 |  | 334.77 | 0 |  | 377.6 | 0 |  | 377.6 | 0 |  | 334.77 | 0 |  | 334.77 | 0 |  | 334.77 | 0 |  | 334.77 | 0 |  | 334.77 | 0 |  | 334.77 | 0 |  | 377.6 | 0 |  | 334.77 | 0 |  | 334.77 | 0 |  | 334.77 | 0 |  | 334.77 | 0 |  | 334.77 | 0 |  | 334.77 | 0 |  | 334.77 | 0 |  | 377.6 | 0 |  | 334.77 | 0 |  | 334.77 | 0 |  | 334.77 | 0 |  | 377.6 | 0 |  | 334.77 | 0 |  | 334.77 | 0 |  | 377.6 | 0 |  | 334.77 | 0 |  | 377.6 | 0 |  | 334.77 | 0 |  | 334.77 | 0 |  | 334.77 | 0 |  | 334.77 | 0 |  | 334.77 | 0 |  | 334.77 | 0 |  | 334.77 | 0 |  | 377.6 | 0 |  | 334.77 | 0 |  | 334.77 | 0 |  | 334.77 | 0 |  | 334.77 | 0 |  | 334.77 | 0 |  | 334.77 | 0 |  | 334.77 | 0 |  | 334.77 | 0 |  | 377.6 | 0 |  | 334.77 | 0 |  | 334.77 | 0 |  | 334.77 | 0 |  | 334.77 | 0 |  | 334.77 | 0 |  | 334.77 | 0 |  | 377.6 | 0
Assumed verge/unmade surface type | Trial Holes |  | 291.09 | 0 |  | 291.09 | 0 | 4 | 291.09 | 1164.36 |  | 291.09 | 0 |  | 291.09 | 0 |  | 291.09 | 0 |  | 291.09 | 0 |  | 291.09 | 0 |  | 291.09 | 0 |  | 291.09 | 0 |  | 291.09 | 0 |  | 291.09 | 0 |  | 291.09 | 0 |  | 291.09 | 0 | 2 | 291.09 | 582.18 |  | 291.09 | 0 |  | 291.09 | 0 | 3 | 291.09 | 873.27 |  | 291.09 | 0 | 2 | 291.09 | 582.18 |  | 291.09 | 0 |  | 291.09 | 0 |  | 291.09 | 0 |  | 291.09 | 0 |  | 291.09 | 0 |  | 291.09 | 0 |  | 291.09 | 0 |  | 291.09 | 0 |  | 291.09 | 0 |  | 291.09 | 0 |  | 291.09 | 0 |  | 291.09 | 0 |  | 291.09 | 0 |  | 291.09 | 0 |  | 291.09 | 0 |  | 291.09 | 0 |  | 291.09 | 0 |  | 291.09 | 0 |  | 291.09 | 0 |  | 291.09 | 0 |  | 291.09 | 0 |  | 291.09 | 0 |  | 291.09 | 0 |  | 291.09 | 0 |  | 291.09 | 0 |  | 291.09 | 0 |  | 291.09 | 0 |  | 291.09 | 0 |  | 291.09 | 0 |  | 291.09 | 0 |  | 291.09 | 0 |  | 291.09 | 0 |  | 291.09 | 0 |  | 291.09 | 0 |  | 291.09 | 0 |  | 291.09 | 0 |  | 291.09 | 0 |  | 291.09 | 0 |  | 291.09 | 0 |  | 291.09 | 0 |  | 291.09 | 0 |  | 291.09 | 0 |  | 291.09 | 0 |  | 291.09 | 0 |  | 291.09 | 0 |  | 291.09 | 0 |  | 291.09 | 0 |  | 291.09 | 0 |  | 291.09 | 0 |  | 291.09 | 0 |  | 291.09 | 0 |  | 291.09 | 0 |  | 291.09 | 0 |  | 291.09 | 0 |  | 291.09 | 0 |  | 291.09 | 0 |  | 291.09 | 0 |  | 291.09 | 0 |  | 291.09 | 0 |  | 291.09 | 0 |  | 291.09 | 0 |  | 291.09 | 0 |  | 291.09 | 0 |  | 291.09 | 0 |  | 291.09 | 0 |  | 291.09 | 0 |  | 291.09 | 0 |  | 291.09 | 0 |  | 291.09 | 0 |  | 291.09 | 0 |  | 291.09 | 0 |  | 291.09 | 0 |  | 291.09 | 0 |  | 291.09 | 0 |  | 291.09 | 0 |  | 291.09 | 0 |  | 291.09 | 0 |  | 291.09 | 0 |  | 291.09 | 0 |  | 291.09 | 0 |  | 291.09 | 0 |  | 291.09 | 0 |  | 291.09 | 0 |  | 291.09 | 0 |  | 291.09 | 0
This is cost per day, unsure of number of days to assume, CHECK WITH GARETH | Traffic Management - 2 way lights |  | 23.19 | 0 | 1 | 23.19 | 23.19 |  | 23.19 | 0 | 1 | 23.19 | 23.19 | 1 | 23.19 | 23.19 | 1 | 23.19 | 23.19 | 1 | 23.19 | 23.19 |  | 23.19 | 0 | 1 | 23.19 | 23.19 | 2 | 23.19 | 46.38 | 1 | 23.19 | 23.19 | 2 | 23.19 | 46.38 | 1 | 23.19 | 23.19 | 1 | 23.19 | 23.19 | 1 | 23.19 | 23.19 |  | 23.19 | 0 | 1 | 23.19 | 23.19 | 1 | 23.19 | 23.19 |  | 23.19 | 0 | 1 | 23.19 | 23.19 |  | 23.19 | 0 |  | 23.19 | 0 |  | 23.19 | 0 |  | 23.19 | 0 |  | 23.19 | 0 |  | 23.19 | 0 |  | 23.19 | 0 |  | 23.19 | 0 |  | 23.19 | 0 |  | 23.19 | 0 |  | 23.19 | 0 |  | 23.19 | 0 |  | 23.19 | 0 |  | 23.19 | 0 |  | 23.19 | 0 |  | 23.19 | 0 |  | 23.19 | 0 |  | 23.19 | 0 |  | 23.19 | 0 |  | 23.19 | 0 |  | 23.19 | 0 |  | 23.19 | 0 |  | 23.19 | 0 |  | 23.19 | 0 |  | 23.19 | 0 |  | 23.19 | 0 |  | 23.19 | 0 |  | 23.19 | 0 |  | 23.19 | 0 |  | 23.19 | 0 |  | 23.19 | 0 |  | 23.19 | 0 |  | 23.19 | 0 |  | 23.19 | 0 |  | 23.19 | 0 |  | 23.19 | 0 |  | 23.19 | 0 |  | 23.19 | 0 |  | 23.19 | 0 |  | 23.19 | 0 |  | 23.19 | 0 |  | 23.19 | 0 |  | 23.19 | 0 |  | 23.19 | 0 |  | 23.19 | 0 |  | 23.19 | 0 |  | 23.19 | 0 |  | 23.19 | 0 |  | 23.19 | 0 |  | 23.19 | 0 |  | 23.19 | 0 |  | 23.19 | 0 |  | 23.19 | 0 |  | 23.19 | 0 |  | 23.19 | 0 |  | 23.19 | 0 |  | 23.19 | 0 |  | 23.19 | 0 |  | 23.19 | 0 |  | 23.19 | 0 |  | 23.19 | 0 |  | 23.19 | 0 |  | 23.19 | 0 |  | 23.19 | 0 |  | 23.19 | 0 |  | 23.19 | 0 |  | 23.19 | 0 |  | 23.19 | 0 |  | 23.19 | 0 |  | 23.19 | 0 |  | 23.19 | 0 |  | 23.19 | 0 |  | 23.19 | 0 |  | 23.19 | 0 |  | 23.19 | 0 |  | 23.19 | 0 |  | 23.19 | 0 |  | 23.19 | 0 |  | 23.19 | 0 |  | 23.19 | 0 |  | 23.19 | 0 |  | 23.19 | 0 |  | 23.19 | 0 |  | 23.19 | 0 |  | 23.19 | 0
This is cost per day, unsure of number of days to assume, CHECK WITH GARETH | Traffic Management - 3 way lights |  | 34.79 | 0 |  | 34.79 | 0 |  | 34.79 | 0 |  | 34.79 | 0 |  | 34.79 | 0 |  | 34.79 | 0 | 1 | 34.79 | 34.79 |  | 34.79 | 0 |  | 34.79 | 0 |  | 34.79 | 0 |  | 34.79 | 0 |  | 34.79 | 0 |  | 34.79 | 0 |  | 34.79 | 0 |  | 34.79 | 0 |  | 34.79 | 0 |  | 34.79 | 0 |  | 34.79 | 0 |  | 34.79 | 0 |  | 34.79 | 0 |  | 34.79 | 0 |  | 34.79 | 0 |  | 34.79 | 0 |  | 34.79 | 0 |  | 34.79 | 0 |  | 34.79 | 0 |  | 34.79 | 0 |  | 34.79 | 0 |  | 34.79 | 0 |  | 34.79 | 0 |  | 34.79 | 0 |  | 34.79 | 0 |  | 34.79 | 0 |  | 34.79 | 0 |  | 34.79 | 0 |  | 34.79 | 0 |  | 34.79 | 0 |  | 34.79 | 0 |  | 34.79 | 0 |  | 34.79 | 0 |  | 34.79 | 0 |  | 34.79 | 0 |  | 34.79 | 0 |  | 34.79 | 0 |  | 34.79 | 0 |  | 34.79 | 0 |  | 34.79 | 0 |  | 34.79 | 0 |  | 34.79 | 0 |  | 34.79 | 0 |  | 34.79 | 0 |  | 34.79 | 0 |  | 34.79 | 0 |  | 34.79 | 0 |  | 34.79 | 0 |  | 34.79 | 0 |  | 34.79 | 0 |  | 34.79 | 0 |  | 34.79 | 0 |  | 34.79 | 0 |  | 34.79 | 0 |  | 34.79 | 0 |  | 34.79 | 0 |  | 34.79 | 0 |  | 34.79 | 0 |  | 34.79 | 0 |  | 34.79 | 0 |  | 34.79 | 0 |  | 34.79 | 0 |  | 34.79 | 0 |  | 34.79 | 0 |  | 34.79 | 0 |  | 34.79 | 0 |  | 34.79 | 0 |  | 34.79 | 0 |  | 34.79 | 0 |  | 34.79 | 0 |  | 34.79 | 0 |  | 34.79 | 0 |  | 34.79 | 0 |  | 34.79 | 0 |  | 34.79 | 0 |  | 34.79 | 0 |  | 34.79 | 0 |  | 34.79 | 0 |  | 34.79 | 0 |  | 34.79 | 0 |  | 34.79 | 0 |  | 34.79 | 0 |  | 34.79 | 0 |  | 34.79 | 0 |  | 34.79 | 0 |  | 34.79 | 0 |  | 34.79 | 0 |  | 34.79 | 0 |  | 34.79 | 0 |  | 34.79 | 0 |  | 34.79 | 0 |  | 34.79 | 0 |  | 34.79 | 0 |  | 34.79 | 0 |  | 34.79 | 0 |  | 34.79 | 0 |  | 34.79 | 0 |  | 34.79 | 0
Cost per week | Road Closure |  | 483.73 | 0 |  | 483.73 | 0 |  | 483.73 | 0 |  | 483.73 | 0 |  | 483.73 | 0 |  | 483.73 | 0 |  | 483.73 | 0 |  | 483.73 | 0 |  | 483.73 | 0 |  | 483.73 | 0 |  | 483.73 | 0 |  | 483.73 | 0 |  | 483.73 | 0 |  | 483.73 | 0 |  | 483.73 | 0 |  | 483.73 | 0 |  | 483.73 | 0 |  | 483.73 | 0 |  | 483.73 | 0 |  | 483.73 | 0 |  | 483.73 | 0 |  | 483.73 | 0 |  | 483.73 | 0 |  | 483.73 | 0 |  | 483.73 | 0 |  | 483.73 | 0 |  | 483.73 | 0 |  | 483.73 | 0 |  | 483.73 | 0 |  | 483.73 | 0 |  | 483.73 | 0 |  | 483.73 | 0 |  | 483.73 | 0 |  | 483.73 | 0 |  | 483.73 | 0 |  | 483.73 | 0 |  | 483.73 | 0 |  | 483.73 | 0 |  | 483.73 | 0 |  | 483.73 | 0 |  | 483.73 | 0 |  | 483.73 | 0 |  | 483.73 | 0 |  | 483.73 | 0 |  | 483.73 | 0 |  | 483.73 | 0 |  | 483.73 | 0 |  | 483.73 | 0 |  | 483.73 | 0 |  | 483.73 | 0 |  | 483.73 | 0 |  | 483.73 | 0 |  | 483.73 | 0 |  | 483.73 | 0 |  | 483.73 | 0 |  | 483.73 | 0 |  | 483.73 | 0 |  | 483.73 | 0 |  | 483.73 | 0 |  | 483.73 | 0 |  | 483.73 | 0 |  | 483.73 | 0 |  | 483.73 | 0 |  | 483.73 | 0 |  | 483.73 | 0 |  | 483.73 | 0 |  | 483.73 | 0 |  | 483.73 | 0 |  | 483.73 | 0 |  | 483.73 | 0 |  | 483.73 | 0 |  | 483.73 | 0 |  | 483.73 | 0 |  | 483.73 | 0 |  | 483.73 | 0 |  | 483.73 | 0 |  | 483.73 | 0 |  | 483.73 | 0 |  | 483.73 | 0 |  | 483.73 | 0 |  | 483.73 | 0 |  | 483.73 | 0 |  | 483.73 | 0 |  | 483.73 | 0 |  | 483.73 | 0 |  | 483.73 | 0 |  | 483.73 | 0 |  | 483.73 | 0 |  | 483.73 | 0 |  | 483.73 | 0 |  | 483.73 | 0 |  | 483.73 | 0 |  | 483.73 | 0 |  | 483.73 | 0 |  | 483.73 | 0 |  | 483.73 | 0 |  | 483.73 | 0 |  | 483.73 | 0 |  | 483.73 | 0 |  | 483.73 | 0 |  | 483.73 | 0 |  | 483.73 | 0 |  | 483.73 | 0 |  | 483.73 | 0 |  | 483.73 | 0
|  |  | Total Construction Cost | 122259.77 |  | Total Construction Cost | 38617.22 |  | Total Construction Cost | 26457.48 |  | Total Construction Cost | 103567.89 |  | Total Construction Cost | 14320.7 |  | Total Construction Cost | 24228.9 |  | Total Construction Cost | 91294.62 |  | Total Construction Cost | 34933.27 |  | Total Construction Cost | 82733.82 |  | Total Construction Cost | 22258.8 |  | Total Construction Cost | 67811.89 |  | Total Construction Cost | 84148.73 |  | Total Construction Cost | 116036.4 |  | Total Construction Cost | 19064.26 |  | Total Construction Cost | 9865.27 |  | Total Construction Cost | 43909.42 |  | Total Construction Cost | 15505.96 |  | Total Construction Cost | 74404.64 |  | Total Construction Cost | 66841.04 |  | Total Construction Cost | 31704.31 |  | Total Construction Cost | 59594.61 |  | Total Construction Cost | 5506.495 |  | Construction Cost | 23271.61 |  | Construction Cost | 12057.27 |  | Construction Cost | 9988.22 |  | Construction Cost | 4616.32 |  | Construction Cost | 3493.62 |  | Construction Cost | 19633.1 |  | Construction Cost | 51377.43 |  | Construction Cost | 7297.37 |  | Construction Cost | 11417.75 |  | Construction Cost | 7948.77 |  | Construction Cost | 4236.32 |  | Construction Cost | 31853.69 |  | Construction Cost | 11151.19 |  | Construction Cost | 5607.07 |  | Construction Cost | 189878.15 |  | Construction Cost | 32482.33 |  | Construction Cost | 13397.17 |  | Construction Cost | 11998.07 |  | Construction Cost | 16899.92 |  | Construction Cost | 5940.17 |  | Construction Cost | 41572.34 |  | Construction Cost | 10476.82 |  | Construction Cost | 38281.68 |  | Construction Cost | 9867.32 |  | Construction Cost | 5013.62 |  | Construction Cost | 7762.26 |  | Construction Cost | 8869.94 |  | Construction Cost | 23107.69 |  | Construction Cost | 17239.94 |  | Construction Cost | 16243.52 |  | Construction Cost | 8585.42 |  | Construction Cost | 15927.52 |  | Construction Cost | 16517.42 |  | Construction Cost | 11235.62 |  | Construction Cost | 10332.27 |  | Construction Cost | 2897.67 |  | Construction Cost | 11209.72 |  | Construction Cost | 11362.72 |  | Construction Cost | 6916.12 |  | Construction Cost | 6473.17 |  | Construction Cost | 13036.97 |  | Construction Cost | 8224.17 |  | Construction Cost | 12682.82 |  | Construction Cost | 13931.42 |  | Construction Cost | 18450.77 |  | Construction Cost | 3766.27 |  | Construction Cost | 18755.52 |  | Construction Cost | 11855.16 |  | Construction Cost | 8243.14 |  | Construction Cost | 17412.84 |  | Construction Cost | 14524.4 |  | Construction Cost | 6004.37 |  | Construction Cost | 6584.94 |  | Construction Cost | 8408.25 |  | Construction Cost | 9044.37 |  | Construction Cost | 3156.3 |  | Construction Cost | 11177.52 |  | Construction Cost | 20932.46 |  | Construction Cost | 8988.17 |  | Construction Cost | 6077.12 |  | Construction Cost | 10460.3 |  | Construction Cost | 9685.5 |  | Construction Cost | 11100.65 |  | Construction Cost | 7690.45 |  | Construction Cost | 21403.22 |  | Construction Cost | 20018.21 |  | Construction Cost | 18020.77 |  | Construction Cost | 2988.97 |  | Construction Cost | 6853.95 |  | Construction Cost | 5150.1 |  | Construction Cost | 8953.07 |  | Construction Cost | 1937.3 |  | Construction Cost | 8359.62 |  | Construction Cost | 27142.11 |  | Construction Cost | 5165.37 |  | Construction Cost | 24494.95 |  | Construction Cost | 31519.75 |  | Construction Cost | 7553.97 |  | Construction Cost | 8679.95 |  | Construction Cost | 14803.5 |  | Construction Cost | 14294.9 |  | Construction Cost | 1861.27 |  | Construction Cost | 9574.82 | 2408473.495
| Additional costs | 1200 |  | 1200 | 900 |  | 900 | 900 |  | 900 | 1200 |  | 1200 | 400 |  | 400 | 600 |  | 600 | 1200 |  | 1200 | 900 |  | 900 | 1200 |  | 1200 | 400 |  | 400 | 900 |  | 900 | 1200 |  | 1200 | 1200 |  | 1200 | 600 |  | 600 | 400 |  | 400 | 900 |  | 900 | 600 |  | 600 | 1200 |  | 1200 | 1200 |  | 1200 | 600 |  | 600 | 900 |  | 900 | 400 |  | 400 | 600 |  | 600 | 300 |  | 300 | 400 |  | 400 | 300 |  | 300 | 600 |  | 600 | 900 |  | 900 | 600 |  | 600 | 600 |  | 600 | 400 |  | 400 | 300 |  | 300 | 300 |  | 300 | 300 |  | 300 | 400 |  | 400 | 300 |  | 300 | 1200 |  | 1200 | 900 |  | 900 | 600 |  | 600 | 600 |  | 600 | 600 |  | 600 | 300 |  | 300 | 900 |  | 900 | 400 |  | 400 | 400 |  | 400 | 400 |  | 400 | 300 |  | 300 | 400 |  | 400 | 400 |  | 400 | 600 |  | 600 | 400 |  | 400 | 600 |  | 600 | 300 |  | 300 | 400 |  | 400 | 300 |  | 300 | 400 |  | 400 | 400 |  | 400 | 600 |  | 600 | 300 |  | 300 | 400 |  | 400 | 400 |  | 400 | 400 |  | 400 | 400 |  | 400 | 300 |  | 300 | 600 |  | 600 | 400 |  | 400 | 600 |  | 600 | 400 |  | 400 | 600 |  | 600 | 600 |  | 600 | 400 |  | 400 | 600 |  | 600 | 400 |  | 400 | 600 |  | 600 | 400 |  | 400 | 400 |  | 400 | 600 |  | 600 | 400 |  | 400 | 600 |  | 600 | 400 |  | 400 | 600 |  | 600 | 400 |  | 400 | 600 |  | 600 | 600 |  | 600 | 600 |  | 600 | 400 |  | 400 | 600 |  | 600 | 400 |  | 400 | 600 |  | 600 | 400 |  | 400 | 400 |  | 400 | 400 |  | 400 | 400 |  | 400 | 400 |  | 400 | 600 |  | 600 | 900 |  | 900 | 300 |  | 300 | 400 |  | 400 | 300 |  | 300 | 400 |  | 400 | 300 |  | 300 | 300 |  | 300 | 400 |  | 400 | 300 |  | 300 | 600 |  | 600 | 117000
Design Administration Fees
| <10 | 300
| 11-25 | 400
| 26-75 | 600
| 76-150 | 900
| 151-300 | 1200
| >300 | 1500
inclusions/Exclusions
https://www.bristolwater.co.uk/wp-content/uploads/2019/01/New-Connections-Charges-Schedule-19-20.pdf
Page 4.1
| page 5 | [9 empty] | Page 8
Page 10
Page 8
page 9

## Portsmouth
New Data
| Job No | Job103 |  |  | Job93 |  |  | Job83 |  |  | Job101 |  |  | Job50 |  |  | Job79 |  |  | Job100 |  |  | Job89 |  |  | Job99 |  |  | Job74 |  |  | Job98 |  |  | Job102 |  |  | Job104 |  |  | Job51 |  |  | Job29 |  |  | Job7 |  |  | Job95 |  |  | Job55 |  |  | Job11 |  |  | Job88 |  |  | Job97 |  |  | Job13 |  |  | Job80 |  |  | Job45 |  |  | Job40 |  |  | Job12 |  |  | Job22 |  |  | Job84 |  |  | Job94 |  |  | Job38 |  |  | Job44 |  |  | Job25 |  |  | Job27 |  |  | Job86 |  |  | Job57 |  |  | Job24 |  |  | Job105 |  |  | Job91 |  |  | Job56 |  |  | Job54 |  |  | Job73 |  |  | Job15 |  |  | Job96 |  |  | Job47 |  |  | Job92 |  |  | Job42 |  |  | Job20 |  |  | Job60 |  |  | Job49 |  |  | Job78 |  |  | Job77 |  |  | Job67 |  |  | Job59 |  |  | Job41 |  |  | Job68 |  |  | Job66 |  |  | Job6 |  |  | Job8 |  |  | Job62 |  |  | Job64 |  |  | Job34 |  |  | Job21 |  |  | Job69 |  |  | Job26 |  |  | Job58 |  |  | Job63 |  |  | Job72 |  |  | Job14 |  |  | Job75 |  |  | Job52 |  |  | Job35 |  |  | Job71 |  |  | Job61 |  |  | Job37 |  |  | Job28 |  |  | Job17 |  |  | Job33 |  |  | Job4 |  |  | Job30 |  |  | Job70 |  |  | Job2 |  |  | Job9 |  |  | Job43 |  |  | Job39 |  |  | Job46 |  |  | Job23 |  |  | Job81 |  |  | Job76 |  |  | Job85 |  |  | Job16 |  |  | Job18 |  |  | Job48 |  |  | Job32 |  |  | Job10 |  |  | Job90 |  |  | Job82 |  |  | Job19 |  |  | Job1 |  |  | Job87 |  |  | Job31 |  |  | Job36 |  |  | Job65 |  |  | Job53 |  |  | Job5 |  |  | Job3
| Area | East |  |  | East |  |  | East |  |  | East |  |  | East |  |  | East |  |  | East |  |  | North |  |  | North |  |  | North |  |  | North |  |  | North |  |  | North |  |  | North |  |  | West |  |  | West |  |  | West |  |  | West |  |  | West |  |  | West |  |  | West |  |  | North |  |  | North |  |  | North |  |  | North |  |  | North |  |  | North |  |  | North |  |  | North |  |  | North |  |  | North |  |  | North |  |  | North |  |  | North |  |  | North |  |  | North |  |  | North |  |  | North |  |  | North |  |  | North |  |  | North |  |  | North |  |  | North |  |  | North |  |  | North |  |  | North |  |  | North |  |  | North |  |  | North |  |  | North |  |  | North |  |  | North |  |  | North |  |  | North |  |  | North |  |  | North |  |  | North |  |  | North |  |  | North |  |  | North |  |  | North |  |  | North |  |  | North |  |  | North |  |  | North |  |  | North |  |  | North |  |  | North |  |  | North |  |  | North |  |  | West |  |  | West |  |  | West |  |  | West |  |  | West |  |  | West |  |  | West |  |  | West |  |  | West |  |  | West |  |  | West |  |  | West |  |  | West |  |  | West |  |  | West |  |  | West |  |  | West |  |  | West |  |  | West |  |  | West |  |  | West |  |  | West |  |  | West |  |  | West |  |  | West |  |  | West |  |  | West |  |  | West |  |  | West |  |  | West |  |  | West |  |  | West |  |  | West |  |  | West |  |  | West
| No of Plots | 228 |  |  | 108 |  |  | 95 |  |  | 250 |  |  | 15 |  |  | 58 |  |  | 165 |  |  | 77 |  |  | 167 |  |  | 21 |  |  | 101 |  |  | 175 |  |  | 258 |  |  | 54 |  |  | 19 |  |  | 115 |  |  | 34 |  |  | 266 |  |  | 206 |  |  | 74 |  |  | 138 |  |  | 15 |  |  | 57 |  |  | 5 |  |  | 13 |  |  | 7 |  |  | 25 |  |  | 148 |  |  | 27 |  |  | 27 |  |  | 15 |  |  | 4 |  |  | 4 |  |  | 7 |  |  | 19 |  |  | 7 |  |  | 250 |  |  | 100 |  |  | 35 |  |  | 35 |  |  | 36 |  |  | 4 |  |  | 95 |  |  | 22 |  |  | 20 |  |  | 22 |  |  | 5 |  |  | 14 |  |  | 22 |  |  | 31 |  |  | 21 |  |  | 28 |  |  | 9 |  |  | 10 |  |  | 7 |  |  | 12 |  |  | 10 |  |  | 32 |  |  | 8 |  |  | 10 |  |  | 16 |  |  | 10 |  |  | 16 |  |  | 5 |  |  | 25 |  |  | 23 |  |  | 32 |  |  | 12 |  |  | 32 |  |  | 34 |  |  | 18 |  |  | 50 |  |  | 14 |  |  | 36 |  |  | 11 |  |  | 23 |  |  | 26 |  |  | 11 |  |  | 40 |  |  | 24 |  |  | 25 |  |  | 24 |  |  | 32 |  |  | 36 |  |  | 34 |  |  | 18 |  |  | 59 |  |  | 24 |  |  | 25 |  |  | 24 |  |  | 11 |  |  | 23 |  |  | 24 |  |  | 11 |  |  | 40 |  |  | 88 |  |  | 8 |  |  | 23 |  |  | 9 |  |  | 19 |  |  | 4 |  |  | 4 |  |  | 17 |  |  | 8 |  |  | 29
| Total Meterage | 2111 |  |  | 684 |  |  | 525 |  |  | 1910 |  |  | 217 |  |  | 443 |  |  | 1224 |  |  | 539 |  |  | 1168 |  |  | 278 |  |  | 978 |  |  | 1132 |  |  | 2113 |  |  | 156 |  |  | 114 |  |  | 626 |  |  | 162 |  |  | 846 |  |  | 888 |  |  | 514 |  |  | 800 |  |  | 97.5 |  |  | 423 |  |  | 241 |  |  | 192 |  |  | 78 |  |  | 365 |  |  | 194 |  |  | 712 |  |  | 63 |  |  | 193 |  |  | 151 |  |  | 63 |  |  | 572 |  |  | 228 |  |  | 73 |  |  | 2956 |  |  | 579 |  |  | 257 |  |  | 213 |  |  | 287 |  |  | 107 |  |  | 802 |  |  | 173 |  |  | 663 |  |  | 173 |  |  | 60 |  |  | 114 |  |  | 134 |  |  | 171 |  |  | 278 |  |  | 306 |  |  | 114 |  |  | 224 |  |  | 312 |  |  | 90 |  |  | 145 |  |  | 27 |  |  | 149 |  |  | 139 |  |  | 95 |  |  | 112 |  |  | 169 |  |  | 67 |  |  | 228 |  |  | 242 |  |  | 341 |  |  | 26 |  |  | 341 |  |  | 197 |  |  | 141 |  |  | 212 |  |  | 237 |  |  | 555 |  |  | 98 |  |  | 45 |  |  | 175 |  |  | 8 |  |  | 160 |  |  | 306 |  |  | 111 |  |  | 110 |  |  | 168 |  |  | 131 |  |  | 162 |  |  | 114 |  |  | 399 |  |  | 306 |  |  | 251 | [5 empty] | 89 |  |  | 45 |  |  | 173 |  |  | 8 |  |  | 160 |  |  | 448 |  |  | 70 |  |  | 277 |  |  | 636 |  |  | 129 |  |  | 129 |  |  | 202 |  |  | 252 |  |  | 31 |  |  | 162
| Contaminated | N |  |  | N |  |  | N |  |  | N |  |  | N |  |  | N |  |  | N |  |  | N | [8 empty] | N |  |  | Y |  |  | N |  |  | mixed |  |  | N |  |  | Y |  |  | Y |  |  | Y |  |  | Y |  |  | N |  |  | Y |  |  | N |  |  | N |  |  | N |  |  | N |  |  | N |  |  | N |  |  | N |  |  | N |  |  | N |  |  | N |  |  | N |  |  | N |  |  | N |  |  | N |  |  | N |  |  | N |  |  | N |  |  | N |  |  | N |  |  | N |  |  | N |  |  | N |  |  | N |  |  | N |  |  | N |  |  | N |  |  | Y |  |  | N |  |  | Y |  |  | N |  |  | N |  |  | Y |  |  | Y |  |  | N |  |  | Y |  |  | Y |  |  | N |  |  | N |  |  | N |  |  | N |  |  | N |  |  | N |  |  | Y |  |  | N |  |  | N |  |  | N |  |  | N |  |  | N |  |  | N |  |  | N |  |  | Y |  |  | N |  |  | N |  |  | N |  |  | Y |  |  | N |  |  | N |  |  | Y |  |  | N |  |  | Y |  |  | N |  |  | N |  |  | N |  |  | N |  |  | N |  |  | N |  |  | N |  |  | Y |  |  | N |  |  | N |  |  | N |  |  | N |  |  | N |  |  | N |  |  | N |  |  | N |  |  | Y |  |  | N |  |  | N |  |  | N |  |  | N |  |  | N |  |  | N |  |  | Y
| Connection Diameter | 180mm |  |  | 125mm |  |  | 100mm |  |  | 180mm |  |  | 150mm |  |  | 150mm |  |  | 180mm |  |  | 150mm |  |  | 180mm |  |  | 125mm |  |  | 150mm |  |  | 150mm |  |  | 125mm |  |  | (UP 200mm) (b2b 150mm) |  |  | 180mm |  |  | 150mm |  |  | 125mm |  |  | 180mm |  |  | 200mm |  |  | 125mm |  |  | 150mm |  |  | 180mm |  |  | 180mm |  |  | 180mm |  |  | 180mm |  |  | 180mm |  |  | 180mm |  |  | 180mm |  |  | 180mm |  |  | 180mm |  |  | 180mm |  |  | 180mm |  |  | 180mm |  |  | 180mm |  |  | 180mm |  |  | 180mm |  |  | 180mm |  |  | 180mm |  |  | 180mm |  |  | 180mm |  |  | 180mm |  |  | 180mm |  |  | 180mm |  |  | 180mm |  |  | 180mm |  |  | 180mm |  |  | 180mm |  |  | 180mm |  |  | 180mm |  |  | 180mm |  |  | 180mm |  |  | 180mm |  |  | 180mm |  |  | 180mm |  |  | 180mm |  |  | 180mm |  |  | 180mm |  |  | 180mm |  |  | 180mm |  |  | 180mm |  |  | 180mm |  |  | 180mm |  |  | 180mm |  |  | 180mm |  |  | 180mm |  |  | 180mm |  |  | 180mm |  |  | 180mm |  |  | 180mm |  |  | 180mm |  |  | 180mm |  |  | 180mm |  |  | 180mm |  |  | 180mm |  |  | 180mm |  |  | 180mm |  |  | 180mm |  |  | 180mm |  |  | 180mm |  |  | 180mm |  |  | 180mm |  |  | 180mm |  |  | 180mm |  |  | 180mm |  |  | 180mm |  |  | 180mm |  |  | 180mm |  |  | 180mm |  |  | 180mm |  |  | 180mm |  |  | 180mm |  |  | 180mm |  |  | 180mm |  |  | 180mm |  |  | 180mm |  |  | 180mm |  |  | 180mm |  |  | 180mm |  |  | 180mm |  |  | 180mm |  |  | 180mm |  |  | 180mm |  |  | 180mm |  |  | 180mm |  |  | 180mm
| Connection surface type | On-site |  |  | Surfaced |  |  | On-site |  |  | Surfaced |  |  | Surfaced |  |  | Surfaced |  |  | Surfaced |  |  | Surfaced |  |  | On-site |  |  | Surfaced |  |  | On-site |  |  | On-site |  |  | On-site |  |  | On-site |  |  | Surfaced |  |  | Surfaced |  |  | Surfaced |  |  | Surfaced |  |  | On-site |  |  | Surfaced |  |  | Surfaced |  |  | On-site |  |  | On-site |  |  | On-site |  |  | On-site |  |  | On-site |  |  | On-site |  |  | On-site |  |  | On-site |  |  | On-site |  |  | On-site |  |  | On-site |  |  | On-site |  |  | On-site |  |  | On-site |  |  | On-site |  |  | On-site |  |  | On-site |  |  | On-site |  |  | On-site |  |  | On-site |  |  | On-site |  |  | On-site |  |  | On-site |  |  | On-site |  |  | On-site |  |  | On-site |  |  | On-site |  |  | On-site |  |  | On-site |  |  | On-site |  |  | On-site |  |  | On-site |  |  | On-site |  |  | On-site |  |  | On-site |  |  | On-site |  |  | On-site |  |  | On-site |  |  | On-site |  |  | On-site |  |  | On-site |  |  | On-site |  |  | On-site |  |  | On-site |  |  | On-site |  |  | On-site |  |  | On-site |  |  | On-site |  |  | On-site |  |  | On-site |  |  | On-site |  |  | On-site |  |  | On-site |  |  | On-site |  |  | On-site |  |  | On-site |  |  | On-site |  |  | On-site |  |  | On-site |  |  | On-site |  |  | On-site |  |  | On-site |  |  | On-site |  |  | On-site |  |  | On-site |  |  | On-site |  |  | On-site |  |  | On-site |  |  | On-site |  |  | On-site |  |  | On-site |  |  | On-site |  |  | On-site |  |  | On-site |  |  | On-site |  |  | On-site |  |  | On-site |  |  | On-site |  |  | On-site |  |  | On-site |  |  | On-site |  |  | On-site |  |  | On-site |  |  | On-site
Assumptions | Scheme Specific: | Quantity | Unit Cost | Total | Quantity | Unit Cost | Total | Quantity | Unit Cost | Total | Quantity | Unit Cost | Total | Quantity | Unit Cost | Total | Quantity | Unit Cost | Total | Quantity | Unit Cost | Total | Quantity | Unit Cost | Total | Quantity | Unit Cost | Total | Quantity | Unit Cost | Total | Quantity | Unit Cost | Total | Quantity | Unit Cost | Total | Quantity | Unit Cost | Total | Quantity | Unit Cost | Total | Quantity | Unit Cost | Total | Quantity | Unit Cost | Total | Quantity | Unit Cost | Total | Quantity | Unit Cost | Total | Quantity | Unit Cost | Total | Quantity | Unit Cost | Total | Quantity | Unit Cost | Total | Quantity | Unit Cost | Total | Quantity | Unit Cost | Total | Quantity | Unit Cost | Total | Quantity | Unit Cost | Total | Quantity | Unit Cost | Total | Quantity | Unit Cost | Total | Quantity | Unit Cost | Total | Quantity | Unit Cost | Total | Quantity | Unit Cost | Total | Quantity | Unit Cost | Total | Quantity | Unit Cost | Total | Quantity | Unit Cost | Total | Quantity | Unit Cost | Total | Quantity | Unit Cost | Total | Quantity | Unit Cost | Total | Quantity | Unit Cost | Total | Quantity | Unit Cost | Total | Quantity | Unit Cost | Total | Quantity | Unit Cost | Total | Quantity | Unit Cost | Total | Quantity | Unit Cost | Total | Quantity | Unit Cost | Total | Quantity | Unit Cost | Total | Quantity | Unit Cost | Total | Quantity | Unit Cost | Total | Quantity | Unit Cost | Total | Quantity | Unit Cost | Total | Quantity | Unit Cost | Total | Quantity | Unit Cost | Total | Quantity | Unit Cost | Total | Quantity | Unit Cost | Total | Quantity | Unit Cost | Total | Quantity | Unit Cost | Total | Quantity | Unit Cost | Total | Quantity | Unit Cost | Total | Quantity | Unit Cost | Total | Quantity | Unit Cost | Total | Quantity | Unit Cost | Total | Quantity | Unit Cost | Total | Quantity | Unit Cost | Total | Quantity | Unit Cost | Total | Quantity | Unit Cost | Total | Quantity | Unit Cost | Total | Quantity | Unit Cost | Total | Quantity | Unit Cost | Total | Quantity | Unit Cost | Total | Quantity | Unit Cost | Total | Quantity | Unit Cost | Total | Quantity | Unit Cost | Total | Quantity | Unit Cost | Total | Quantity | Unit Cost | Total | Quantity | Unit Cost | Total | Quantity | Unit Cost | Total | Quantity | Unit Cost | Total | Quantity | Unit Cost | Total | Quantity | Unit Cost | Total | Quantity | Unit Cost | Total | Quantity | Unit Cost | Total | Quantity | Unit Cost | Total | Quantity | Unit Cost | Total | Quantity | Unit Cost | Total | Quantity | Unit Cost | Total | Quantity | Unit Cost | Total | Quantity | Unit Cost | Total | Quantity | Unit Cost | Total | Quantity | Unit Cost | Total | Quantity | Unit Cost | Total | Quantity | Unit Cost | Total | Quantity | Unit Cost | Total | Quantity | Unit Cost | Total | Quantity | Unit Cost | Total | Quantity | Unit Cost | Total | Quantity | Unit Cost | Total | Quantity | Unit Cost | Total | Quantity | Unit Cost | Total | Quantity | Unit Cost | Total | Quantity | Unit Cost | Total | Quantity | Unit Cost | Total | Quantity | Unit Cost | Total | Quantity | Unit Cost | Total | Quantity | Unit Cost | Total | Quantity | Unit Cost | Total | Quantity | Unit Cost | Total | Quantity | Unit Cost | Total
| Underpressure Connection |  | 1788 | 0 |  | 2120 | 0 | 1 | 1392 | 1392 | 1 | 2516 | 2516 |  | 2516 | 0 |  | 2516 | 0 | 1 | 2516 | 2516 |  | 2516 | 0 |  | 1788 | 0 | 2 | 2120 | 4240 |  |  | 0 |  |  | 0 | 1 | 1392 | 1392 | 1 | 1788 | 1788 | 1 | 2675 | 2675 |  |  | 0 |  |  | 0 | 1 | 2675 | 2675 |  |  | 0 | 1 | 2280 | 2280 | 1 | 2675 | 2675 |  | 1788 | 0 |  | 1788 | 0 |  | 1788 | 0 |  | 1788 | 0 |  | 1788 | 0 |  | 1788 | 0 |  | 1788 | 0 |  | 1788 | 0 |  | 1788 | 0 |  | 1788 | 0 |  | 1788 | 0 |  | 1788 | 0 |  | 1788 | 0 |  | 1788 | 0 |  | 1788 | 0 |  | 1788 | 0 |  | 1788 | 0 |  | 1788 | 0 |  | 1788 | 0 |  | 1788 | 0 |  | 1788 | 0 |  | 1788 | 0 |  | 1788 | 0 |  | 1788 | 0 |  | 1788 | 0 |  | 1788 | 0 |  | 2675 | 0 |  | 1788 | 0 |  | 2675 | 0 |  | 1788 | 0 |  | 1788 | 0 |  | 2675 | 0 |  | 2675 | 0 |  | 1788 | 0 |  | 2675 | 0 |  | 2675 | 0 |  | 1788 | 0 |  | 1788 | 0 |  | 1788 | 0 |  | 1788 | 0 |  | 1788 | 0 |  | 1788 | 0 |  | 2675 | 0 |  | 1788 | 0 |  | 1788 | 0 |  | 1788 | 0 |  | 1788 | 0 |  | 1788 | 0 |  | 1788 | 0 |  | 1788 | 0 |  | 2675 | 0 |  | 1788 | 0 |  | 1788 | 0 |  | 1788 | 0 | 1 | 2675 | 2675 |  | 1788 | 0 | 1 | 1788 | 1788 |  | 2675 | 0 | 1 | 1788 | 1788 |  | 2675 | 0 |  | 1788 | 0 | 1 | 1788 | 1788 |  | 1788 | 0 |  | 1788 | 0 |  | 1788 | 0 |  | 1788 | 0 | 1 | 1788 | 1788 |  | 2675 | 0 |  | 1788 | 0 |  | 1788 | 0 | 1 | 1788 | 1788 |  | 1788 | 0 | 1 | 1788 | 1788 |  | 1788 | 0 | 1 | 1788 | 1788 |  | 1788 | 0 | 2 | 2675 | 5350 | 1 | 1788 | 1788 |  | 1788 | 0 | 1 | 1788 | 1788 | 2 | 1788 | 3576 |  | 1788 | 0 |  | 1788 | 0 |  | 2675 | 0
| Cut in/branch Connection |  | 1788 | 0 | 1 | 2120 | 2120 |  | 1392 | 0 |  | 2516 | 0 | 1 | 2516 | 2516 | 1 | 2516 | 2516 |  | 2516 | 0 | 2 | 2516 | 5032 |  | 1788 | 0 |  | 2120 | 0 |  |  | 0 | 2 | 1788 | 3576 | 1 | 1392 | 1392 |  |  | 0 |  |  | 0 |  |  | 0 | 1 | 2280 | 2280 |  |  | 0 |  |  | 0 |  |  | 0 |  |  | 0 |  | 1788 | 0 |  | 1788 | 0 |  | 1788 | 0 |  | 1788 | 0 |  | 1788 | 0 |  | 1788 | 0 |  | 1788 | 0 |  | 1788 | 0 |  | 1788 | 0 |  | 1788 | 0 |  | 1788 | 0 |  | 1788 | 0 |  | 1788 | 0 |  | 1788 | 0 |  | 1788 | 0 |  | 1788 | 0 |  | 1788 | 0 |  | 1788 | 0 |  | 1788 | 0 |  | 1788 | 0 |  | 1788 | 0 |  | 1788 | 0 |  | 1788 | 0 |  | 1788 | 0 |  | 1788 | 0 |  | 1788 | 0 |  |  | 0 |  | 1788 | 0 |  |  | 0 |  | 1788 | 0 |  | 1788 | 0 |  |  | 0 |  |  | 0 |  | 1788 | 0 |  |  | 0 |  |  | 0 |  | 1788 | 0 |  | 1788 | 0 |  | 1788 | 0 |  | 1788 | 0 |  | 1788 | 0 |  | 1788 | 0 |  |  | 0 |  | 1788 | 0 |  | 1788 | 0 |  | 1788 | 0 |  | 1788 | 0 |  | 1788 | 0 |  | 1788 | 0 |  | 1788 | 0 |  |  | 0 | 1 | 1788 | 1788 |  | 1788 | 0 |  | 1788 | 0 |  |  | 0 |  | 1788 | 0 |  | 1788 | 0 |  |  | 0 |  | 1788 | 0 |  |  | 0 |  | 1788 | 0 |  | 1788 | 0 | 1 | 1788 | 1788 | 1 | 1788 | 1788 | 1 | 1788 | 1788 |  | 1788 | 0 |  | 1788 | 0 |  |  | 0 |  | 1788 | 0 | 1 | 1788 | 1788 |  | 1788 | 0 |  | 1788 | 0 |  | 1788 | 0 |  | 1788 | 0 |  | 1788 | 0 |  | 1788 | 0 |  |  | 0 |  | 1788 | 0 |  | 1788 | 0 |  | 1788 | 0 |  | 1788 | 0 | 1 | 1788 | 1788 |  | 1788 | 0 | 1 |  | 0
| In Line / back to back connection | 2 | 1788 | 3576 | 1 | 2120 | 2120 |  | 1392 | 0 |  | 2516 | 0 | 1 | 2516 | 2516 | 1 | 2516 | 2516 | 1 | 2516 | 2516 |  | 2516 | 0 | 2 | 1788 | 3576 | 2 | 2120 | 4240 | 1 | 1788 | 1788 | 6 | 1788 | 10728 | 4 | 1392 | 5568 | 1 | 2212 | 2212 | 1 | 2675 | 2675 | 1 | 2675 | 2675 | 1 | 2280 | 2280 | 1 | 2675 | 2675 | 2 | 2212 | 4424 | 1 | 2280 | 2280 | 1 | 2675 | 2675 | 1 | 1788 | 1788 | 2 | 1788 | 3576 | 1 | 1788 | 1788 | 1 | 1788 | 1788 | 1 | 1788 | 1788 | 1 | 1788 | 1788 | 7 | 1788 | 12516 | 1 | 1788 | 1788 | 1 | 1788 | 1788 | 1 | 1788 | 1788 | 1 | 1788 | 1788 | 1 | 1788 | 1788 | 1 | 1788 | 1788 | 2 | 1788 | 3576 | 1 | 1788 | 1788 | 2 | 1788 | 3576 | 4 | 1788 | 7152 | 1 | 1788 | 1788 | 1 | 1788 | 1788 | 1 | 1788 | 1788 | 1 | 1788 | 1788 | 1 | 1788 | 1788 | 1 | 1788 | 1788 | 1 | 1788 | 1788 | 1 | 1788 | 1788 | 1 | 1788 | 1788 | 1 | 2675 | 8025 | 2 | 1788 | 3576 | 2 | 2675 | 5350 | 2 | 1788 | 3576 | 1 | 1788 | 1788 | 1 | 2675 | 2675 | 1 | 2675 | 2675 | 1 | 1788 | 1788 | 1 | 2675 | 2675 | 1 | 2675 | 2675 | 1 | 1788 | 1788 | 1 | 1788 | 1788 | 1 | 1788 | 1788 | 1 | 1788 | 1788 | 1 | 1788 | 1788 | 1 | 1788 | 1788 | 1 | 2675 | 2675 | 1 | 1788 | 1788 | 1 | 1788 | 1788 | 1 | 1788 | 1788 | 1 | 1788 | 1788 | 1 | 1788 | 1788 | 3 | 1788 | 5364 | 2 | 1788 | 3576 | 2 | 2675 | 5350 | 1 | 1788 | 1788 | 1 | 1788 | 1788 | 2 | 1788 | 3576 | 1 | 2675 | 2675 | 1 | 1788 | 1788 | 1 | 1788 | 1788 | 1 | 2675 | 2675 | 1 | 1788 | 1788 | 1 | 2675 | 2675 | 1 | 1788 | 1788 | 1 | 1788 | 1788 | 1 | 1788 | 1788 | 1 | 1788 | 1788 | 1 | 1788 | 1788 | 1 | 1788 | 1788 | 1 | 1788 | 1788 | 1 | 2675 | 2675 | 1 | 1788 | 1788 | 1 | 1788 | 1788 | 1 | 1788 | 1788 | 1 | 1788 | 1788 | 1 | 1788 | 1788 | 1 | 1788 | 1788 |  | 1788 | 0 | 1 | 1788 | 1788 | 2 | 2675 | 5350 | 1 | 1788 | 1788 | 1 | 1788 | 1788 | 1 | 1788 | 1788 | 2 | 1788 | 3576 | 1 | 1788 | 1788 | 1 | 1788 | 1788 | 1 | 2675 | 2675
No mention in charging document | Chambered fittings e.g. SV/FH/WO | 18 |  | 0 | 13 |  | 0 | 2 |  | 0 | 14 |  | 0 | 2 |  | 0 | 2 |  | 0 | 18 |  | 0 | 6 |  | 0 | 13 |  | 0 | 2 |  | 0 | 16 |  | 0 | 23 |  | 0 | 34 |  | 0 | 6 |  | 0 | 1 |  | 0 | 8 |  | 0 | 4 |  | 0 | 17 |  | 0 | 12 |  | 0 | 10 |  | 0 | 10 |  | 0 | 2 |  | 0 | 6 |  | 0 | 2 |  | 0 | 3 |  | 0 | 2 |  | 0 | 10 |  | 0 | 16 |  | 0 | 13 |  | 0 | 9 |  | 0 | 4 |  | 0 | 2 |  | 0 | 3 |  | 0 | 3 |  | 0 | 7 |  | 0 | 6 |  | 0 | 33 |  | 0 | 14 |  | 0 | 4 |  | 0 | 6 |  | 0 | 11 |  | 0 | 2 |  | 0 | 12 |  | 0 | 7 |  | 0 | 13 |  | 0 | 5 |  | 0 | 6 |  | 0 | 3 |  | 0 | 10 |  | 0 | 22 |  | 0 | 12 |  | 0 | 6 |  | 0 | 3 |  | 0 | 5 |  | 0 | 6 |  | 0 | 10 |  | 0 | 3 |  | 0 | 4 |  | 0 | 13 |  | 0 | 15 |  | 0 | 7 |  | 0 | 3 |  | 0 | 16 |  | 0 | 7 |  | 0 | 6 |  | 0 | 8 |  | 0 | 8 |  | 0 | 7 |  | 0 | 9 |  | 0 | 5 |  | 0 | 3 |  | 0 | 8 |  | 0 | 7 |  | 0 | 10 |  | 0 | 4 |  | 0 | 6 |  | 0 | 2 |  | 0 | 4 |  | 0 | 3 |  | 0 | 10 |  | 0 | 4 |  | 0 | 2 |  | 0 | 4 |  | 0 | 7 |  | 0 | 7 |  | 0 | 3 |  | 0 | 9 |  | 0 | 7 |  | 0 | 6 |  | 0 | 4 |  | 0 | 4 |  | 0 | 5 |  | 0 | 2 |  | 0 |  |  | 0 | 2 |  | 0 | 7 |  | 0 | 5 |  | 0 | 7 |  | 0 | 3 |  | 0 | 4 |  | 0 | 4 |  | 0 | 8 |  | 0 | 4 |  | 0 |  |  | 0 |  |  | 0
| 63mm Open Cut Development Site | 287 | 88 | 25256 | 279 | 88 | 24552 |  | 88 | 0 | 141 | 88 | 12408 |  | 88 | 0 |  | 88 | 0 | 251 | 88 | 22088 |  | 88 | 0 | 200 | 88 | 17600 |  | 88 | 0 | 264 | 88 | 23232 | 85 | 105 | 8925 | 356 | 88 | 31328 | 63 | 105 | 6615 |  | 88 | 0 |  | 105 | 0 |  | 105 | 0 |  | 105 | 0 |  | 105 | 0 | 40 | 88 | 3520 |  | 105 | 0 |  | 88 | 0 |  | 88 | 0 |  | 88 | 0 | 60 | 88 | 5280 | 78 | 88 | 6864 |  | 88 | 0 |  | 88 | 0 |  | 88 | 0 | 90 | 88 | 7920 |  | 88 | 0 | 151 | 88 | 13288 | 59 | 88 | 5192 |  | 88 | 0 | 40 | 88 | 3520 | 73 | 88 | 6424 | 302 | 88 | 26576 | 188 | 88 | 16544 |  | 88 | 0 | 50 | 88 | 4400 | 93 | 88 | 8184 | 107 | 88 | 9416 | 99 | 88 | 8712 | 53 | 88 | 4664 | 36 | 88 | 3168 |  | 88 | 0 |  | 88 | 0 |  | 105 | 11970 | 44 | 88 | 3872 | 171 | 105 | 17955 | 76 | 88 | 6688 | 69 | 88 | 6072 | 114 | 105 | 11970 |  | 105 | 0 | 73 | 88 | 6424 |  | 105 | 0 |  | 105 | 0 |  | 88 | 0 |  | 88 | 0 |  | 88 | 0 |  | 88 | 0 |  | 88 | 0 |  | 88 | 0 | 67 | 105 | 7035 | 36 | 88 | 3168 | 52 | 88 | 4576 | 145 | 88 | 12760 |  | 88 | 0 | 145 | 88 | 12760 | 142 | 88 | 12496 |  | 88 | 0 |  | 105 | 0 |  | 88 | 0 |  | 88 | 0 |  | 88 | 0 |  | 105 | 0 |  | 88 | 0 |  | 88 | 0 |  | 105 | 0 |  | 88 | 0 |  | 105 | 0 |  | 88 | 0 |  | 88 | 0 |  | 88 | 0 |  | 88 | 0 |  | 88 | 0 |  | 88 | 0 |  | 88 | 0 |  | 105 | 0 |  | 88 | 0 |  | 88 | 0 |  | 88 | 0 |  | 88 | 0 |  | 88 | 0 |  | 88 | 0 |  | 88 | 0 | 70 | 88 | 6160 |  | 105 | 0 |  | 88 | 0 |  | 88 | 0 |  | 88 | 0 | 36 | 88 | 3168 |  | 88 | 0 |  | 88 | 0 |  | 105 | 0
| 90mm Open Cut Development Site | 1248 | 88 | 109824 | 315 | 88 | 27720 | 525 | 88 | 46200 | 575 | 88 | 50600 | 205 | 88 | 18040 | 437 | 88 | 38456 | 399 | 88 | 35112 | 500 | 88 | 44000 | 254 | 88 | 22352 | 246 | 88 | 21648 | 188 | 88 | 16544 | 353 | 105 | 37065 | 912 | 88 | 80256 |  | 105 | 0 | 106 | 88 | 9328 | 309 | 105 | 32445 | 144 | 105 | 15120 | 427 | 105 | 44835 | 469 | 105 | 49245 | 469 | 88 | 41272 | 379 | 105 | 39795 | 97.5 | 88 | 8580 | 261 | 88 | 22968 | 241 | 88 | 21208 | 129 | 88 | 11352 |  | 88 | 0 |  | 88 | 0 | 112 | 88 | 9856 | 285 | 88 | 25080 |  | 88 | 0 | 70 | 88 | 6160 |  | 88 | 0 | 4 | 88 | 352 |  | 88 | 0 | 138 | 88 | 12144 |  | 88 | 0 | 1221 | 88 | 107448 | 391 | 88 | 34408 | 257 | 88 | 22616 | 163 | 88 | 14344 | 194 | 88 | 17072 |  | 88 | 0 | 591 | 88 | 52008 | 120 | 88 | 10560 | 156 | 88 | 13728 | 173 | 88 | 15224 | 60 | 88 | 5280 | 114 | 105 | 0 | 64 | 88 | 5632 |  | 105 | 0 | 202 | 88 | 17776 | 237 | 88 | 20856 |  | 105 | 0 | 224 | 105 | 23520 | 239 | 88 | 21032 | 90 | 105 | 9450 | 145 | 105 | 15225 | 27 | 88 | 2376 | 149 | 88 | 13112 | 139 | 88 | 12232 | 95 | 88 | 8360 | 112 | 88 | 9856 | 169 | 88 | 14872 |  | 105 | 0 | 192 | 88 | 16896 | 190 | 88 | 16720 | 196 | 88 | 17248 | 26 | 88 | 2288 | 196 | 88 | 17248 | 55 | 88 | 4840 | 141 | 88 | 12408 | 212 | 105 | 22260 | 237 | 88 | 20856 | 55 | 88 | 4840 | 98 | 88 | 8624 | 45 | 105 | 4725 | 175 | 88 | 15400 | 8 | 88 | 704 | 160 | 105 | 16800 |  | 88 | 0 | 111 | 105 | 11655 | 110 | 88 | 9680 | 168 | 88 | 14784 | 131 | 88 | 11528 | 162 | 88 | 14256 | 114 | 88 | 10032 | 399 | 88 | 35112 |  | 88 | 0 | 251 | 105 | 26355 | 29 | 88 | 2552 | 89 | 88 | 7832 | 45 | 88 | 3960 | 173 | 88 | 15224 | 8 | 88 | 704 | 160 | 88 | 14080 |  | 88 | 0 |  | 88 | 0 | 277 | 105 | 29085 | 636 | 88 | 55968 | 129 | 88 | 11352 | 129 | 88 | 11352 | 166 | 88 | 14608 | 252 | 88 | 22176 | 31 | 88 | 2728 | 162 | 105 | 17010
| 125mm Open Cut Development Site |  | 93 | 0 | 80 | 93 | 7440 |  | 93 | 0 | 1190 | 93 | 110670 |  | 93 | 0 |  | 93 | 0 | 434 | 93 | 40362 |  | 93 | 0 |  | 93 | 0 |  | 93 | 0 |  | 93 | 0 | 690 | 113 | 77970 | 828 | 93 | 77004 | 140 | 113 | 15820 |  | 93 | 0 | 317 | 113 | 35821 |  | 113 | 0 | 173 | 113 | 19549 | 173 | 113 | 19549 |  | 93 | 0 | 409 | 113 | 46217 |  | 93 | 0 | 162 | 93 | 15066 |  | 93 | 0 |  | 93 | 0 |  | 93 | 0 |  | 93 | 0 |  | 93 | 0 |  | 93 | 0 |  | 93 | 0 | 123 | 93 | 11439 |  | 93 | 0 |  | 93 | 0 | 572 | 93 | 53196 |  | 93 | 0 |  | 93 | 0 | 174 | 93 | 16182 |  | 93 | 0 |  | 93 | 0 |  | 93 | 0 |  | 93 | 0 |  | 93 | 0 | 112 | 93 | 10416 |  | 93 | 0 | 471 | 93 | 43803 |  | 93 | 0 |  | 93 | 0 |  | 113 | 0 |  | 93 | 0 |  | 113 | 0 |  | 93 | 0 |  | 93 | 0 |  | 113 | 0 |  | 113 | 0 |  | 93 | 0 |  | 113 | 0 |  | 113 | 0 |  | 93 | 0 |  | 93 | 0 |  | 93 | 0 |  | 93 | 0 |  | 93 | 0 |  | 93 | 0 |  | 113 | 0 |  | 93 | 0 |  | 93 | 0 |  | 93 | 0 |  | 93 | 0 |  | 93 | 0 |  | 93 | 0 |  | 93 | 0 |  | 113 | 0 |  | 93 | 0 |  | 93 | 0 |  | 93 | 0 |  | 113 | 0 |  | 93 | 0 |  | 93 | 0 |  | 113 | 0 | 306 | 93 | 28458 |  | 113 | 0 |  | 93 | 0 |  | 93 | 0 |  | 93 | 0 |  | 93 | 0 |  | 93 | 0 |  | 93 | 0 | 306 | 93 | 28458 |  | 113 | 0 |  | 93 | 0 |  | 93 | 0 |  | 93 | 0 |  | 93 | 0 |  | 93 | 0 |  | 93 | 0 | 448 | 93 | 41664 |  | 93 | 0 |  | 113 | 0 |  | 93 | 0 |  | 93 | 0 |  | 93 | 0 |  | 93 | 0 |  | 93 | 0 |  | 93 | 0 |  | 113 | 0
| 180mm Open Cut Development Site | 576 | 122 | 70272 |  | 122 | 0 |  | 122 | 0 |  | 122 | 0 |  | 122 | 0 |  | 122 | 0 |  | 122 | 0 |  | 122 | 0 | 712 | 122 | 86864 |  | 122 | 0 | 525 | 122 | 64050 |  | 141 | 0 |  | 122 | 0 |  | 141 | 0 |  | 122 | 0 |  | 141 | 0 |  | 141 | 0 | 232 | 141 | 32712 | 246 | 141 | 34686 |  | 122 | 0 |  | 141 | 0 |  | 122 | 0 |  | 122 | 0 |  | 122 | 0 |  | 122 | 0 |  | 122 | 0 |  | 122 | 0 | 82 | 122 | 10004 | 427 | 122 | 52094 |  | 122 | 0 |  | 122 | 0 |  | 122 | 0 |  | 122 | 0 |  | 122 | 0 |  | 122 | 0 |  | 122 | 0 | 1259 | 122 | 153598 |  | 122 | 0 |  | 122 | 0 |  | 122 | 0 |  | 122 | 0 |  | 122 | 0 |  | 122 | 0 |  | 122 | 0 |  | 122 | 0 |  | 122 | 0 |  | 122 | 0 |  | 141 | 0 |  | 122 | 0 |  | 141 | 0 |  | 122 | 0 |  | 122 | 0 |  | 141 | 0 |  | 141 | 0 |  | 122 | 0 |  | 141 | 0 |  | 141 | 0 |  | 122 | 0 |  | 122 | 0 |  | 122 | 0 |  | 122 | 0 |  | 122 | 0 |  | 122 | 0 |  | 141 | 0 |  | 122 | 0 |  | 122 | 0 |  | 122 | 0 |  | 122 | 0 |  | 122 | 0 |  | 122 | 0 |  | 122 | 0 |  | 141 | 0 |  | 122 | 0 |  | 122 | 0 |  | 122 | 0 |  | 141 | 0 |  | 122 | 0 |  | 122 | 0 |  | 141 | 0 |  | 122 | 0 |  | 141 | 0 |  | 122 | 0 |  | 122 | 0 |  | 122 | 0 |  | 122 | 0 |  | 122 | 0 |  | 122 | 0 |  | 122 | 0 |  | 141 | 0 |  | 122 | 0 |  | 122 | 0 |  | 122 | 0 |  | 122 | 0 |  | 122 | 0 |  | 122 | 0 |  | 122 | 0 |  | 122 | 0 |  | 141 | 0 |  | 122 | 0 |  | 122 | 0 |  | 122 | 0 |  | 122 | 0 |  | 122 | 0 |  | 122 | 0 |  | 141 | 0
| 225mm Open Cut Development Site |  | 163 | 0 |  | 163 | 0 |  | 163 | 0 |  | 163 | 0 |  | 163 | 0 |  | 163 | 0 |  | 163 | 0 |  | 163 | 0 |  | 163 | 0 |  | 163 | 0 |  | 163 | 0 |  | 183 | 0 |  | 163 | 0 |  | 183 | 0 |  | 163 | 0 |  | 183 | 0 |  | 183 | 0 |  | 183 | 0 |  | 183 | 0 |  | 163 | 0 |  | 183 | 0 |  | 163 | 0 |  | 163 | 0 |  | 163 | 0 |  | 163 | 0 |  | 163 | 0 |  | 163 | 0 |  | 163 | 0 |  | 163 | 0 |  | 163 | 0 |  | 163 | 0 |  | 163 | 0 |  | 163 | 0 |  | 163 | 0 |  | 163 | 0 |  | 163 | 0 |  | 163 | 0 |  | 163 | 0 |  | 163 | 0 |  | 163 | 0 |  | 163 | 0 |  | 163 | 0 |  | 163 | 0 |  | 163 | 0 |  | 163 | 0 |  | 163 | 0 |  | 163 | 0 |  | 183 | 0 |  | 163 | 0 |  | 183 | 0 |  | 163 | 0 |  | 163 | 0 |  | 183 | 0 |  | 183 | 0 |  | 163 | 0 |  | 183 | 0 |  | 183 | 0 |  | 163 | 0 |  | 163 | 0 |  | 163 | 0 |  | 163 | 0 |  | 163 | 0 |  | 163 | 0 |  | 183 | 0 |  | 163 | 0 |  | 163 | 0 |  | 163 | 0 |  | 163 | 0 |  | 163 | 0 |  | 163 | 0 |  | 163 | 0 |  | 183 | 0 |  | 163 | 0 |  | 163 | 0 |  | 163 | 0 |  | 183 | 0 |  | 163 | 0 |  | 163 | 0 |  | 183 | 0 |  | 163 | 0 |  | 183 | 0 |  | 163 | 0 |  | 163 | 0 |  | 163 | 0 |  | 163 | 0 |  | 163 | 0 |  | 163 | 0 |  | 163 | 0 |  | 183 | 0 |  | 163 | 0 |  | 163 | 0 |  | 163 | 0 |  | 163 | 0 |  | 163 | 0 |  | 163 | 0 |  | 163 | 0 |  | 163 | 0 |  | 183 | 0 |  | 163 | 0 |  | 163 | 0 |  | 163 | 0 |  | 163 | 0 |  | 163 | 0 |  | 163 | 0 |  | 183 | 0
| 63mm Open Cut Unmade/Verge |  | 54 | 0 |  | 54 | 0 |  | 54 | 0 |  | 54 | 0 |  | 54 | 0 |  | 54 | 0 |  | 54 | 0 |  | 54 | 0 |  | 54 | 0 |  | 54 | 0 |  | 54 | 0 |  | 70 | 0 |  | 54 | 0 |  | 70 | 0 |  | 54 | 0 |  | 70 | 0 |  | 70 | 0 |  | 70 | 0 |  | 70 | 0 |  | 54 | 0 |  | 70 | 0 |  | 54 | 0 |  | 54 | 0 |  | 54 | 0 |  | 54 | 0 |  | 54 | 0 |  | 54 | 0 |  | 54 | 0 |  | 54 | 0 |  | 54 | 0 |  | 54 | 0 |  | 54 | 0 |  | 54 | 0 |  | 54 | 0 |  | 54 | 0 |  | 54 | 0 |  | 54 | 0 |  | 54 | 0 |  | 54 | 0 |  | 54 | 0 |  | 54 | 0 |  | 54 | 0 |  | 54 | 0 |  | 54 | 0 |  | 54 | 0 |  | 54 | 0 |  | 54 | 0 |  | 70 | 0 |  | 54 | 0 |  | 70 | 0 |  | 54 | 0 |  | 54 | 0 |  | 70 | 0 |  | 70 | 0 |  | 54 | 0 |  | 70 | 0 |  | 70 | 0 |  | 54 | 0 |  | 54 | 0 |  | 54 | 0 |  | 54 | 0 |  | 54 | 0 |  | 54 | 0 |  | 70 | 0 |  | 54 | 0 |  | 54 | 0 |  | 54 | 0 |  | 54 | 0 |  | 54 | 0 |  | 54 | 0 |  | 54 | 0 |  | 70 | 0 |  | 54 | 0 |  | 54 | 0 |  | 54 | 0 |  | 70 | 0 |  | 54 | 0 |  | 54 | 0 |  | 70 | 0 |  | 54 | 0 |  | 70 | 0 |  | 54 | 0 |  | 54 | 0 |  | 54 | 0 |  | 54 | 0 |  | 54 | 0 |  | 54 | 0 |  | 54 | 0 |  | 70 | 0 |  | 54 | 0 |  | 54 | 0 |  | 54 | 0 |  | 54 | 0 |  | 54 | 0 |  | 54 | 0 |  | 54 | 0 |  | 54 | 0 |  | 70 | 0 |  | 54 | 0 |  | 54 | 0 |  | 54 | 0 |  | 54 | 0 |  | 54 | 0 |  | 54 | 0 |  | 70 | 0
| 90mm Open Cut Unmade/Verge |  | 54 | 0 |  | 54 | 0 |  | 54 | 0 |  | 54 | 0 | 3 | 54 | 162 |  | 54 | 0 |  | 54 | 0 | 5 | 54 | 270 |  | 54 | 0 |  | 54 | 0 |  | 54 | 0 |  | 70 | 0 |  | 54 | 0 |  | 70 | 0 |  | 54 | 0 |  | 70 | 0 | 1 | 70 | 70 |  | 70 | 0 |  | 70 | 0 |  | 54 | 0 |  | 70 | 0 |  | 54 | 0 |  | 54 | 0 |  | 54 | 0 |  | 54 | 0 |  | 54 | 0 |  | 54 | 0 |  | 54 | 0 |  | 54 | 0 |  | 54 | 0 |  | 54 | 0 |  | 54 | 0 |  | 54 | 0 |  | 54 | 0 |  | 54 | 0 |  | 54 | 0 |  | 54 | 0 |  | 54 | 0 |  | 54 | 0 |  | 54 | 0 |  | 54 | 0 |  | 54 | 0 |  | 54 | 0 |  | 54 | 0 |  | 54 | 0 |  | 54 | 0 |  | 54 | 0 |  | 70 | 0 |  | 54 | 0 |  | 70 | 0 |  | 54 | 0 |  | 54 | 0 |  | 70 | 0 |  | 70 | 0 |  | 54 | 0 |  | 70 | 0 |  | 70 | 0 |  | 54 | 0 |  | 54 | 0 |  | 54 | 0 |  | 54 | 0 |  | 54 | 0 |  | 54 | 0 |  | 70 | 0 |  | 54 | 0 |  | 54 | 0 |  | 54 | 0 |  | 54 | 0 |  | 54 | 0 |  | 54 | 0 |  | 54 | 0 |  | 70 | 0 |  | 54 | 0 |  | 54 | 0 |  | 54 | 0 |  | 70 | 0 |  | 54 | 0 |  | 54 | 0 |  | 70 | 0 |  | 54 | 0 |  | 70 | 0 |  | 54 | 0 |  | 54 | 0 |  | 54 | 0 |  | 54 | 0 |  | 54 | 0 |  | 54 | 0 |  | 54 | 0 |  | 70 | 0 |  | 54 | 0 |  | 54 | 0 |  | 54 | 0 |  | 54 | 0 |  | 54 | 0 |  | 54 | 0 |  | 54 | 0 |  | 54 | 0 |  | 70 | 0 |  | 54 | 0 |  | 54 | 0 |  | 54 | 0 |  | 54 | 0 |  | 54 | 0 |  | 54 | 0 |  | 70 | 0
| 125mm Open Cut Unmade/Verge |  | 59 | 0 |  | 59 | 0 |  | 59 | 0 |  | 59 | 0 |  | 59 | 0 |  | 59 | 0 |  | 59 | 0 |  | 59 | 0 |  | 59 | 0 |  | 59 | 0 |  | 59 | 0 | 4 | 78 | 312 |  | 59 | 0 |  | 78 | 0 |  | 59 | 0 |  | 78 | 0 |  | 78 | 0 |  | 78 | 0 |  | 78 | 0 |  | 59 | 0 | 2 | 78 | 156 |  | 59 | 0 |  | 59 | 0 |  | 59 | 0 |  | 59 | 0 |  | 59 | 0 |  | 59 | 0 |  | 59 | 0 |  | 59 | 0 |  | 59 | 0 |  | 59 | 0 |  | 59 | 0 |  | 59 | 0 |  | 59 | 0 |  | 59 | 0 |  | 59 | 0 |  | 59 | 0 |  | 59 | 0 |  | 59 | 0 |  | 59 | 0 |  | 59 | 0 |  | 59 | 0 |  | 59 | 0 |  | 59 | 0 |  | 59 | 0 |  | 59 | 0 |  | 59 | 0 |  | 78 | 0 |  | 59 | 0 |  | 78 | 0 |  | 59 | 0 |  | 59 | 0 |  | 78 | 0 |  | 78 | 0 |  | 59 | 0 |  | 78 | 0 |  | 78 | 0 |  | 59 | 0 |  | 59 | 0 |  | 59 | 0 |  | 59 | 0 |  | 59 | 0 |  | 59 | 0 |  | 78 | 0 |  | 59 | 0 |  | 59 | 0 |  | 59 | 0 |  | 59 | 0 |  | 59 | 0 |  | 59 | 0 |  | 59 | 0 |  | 78 | 0 |  | 59 | 0 |  | 59 | 0 |  | 59 | 0 |  | 78 | 0 |  | 59 | 0 |  | 59 | 0 |  | 78 | 0 |  | 59 | 0 |  | 78 | 0 |  | 59 | 0 |  | 59 | 0 |  | 59 | 0 |  | 59 | 0 |  | 59 | 0 |  | 59 | 0 |  | 59 | 0 |  | 78 | 0 |  | 59 | 0 |  | 59 | 0 |  | 59 | 0 |  | 59 | 0 |  | 59 | 0 |  | 59 | 0 |  | 59 | 0 |  | 59 | 0 |  | 78 | 0 |  | 59 | 0 |  | 59 | 0 |  | 59 | 0 |  | 59 | 0 |  | 59 | 0 |  | 59 | 0 |  | 78 | 0
| 180mm Open Cut Unmade/Verge |  | 84 | 0 |  | 84 | 0 |  | 84 | 0 |  | 84 | 0 |  | 84 | 0 |  | 84 | 0 |  | 84 | 0 |  | 84 | 0 |  | 84 | 0 |  | 84 | 0 | 1 | 84 | 84 |  | 102 | 0 |  | 84 | 0 |  | 102 | 0 |  | 84 | 0 |  | 102 | 0 |  | 102 | 0 |  | 102 | 0 |  | 102 | 0 |  | 84 | 0 |  | 102 | 0 |  | 84 | 0 |  | 84 | 0 |  | 84 | 0 |  | 84 | 0 |  | 84 | 0 |  | 84 | 0 |  | 84 | 0 |  | 84 | 0 |  | 84 | 0 |  | 84 | 0 |  | 84 | 0 |  | 84 | 0 |  | 84 | 0 |  | 84 | 0 |  | 84 | 0 |  | 84 | 0 |  | 84 | 0 |  | 84 | 0 |  | 84 | 0 |  | 84 | 0 |  | 84 | 0 |  | 84 | 0 |  | 84 | 0 |  | 84 | 0 |  | 84 | 0 |  | 84 | 0 |  | 102 | 0 |  | 84 | 0 |  | 102 | 0 |  | 84 | 0 |  | 84 | 0 |  | 102 | 0 |  | 102 | 0 |  | 84 | 0 |  | 102 | 0 |  | 102 | 0 |  | 84 | 0 |  | 84 | 0 |  | 84 | 0 |  | 84 | 0 |  | 84 | 0 |  | 84 | 0 |  | 102 | 0 |  | 84 | 0 |  | 84 | 0 |  | 84 | 0 |  | 84 | 0 |  | 84 | 0 |  | 84 | 0 |  | 84 | 0 |  | 102 | 0 |  | 84 | 0 |  | 84 | 0 |  | 84 | 0 |  | 102 | 0 |  | 84 | 0 |  | 84 | 0 |  | 102 | 0 |  | 84 | 0 |  | 102 | 0 |  | 84 | 0 |  | 84 | 0 |  | 84 | 0 |  | 84 | 0 |  | 84 | 0 |  | 84 | 0 |  | 84 | 0 |  | 102 | 0 |  | 84 | 0 |  | 84 | 0 |  | 84 | 0 |  | 84 | 0 |  | 84 | 0 |  | 84 | 0 |  | 84 | 0 |  | 84 | 0 |  | 102 | 0 |  | 84 | 0 |  | 84 | 0 |  | 84 | 0 |  | 84 | 0 |  | 84 | 0 |  | 84 | 0 |  | 102 | 0
| 225mm Open Cut Unmade/Verge |  | 124 | 0 |  | 124 | 0 |  | 124 | 0 |  | 124 | 0 |  | 124 | 0 |  | 124 | 0 |  | 124 | 0 |  | 124 | 0 |  | 124 | 0 |  | 124 | 0 |  | 124 | 0 |  | 144 | 0 |  | 124 | 0 |  | 144 | 0 |  | 124 | 0 |  | 144 | 0 |  | 144 | 0 |  | 144 | 0 |  | 144 | 0 |  | 124 | 0 |  | 144 | 0 |  | 124 | 0 |  | 124 | 0 |  | 124 | 0 |  | 124 | 0 |  | 124 | 0 |  | 124 | 0 |  | 124 | 0 |  | 124 | 0 |  | 124 | 0 |  | 124 | 0 |  | 124 | 0 |  | 124 | 0 |  | 124 | 0 |  | 124 | 0 |  | 124 | 0 |  | 124 | 0 |  | 124 | 0 |  | 124 | 0 |  | 124 | 0 |  | 124 | 0 |  | 124 | 0 |  | 124 | 0 |  | 124 | 0 |  | 124 | 0 |  | 124 | 0 |  | 124 | 0 |  | 144 | 0 |  | 124 | 0 |  | 144 | 0 |  | 124 | 0 |  | 124 | 0 |  | 144 | 0 |  | 144 | 0 |  | 124 | 0 |  | 144 | 0 |  | 144 | 0 |  | 124 | 0 |  | 124 | 0 |  | 124 | 0 |  | 124 | 0 |  | 124 | 0 |  | 124 | 0 |  | 144 | 0 |  | 124 | 0 |  | 124 | 0 |  | 124 | 0 |  | 124 | 0 |  | 124 | 0 |  | 124 | 0 |  | 124 | 0 |  | 144 | 0 |  | 124 | 0 |  | 124 | 0 |  | 124 | 0 |  | 144 | 0 |  | 124 | 0 |  | 124 | 0 |  | 144 | 0 |  | 124 | 0 |  | 144 | 0 |  | 124 | 0 |  | 124 | 0 |  | 124 | 0 |  | 124 | 0 |  | 124 | 0 |  | 124 | 0 |  | 124 | 0 |  | 144 | 0 |  | 124 | 0 |  | 124 | 0 |  | 124 | 0 |  | 124 | 0 |  | 124 | 0 |  | 124 | 0 |  | 124 | 0 |  | 124 | 0 |  | 144 | 0 |  | 124 | 0 |  | 124 | 0 |  | 124 | 0 |  | 124 | 0 |  | 124 | 0 |  | 124 | 0 |  | 144 | 0
| 63mm Open Cut Footpath |  | 118 | 0 |  | 118 | 0 |  | 118 | 0 |  | 118 | 0 |  | 118 | 0 |  | 118 | 0 |  | 118 | 0 |  | 118 | 0 |  | 118 | 0 |  | 118 | 0 |  | 118 | 0 |  | 135 | 0 |  | 118 | 0 |  | 135 | 0 |  | 118 | 0 |  | 135 | 0 |  | 135 | 0 |  | 135 | 0 |  | 135 | 0 |  | 118 | 0 |  | 135 | 0 |  | 118 | 0 |  | 118 | 0 |  | 118 | 0 |  | 118 | 0 |  | 118 | 0 |  | 118 | 0 |  | 118 | 0 |  | 118 | 0 |  | 118 | 0 |  | 118 | 0 |  | 118 | 0 |  | 118 | 0 |  | 118 | 0 |  | 118 | 0 |  | 118 | 0 |  | 118 | 0 |  | 118 | 0 |  | 118 | 0 |  | 118 | 0 |  | 118 | 0 |  | 118 | 0 |  | 118 | 0 |  | 118 | 0 |  | 118 | 0 |  | 118 | 0 |  | 118 | 0 |  | 135 | 0 |  | 118 | 0 |  | 135 | 0 |  | 118 | 0 |  | 118 | 0 |  | 135 | 0 |  | 135 | 0 |  | 118 | 0 |  | 135 | 0 |  | 135 | 0 |  | 118 | 0 |  | 118 | 0 |  | 118 | 0 |  | 118 | 0 |  | 118 | 0 |  | 118 | 0 |  | 135 | 0 |  | 118 | 0 |  | 118 | 0 |  | 118 | 0 |  | 118 | 0 |  | 118 | 0 |  | 118 | 0 |  | 118 | 0 |  | 135 | 0 |  | 118 | 0 |  | 118 | 0 |  | 118 | 0 |  | 135 | 0 |  | 118 | 0 |  | 118 | 0 |  | 135 | 0 |  | 118 | 0 |  | 135 | 0 |  | 118 | 0 |  | 118 | 0 |  | 118 | 0 |  | 118 | 0 |  | 118 | 0 |  | 118 | 0 |  | 118 | 0 |  | 135 | 0 |  | 118 | 0 |  | 118 | 0 |  | 118 | 0 |  | 118 | 0 |  | 118 | 0 |  | 118 | 0 |  | 118 | 0 |  | 118 | 0 |  | 135 | 0 |  | 118 | 0 |  | 118 | 0 |  | 118 | 0 |  | 118 | 0 |  | 118 | 0 |  | 118 | 0 |  | 135 | 0
| 90mm Open Cut Footpath |  | 118 | 0 |  | 118 | 0 |  | 118 | 0 |  | 118 | 0 | 2 | 118 | 236 |  | 118 | 0 |  | 118 | 0 | 27 | 118 | 3186 |  | 118 | 0 | 4 | 118 | 472 |  | 118 | 0 |  | 135 | 0 |  | 118 | 0 |  | 135 | 0 | 7 | 118 | 826 |  | 135 | 0 | 10 | 135 | 1350 |  | 135 | 0 |  | 135 | 0 | 5 | 118 | 590 |  | 135 | 0 |  | 118 | 0 |  | 118 | 0 |  | 118 | 0 |  | 118 | 0 |  | 118 | 0 |  | 118 | 0 |  | 118 | 0 |  | 118 | 0 |  | 118 | 0 |  | 118 | 0 |  | 118 | 0 |  | 118 | 0 |  | 118 | 0 |  | 118 | 0 |  | 118 | 0 |  | 118 | 0 |  | 118 | 0 |  | 118 | 0 |  | 118 | 0 |  | 118 | 0 |  | 118 | 0 |  | 118 | 0 |  | 118 | 0 |  | 118 | 0 |  | 118 | 0 |  | 118 | 0 |  | 135 | 0 |  | 118 | 0 |  | 135 | 0 |  | 118 | 0 |  | 118 | 0 |  | 135 | 0 |  | 135 | 0 |  | 118 | 0 |  | 135 | 0 |  | 135 | 0 |  | 118 | 0 |  | 118 | 0 |  | 118 | 0 |  | 118 | 0 |  | 118 | 0 |  | 118 | 0 |  | 135 | 0 |  | 118 | 0 |  | 118 | 0 |  | 118 | 0 |  | 118 | 0 |  | 118 | 0 |  | 118 | 0 |  | 118 | 0 |  | 135 | 0 |  | 118 | 0 |  | 118 | 0 |  | 118 | 0 |  | 135 | 0 |  | 118 | 0 |  | 118 | 0 |  | 135 | 0 |  | 118 | 0 |  | 135 | 0 |  | 118 | 0 |  | 118 | 0 |  | 118 | 0 |  | 118 | 0 |  | 118 | 0 |  | 118 | 0 |  | 118 | 0 |  | 135 | 0 |  | 118 | 0 |  | 118 | 0 |  | 118 | 0 |  | 118 | 0 |  | 118 | 0 |  | 118 | 0 |  | 118 | 0 |  | 118 | 0 |  | 135 | 0 |  | 118 | 0 |  | 118 | 0 |  | 118 | 0 |  | 118 | 0 |  | 118 | 0 |  | 118 | 0 |  | 135 | 0
| 125mm Open Cut Footpath |  | 123 | 0 | 2 | 123 | 246 |  | 123 | 0 |  | 123 | 0 |  | 123 | 0 |  | 123 | 0 |  | 123 | 0 |  | 123 | 0 |  | 123 | 0 |  | 123 | 0 |  | 123 | 0 |  | 143 | 0 | 2 | 123 | 246 |  | 143 | 0 |  | 123 | 0 |  | 143 | 0 |  | 143 | 0 |  | 143 | 0 |  | 143 | 0 |  | 123 | 0 | 3 | 143 | 429 |  | 123 | 0 |  | 123 | 0 |  | 123 | 0 |  | 123 | 0 |  | 123 | 0 |  | 123 | 0 |  | 123 | 0 |  | 123 | 0 |  | 123 | 0 |  | 123 | 0 |  | 123 | 0 |  | 123 | 0 |  | 123 | 0 |  | 123 | 0 |  | 123 | 0 |  | 123 | 0 |  | 123 | 0 |  | 123 | 0 |  | 123 | 0 |  | 123 | 0 |  | 123 | 0 |  | 123 | 0 |  | 123 | 0 |  | 123 | 0 |  | 123 | 0 |  | 123 | 0 |  | 143 | 0 |  | 123 | 0 |  | 143 | 0 |  | 123 | 0 |  | 123 | 0 |  | 143 | 0 |  | 143 | 0 |  | 123 | 0 |  | 143 | 0 |  | 143 | 0 |  | 123 | 0 |  | 123 | 0 |  | 123 | 0 |  | 123 | 0 |  | 123 | 0 |  | 123 | 0 |  | 143 | 0 |  | 123 | 0 |  | 123 | 0 |  | 123 | 0 |  | 123 | 0 |  | 123 | 0 |  | 123 | 0 |  | 123 | 0 |  | 143 | 0 |  | 123 | 0 |  | 123 | 0 |  | 123 | 0 |  | 143 | 0 |  | 123 | 0 |  | 123 | 0 |  | 143 | 0 |  | 123 | 0 |  | 143 | 0 |  | 123 | 0 |  | 123 | 0 |  | 123 | 0 |  | 123 | 0 |  | 123 | 0 |  | 123 | 0 |  | 123 | 0 |  | 143 | 0 |  | 123 | 0 |  | 123 | 0 |  | 123 | 0 |  | 123 | 0 |  | 123 | 0 |  | 123 | 0 |  | 123 | 0 |  | 123 | 0 |  | 143 | 0 |  | 123 | 0 |  | 123 | 0 |  | 123 | 0 |  | 123 | 0 |  | 123 | 0 |  | 123 | 0 |  | 143 | 0
| 180mm Open Cut Footpath |  | 164 | 0 |  | 164 | 0 |  | 164 | 0 |  | 164 | 0 |  | 164 | 0 |  | 164 | 0 |  | 164 | 0 |  | 164 | 0 | 2 | 164 | 328 |  | 164 | 0 |  | 164 | 0 |  | 183 | 0 |  | 164 | 0 | 8 | 183 | 1464 |  | 164 | 0 |  | 183 | 0 |  | 183 | 0 | 14 | 183 | 2562 |  | 183 | 0 |  | 164 | 0 |  | 183 | 0 |  | 164 | 0 |  | 164 | 0 |  | 164 | 0 |  | 164 | 0 |  | 164 | 0 |  | 164 | 0 |  | 164 | 0 |  | 164 | 0 |  | 164 | 0 |  | 164 | 0 |  | 164 | 0 |  | 164 | 0 |  | 164 | 0 |  | 164 | 0 |  | 164 | 0 |  | 164 | 0 |  | 164 | 0 |  | 164 | 0 |  | 164 | 0 |  | 164 | 0 |  | 164 | 0 |  | 164 | 0 |  | 164 | 0 |  | 164 | 0 |  | 164 | 0 |  | 164 | 0 |  | 183 | 0 |  | 164 | 0 |  | 183 | 0 |  | 164 | 0 |  | 164 | 0 |  | 183 | 0 |  | 183 | 0 |  | 164 | 0 |  | 183 | 0 |  | 183 | 0 |  | 164 | 0 |  | 164 | 0 |  | 164 | 0 |  | 164 | 0 |  | 164 | 0 |  | 164 | 0 |  | 183 | 0 |  | 164 | 0 |  | 164 | 0 |  | 164 | 0 |  | 164 | 0 |  | 164 | 0 |  | 164 | 0 |  | 164 | 0 |  | 183 | 0 |  | 164 | 0 |  | 164 | 0 |  | 164 | 0 |  | 183 | 0 |  | 164 | 0 |  | 164 | 0 |  | 183 | 0 |  | 164 | 0 |  | 183 | 0 |  | 164 | 0 |  | 164 | 0 |  | 164 | 0 |  | 164 | 0 |  | 164 | 0 |  | 164 | 0 |  | 164 | 0 |  | 183 | 0 |  | 164 | 0 |  | 164 | 0 |  | 164 | 0 |  | 164 | 0 |  | 164 | 0 |  | 164 | 0 |  | 164 | 0 |  | 164 | 0 |  | 183 | 0 |  | 164 | 0 |  | 164 | 0 |  | 164 | 0 |  | 164 | 0 |  | 164 | 0 |  | 164 | 0 |  | 183 | 0
| 225mm Open Cut Footpath |  | 205 | 0 |  | 205 | 0 |  | 205 | 0 |  | 205 | 0 |  | 205 | 0 |  | 205 | 0 |  | 205 | 0 |  | 205 | 0 |  | 205 | 0 |  | 205 | 0 |  | 205 | 0 |  | 225 | 0 |  | 205 | 0 |  | 225 | 0 |  | 205 | 0 |  | 225 | 0 |  | 225 | 0 |  | 225 | 0 |  | 225 | 0 |  | 205 | 0 |  | 225 | 0 |  | 205 | 0 |  | 205 | 0 |  | 205 | 0 |  | 205 | 0 |  | 205 | 0 |  | 205 | 0 |  | 205 | 0 |  | 205 | 0 |  | 205 | 0 |  | 205 | 0 |  | 205 | 0 |  | 205 | 0 |  | 205 | 0 |  | 205 | 0 |  | 205 | 0 |  | 205 | 0 |  | 205 | 0 |  | 205 | 0 |  | 205 | 0 |  | 205 | 0 |  | 205 | 0 |  | 205 | 0 |  | 205 | 0 |  | 205 | 0 |  | 205 | 0 |  | 205 | 0 |  | 225 | 0 |  | 205 | 0 |  | 225 | 0 |  | 205 | 0 |  | 205 | 0 |  | 225 | 0 |  | 225 | 0 |  | 205 | 0 |  | 225 | 0 |  | 225 | 0 |  | 205 | 0 |  | 205 | 0 |  | 205 | 0 |  | 205 | 0 |  | 205 | 0 |  | 205 | 0 |  | 225 | 0 |  | 205 | 0 |  | 205 | 0 |  | 205 | 0 |  | 205 | 0 |  | 205 | 0 |  | 205 | 0 |  | 205 | 0 |  | 225 | 0 |  | 205 | 0 |  | 205 | 0 |  | 205 | 0 |  | 225 | 0 |  | 205 | 0 |  | 205 | 0 |  | 225 | 0 |  | 205 | 0 |  | 225 | 0 |  | 205 | 0 |  | 205 | 0 |  | 205 | 0 |  | 205 | 0 |  | 205 | 0 |  | 205 | 0 |  | 205 | 0 |  | 225 | 0 |  | 205 | 0 |  | 205 | 0 |  | 205 | 0 |  | 205 | 0 |  | 205 | 0 |  | 205 | 0 |  | 205 | 0 |  | 205 | 0 |  | 225 | 0 |  | 205 | 0 |  | 205 | 0 |  | 205 | 0 |  | 205 | 0 |  | 205 | 0 |  | 205 | 0 |  | 225 | 0
| 63mm Open Cut Road |  | 262 | 0 |  | 262 | 0 |  | 262 | 0 |  | 262 | 0 |  | 262 | 0 |  | 262 | 0 |  | 262 | 0 |  | 262 | 0 |  | 262 | 0 |  | 262 | 0 |  | 262 | 0 |  | 183 | 0 |  | 262 | 0 |  | 183 | 0 |  | 262 | 0 |  | 183 | 0 |  | 183 | 0 |  | 183 | 0 |  | 183 | 0 |  | 262 | 0 |  | 183 | 0 |  | 262 | 0 |  | 262 | 0 |  | 262 | 0 |  | 262 | 0 |  | 262 | 0 |  | 262 | 0 |  | 262 | 0 |  | 262 | 0 |  | 262 | 0 |  | 262 | 0 |  | 262 | 0 |  | 262 | 0 |  | 262 | 0 |  | 262 | 0 |  | 262 | 0 |  | 262 | 0 |  | 262 | 0 |  | 262 | 0 |  | 262 | 0 |  | 262 | 0 |  | 262 | 0 |  | 262 | 0 |  | 262 | 0 |  | 262 | 0 |  | 262 | 0 |  | 262 | 0 |  | 183 | 0 |  | 262 | 0 |  | 183 | 0 |  | 262 | 0 |  | 262 | 0 |  | 183 | 0 |  | 183 | 0 |  | 262 | 0 |  | 183 | 0 |  | 183 | 0 |  | 262 | 0 |  | 262 | 0 |  | 262 | 0 |  | 262 | 0 |  | 262 | 0 |  | 262 | 0 |  | 183 | 0 |  | 262 | 0 |  | 262 | 0 |  | 262 | 0 |  | 262 | 0 |  | 262 | 0 |  | 262 | 0 |  | 262 | 0 |  | 183 | 0 |  | 262 | 0 |  | 262 | 0 |  | 262 | 0 |  | 183 | 0 |  | 262 | 0 |  | 262 | 0 |  | 183 | 0 |  | 262 | 0 |  | 183 | 0 |  | 262 | 0 |  | 262 | 0 |  | 262 | 0 |  | 262 | 0 |  | 262 | 0 |  | 262 | 0 |  | 262 | 0 |  | 183 | 0 |  | 262 | 0 |  | 262 | 0 |  | 262 | 0 |  | 262 | 0 |  | 262 | 0 |  | 262 | 0 |  | 262 | 0 |  | 262 | 0 |  | 183 | 0 |  | 262 | 0 |  | 262 | 0 |  | 262 | 0 |  | 262 | 0 |  | 262 | 0 |  | 262 | 0 |  | 183 | 0
| 90mm Open Cut Road |  | 262 | 0 |  | 262 | 0 |  | 262 | 0 |  | 262 | 0 | 7 | 262 | 1834 | 6 | 262 | 1572 |  | 262 | 0 | 7 | 262 | 1834 |  | 262 | 0 | 28 | 262 | 7336 |  | 262 | 0 |  | 183 | 0 |  | 262 | 0 |  | 183 | 0 | 1 | 262 | 262 |  | 183 | 0 | 7 | 183 | 1281 |  | 183 | 0 |  | 183 | 0 |  | 262 | 0 |  | 183 | 0 |  | 262 | 0 |  | 262 | 0 |  | 262 | 0 |  | 262 | 0 |  | 262 | 0 |  | 262 | 0 |  | 262 | 0 |  | 262 | 0 |  | 262 | 0 |  | 262 | 0 |  | 262 | 0 |  | 262 | 0 |  | 262 | 0 |  | 262 | 0 |  | 262 | 0 |  | 262 | 0 |  | 262 | 0 |  | 262 | 0 |  | 262 | 0 |  | 262 | 0 |  | 262 | 0 |  | 262 | 0 |  | 262 | 0 |  | 262 | 0 |  | 262 | 0 |  | 262 | 0 |  | 183 | 0 |  | 262 | 0 |  | 183 | 0 |  | 262 | 0 |  | 262 | 0 |  | 183 | 0 |  | 183 | 0 |  | 262 | 0 |  | 183 | 0 |  | 183 | 0 |  | 262 | 0 |  | 262 | 0 |  | 262 | 0 |  | 262 | 0 |  | 262 | 0 |  | 262 | 0 |  | 183 | 0 |  | 262 | 0 |  | 262 | 0 |  | 262 | 0 |  | 262 | 0 |  | 262 | 0 |  | 262 | 0 |  | 262 | 0 |  | 183 | 0 |  | 262 | 0 |  | 262 | 0 |  | 262 | 0 |  | 183 | 0 |  | 262 | 0 |  | 262 | 0 |  | 183 | 0 |  | 262 | 0 |  | 183 | 0 |  | 262 | 0 |  | 262 | 0 |  | 262 | 0 |  | 262 | 0 |  | 262 | 0 |  | 262 | 0 |  | 262 | 0 |  | 183 | 0 |  | 262 | 0 |  | 262 | 0 |  | 262 | 0 |  | 262 | 0 |  | 262 | 0 |  | 262 | 0 |  | 262 | 0 |  | 262 | 0 |  | 183 | 0 |  | 262 | 0 |  | 262 | 0 |  | 262 | 0 |  | 262 | 0 |  | 262 | 0 |  | 262 | 0 |  | 183 | 0
| 125mm Open Cut Road |  | 267 | 0 | 8 | 267 | 2136 |  | 267 | 0 |  | 267 | 0 |  | 267 | 0 |  | 267 | 0 | 140 | 267 | 37380 |  | 267 | 0 |  | 267 | 0 |  | 267 | 0 |  | 267 | 0 | 2 | 191 | 382 | 15 | 267 | 4005 | 2 | 191 | 382 |  | 267 | 0 |  | 191 | 0 |  | 191 | 0 |  | 191 | 0 |  | 191 | 0 |  | 267 | 0 | 7 | 191 | 1337 |  | 267 | 0 |  | 267 | 0 |  | 267 | 0 |  | 267 | 0 |  | 267 | 0 |  | 267 | 0 |  | 267 | 0 |  | 267 | 0 |  | 267 | 0 |  | 267 | 0 |  | 267 | 0 |  | 267 | 0 |  | 267 | 0 |  | 267 | 0 |  | 267 | 0 |  | 267 | 0 |  | 267 | 0 |  | 267 | 0 |  | 267 | 0 |  | 267 | 0 |  | 267 | 0 |  | 267 | 0 |  | 267 | 0 |  | 267 | 0 |  | 267 | 0 |  | 267 | 0 |  | 191 | 0 |  | 267 | 0 |  | 191 | 0 |  | 267 | 0 |  | 267 | 0 |  | 191 | 0 |  | 191 | 0 |  | 267 | 0 |  | 191 | 0 |  | 191 | 0 |  | 267 | 0 |  | 267 | 0 |  | 267 | 0 |  | 267 | 0 |  | 267 | 0 |  | 267 | 0 |  | 191 | 0 |  | 267 | 0 |  | 267 | 0 |  | 267 | 0 |  | 267 | 0 |  | 267 | 0 |  | 267 | 0 |  | 267 | 0 |  | 191 | 0 |  | 267 | 0 |  | 267 | 0 |  | 267 | 0 |  | 191 | 0 |  | 267 | 0 |  | 267 | 0 |  | 191 | 0 |  | 267 | 0 |  | 191 | 0 |  | 267 | 0 |  | 267 | 0 |  | 267 | 0 |  | 267 | 0 |  | 267 | 0 |  | 267 | 0 |  | 267 | 0 |  | 191 | 0 |  | 267 | 0 |  | 267 | 0 |  | 267 | 0 |  | 267 | 0 |  | 267 | 0 |  | 267 | 0 |  | 267 | 0 |  | 267 | 0 |  | 191 | 0 |  | 267 | 0 |  | 267 | 0 |  | 267 | 0 |  | 267 | 0 |  | 267 | 0 |  | 267 | 0 |  | 191 | 0
| 180mm Open Cut Road |  | 342 | 0 |  | 342 | 0 |  | 342 | 0 | 4 | 342 | 1368 |  | 342 | 0 |  | 342 | 0 |  | 342 | 0 |  | 342 | 0 |  | 342 | 0 |  | 342 | 0 |  | 342 | 0 |  | 241 | 0 |  | 342 | 0 |  | 241 | 0 |  | 342 | 0 |  | 241 | 0 |  | 241 | 0 |  | 241 | 0 |  | 241 | 0 |  | 342 | 0 |  | 241 | 0 |  | 342 | 0 |  | 342 | 0 |  | 342 | 0 |  | 342 | 0 |  | 342 | 0 |  | 342 | 0 |  | 342 | 0 |  | 342 | 0 |  | 342 | 0 |  | 342 | 0 |  | 342 | 0 |  | 342 | 0 |  | 342 | 0 |  | 342 | 0 |  | 342 | 0 |  | 342 | 0 |  | 342 | 0 |  | 342 | 0 |  | 342 | 0 |  | 342 | 0 |  | 342 | 0 |  | 342 | 0 |  | 342 | 0 |  | 342 | 0 |  | 342 | 0 |  | 342 | 0 |  | 241 | 0 |  | 342 | 0 |  | 241 | 0 |  | 342 | 0 |  | 342 | 0 |  | 241 | 0 |  | 241 | 0 |  | 342 | 0 |  | 241 | 0 |  | 241 | 0 |  | 342 | 0 |  | 342 | 0 |  | 342 | 0 |  | 342 | 0 |  | 342 | 0 |  | 342 | 0 |  | 241 | 0 |  | 342 | 0 |  | 342 | 0 |  | 342 | 0 |  | 342 | 0 |  | 342 | 0 |  | 342 | 0 |  | 342 | 0 |  | 241 | 0 |  | 342 | 0 |  | 342 | 0 |  | 342 | 0 |  | 241 | 0 |  | 342 | 0 |  | 342 | 0 |  | 241 | 0 |  | 342 | 0 |  | 241 | 0 |  | 342 | 0 |  | 342 | 0 |  | 342 | 0 |  | 342 | 0 |  | 342 | 0 |  | 342 | 0 |  | 342 | 0 |  | 241 | 0 |  | 342 | 0 |  | 342 | 0 |  | 342 | 0 |  | 342 | 0 |  | 342 | 0 |  | 342 | 0 |  | 342 | 0 |  | 342 | 0 |  | 241 | 0 |  | 342 | 0 |  | 342 | 0 |  | 342 | 0 |  | 342 | 0 |  | 342 | 0 |  | 342 | 0 |  | 241 | 0
| 225mm Open Cut Road |  | 383 | 0 |  | 383 | 0 |  | 383 | 0 |  | 383 | 0 |  | 383 | 0 |  | 383 | 0 |  | 383 | 0 |  | 383 | 0 |  | 383 | 0 |  | 383 | 0 |  | 383 | 0 |  | 283 | 0 |  | 383 | 0 |  | 283 | 0 |  | 383 | 0 |  | 283 | 0 |  | 283 | 0 |  | 283 | 0 |  | 283 | 0 |  | 383 | 0 |  | 283 | 0 |  | 383 | 0 |  | 383 | 0 |  | 383 | 0 |  | 383 | 0 |  | 383 | 0 |  | 383 | 0 |  | 383 | 0 |  | 383 | 0 |  | 383 | 0 |  | 383 | 0 |  | 383 | 0 |  | 383 | 0 |  | 383 | 0 |  | 383 | 0 |  | 383 | 0 |  | 383 | 0 |  | 383 | 0 |  | 383 | 0 |  | 383 | 0 |  | 383 | 0 |  | 383 | 0 |  | 383 | 0 |  | 383 | 0 |  | 383 | 0 |  | 383 | 0 |  | 383 | 0 |  | 283 | 0 |  | 383 | 0 |  | 283 | 0 |  | 383 | 0 |  | 383 | 0 |  | 283 | 0 |  | 283 | 0 |  | 383 | 0 |  | 283 | 0 |  | 283 | 0 |  | 383 | 0 |  | 383 | 0 |  | 383 | 0 |  | 383 | 0 |  | 383 | 0 |  | 383 | 0 |  | 283 | 0 |  | 383 | 0 |  | 383 | 0 |  | 383 | 0 |  | 383 | 0 |  | 383 | 0 |  | 383 | 0 |  | 383 | 0 |  | 283 | 0 |  | 383 | 0 |  | 383 | 0 |  | 383 | 0 |  | 283 | 0 |  | 383 | 0 |  | 383 | 0 |  | 283 | 0 |  | 383 | 0 |  | 283 | 0 |  | 383 | 0 |  | 383 | 0 |  | 383 | 0 |  | 383 | 0 |  | 383 | 0 |  | 383 | 0 |  | 383 | 0 |  | 283 | 0 |  | 383 | 0 |  | 383 | 0 |  | 383 | 0 |  | 383 | 0 |  | 383 | 0 |  | 383 | 0 |  | 383 | 0 |  | 383 | 0 |  | 283 | 0 |  | 383 | 0 |  | 383 | 0 |  | 383 | 0 |  | 383 | 0 |  | 383 | 0 |  | 383 | 0 |  | 283 | 0
No data to be found in charging arrangement | Trial Holes |  |  | 0 |  |  | 0 | 4 |  | 0 |  |  | 0 |  |  | 0 |  |  | 0 |  |  | 0 |  |  | 0 |  |  | 0 |  |  | 0 |  |  | 0 |  |  | 0 |  |  | 0 |  |  | 0 | 2 |  | 0 |  |  | 0 |  |  | 0 | 3 |  | 0 |  |  | 0 | 2 |  | 0 |  |  | 0 |  |  | 0 |  |  | 0 |  |  | 0 |  |  | 0 |  |  | 0 |  |  | 0 |  |  | 0 |  |  | 0 |  |  | 0 |  |  | 0 |  |  | 0 |  |  | 0 |  |  | 0 |  |  | 0 |  |  | 0 |  |  | 0 |  |  | 0 |  |  | 0 |  |  | 0 |  |  | 0 |  |  | 0 |  |  | 0 |  |  | 0 |  |  | 0 |  |  | 0 |  |  | 0 |  |  | 0 |  |  | 0 |  |  | 0 |  |  | 0 |  |  | 0 |  |  | 0 |  |  | 0 |  |  | 0 |  |  | 0 |  |  | 0 |  |  | 0 |  |  | 0 |  |  | 0 |  |  | 0 |  |  | 0 |  |  | 0 |  |  | 0 |  |  | 0 |  |  | 0 |  |  | 0 |  |  | 0 |  |  | 0 |  |  | 0 |  |  | 0 |  |  | 0 |  |  | 0 |  |  | 0 |  |  | 0 |  |  | 0 |  |  | 0 |  |  | 0 |  |  | 0 |  |  | 0 |  |  | 0 |  |  | 0 |  |  | 0 |  |  | 0 |  |  | 0 |  |  | 0 |  |  | 0 |  |  | 0 |  |  | 0 |  |  | 0 |  |  | 0 |  |  | 0 |  |  | 0 |  |  | 0 |  |  | 0 |  |  | 0 |  |  | 0 |  |  | 0 |  |  | 0 |  |  | 0 |  |  | 0 |  |  | 0 |  |  | 0 |  |  | 0 |  |  | 0
| Traffic Management - 2 way lights |  | 255 | 0 | 1 | 255 | 255 |  | 255 | 0 | 1 | 255 | 255 | 1 | 255 | 255 | 1 | 255 | 255 | 1 | 255 | 255 |  | 255 | 0 | 1 | 255 | 255 | 2 | 255 | 510 | 1 | 255 | 255 | 2 | 255 | 510 | 1 | 255 | 255 | 1 | 255 | 255 | 1 | 255 | 255 |  | 255 | 0 | 1 | 255 | 255 | 1 | 255 | 255 |  | 255 | 0 | 1 | 255 | 255 |  | 255 | 0 |  | 255 | 0 |  | 255 | 0 |  | 255 | 0 |  | 255 | 0 |  | 255 | 0 |  | 255 | 0 |  | 255 | 0 |  | 255 | 0 |  | 255 | 0 |  | 255 | 0 |  | 255 | 0 |  | 255 | 0 |  | 255 | 0 |  | 255 | 0 |  | 255 | 0 |  | 255 | 0 |  | 255 | 0 |  | 255 | 0 |  | 255 | 0 |  | 255 | 0 |  | 255 | 0 |  | 255 | 0 |  | 255 | 0 |  | 255 | 0 |  | 255 | 0 |  | 255 | 0 |  | 255 | 0 |  | 255 | 0 |  | 255 | 0 |  | 255 | 0 |  | 255 | 0 |  | 255 | 0 |  | 255 | 0 |  | 255 | 0 |  | 255 | 0 |  | 255 | 0 |  | 255 | 0 |  | 255 | 0 |  | 255 | 0 |  | 255 | 0 |  | 255 | 0 |  | 255 | 0 |  | 255 | 0 |  | 255 | 0 |  | 255 | 0 |  | 255 | 0 |  | 255 | 0 |  | 255 | 0 |  | 255 | 0 |  | 255 | 0 |  | 255 | 0 |  | 255 | 0 |  | 255 | 0 |  | 255 | 0 |  | 255 | 0 |  | 255 | 0 |  | 255 | 0 |  | 255 | 0 |  | 255 | 0 |  | 255 | 0 |  | 255 | 0 |  | 255 | 0 |  | 255 | 0 |  | 255 | 0 |  | 255 | 0 |  | 255 | 0 |  | 255 | 0 |  | 255 | 0 |  | 255 | 0 |  | 255 | 0 |  | 255 | 0 |  | 255 | 0 |  | 255 | 0 |  | 255 | 0 |  | 255 | 0 |  | 255 | 0 |  | 255 | 0 |  | 255 | 0 |  | 255 | 0 |  | 255 | 0 |  | 255 | 0 |  | 255 | 0 |  | 255 | 0 |  | 255 | 0
| Traffic Management - 3 way lights |  | 528 | 0 |  | 528 | 0 |  | 528 | 0 |  | 528 | 0 |  | 528 | 0 |  | 528 | 0 | 1 | 528 | 528 |  | 528 | 0 |  | 528 | 0 |  | 528 | 0 |  | 528 | 0 |  | 528 | 0 |  | 528 | 0 |  | 528 | 0 |  | 528 | 0 |  | 528 | 0 |  | 528 | 0 |  | 528 | 0 |  | 528 | 0 |  | 528 | 0 |  | 528 | 0 |  | 528 | 0 |  | 528 | 0 |  | 528 | 0 |  | 528 | 0 |  | 528 | 0 |  | 528 | 0 |  | 528 | 0 |  | 528 | 0 |  | 528 | 0 |  | 528 | 0 |  | 528 | 0 |  | 528 | 0 |  | 528 | 0 |  | 528 | 0 |  | 528 | 0 |  | 528 | 0 |  | 528 | 0 |  | 528 | 0 |  | 528 | 0 |  | 528 | 0 |  | 528 | 0 |  | 528 | 0 |  | 528 | 0 |  | 528 | 0 |  | 528 | 0 |  | 528 | 0 |  | 528 | 0 |  | 528 | 0 |  | 528 | 0 |  | 528 | 0 |  | 528 | 0 |  | 528 | 0 |  | 528 | 0 |  | 528 | 0 |  | 528 | 0 |  | 528 | 0 |  | 528 | 0 |  | 528 | 0 |  | 528 | 0 |  | 528 | 0 |  | 528 | 0 |  | 528 | 0 |  | 528 | 0 |  | 528 | 0 |  | 528 | 0 |  | 528 | 0 |  | 528 | 0 |  | 528 | 0 |  | 528 | 0 |  | 528 | 0 |  | 528 | 0 |  | 528 | 0 |  | 528 | 0 |  | 528 | 0 |  | 528 | 0 |  | 528 | 0 |  | 528 | 0 |  | 528 | 0 |  | 528 | 0 |  | 528 | 0 |  | 528 | 0 |  | 528 | 0 |  | 528 | 0 |  | 528 | 0 |  | 528 | 0 |  | 528 | 0 |  | 528 | 0 |  | 528 | 0 |  | 528 | 0 |  | 528 | 0 |  | 528 | 0 |  | 528 | 0 |  | 528 | 0 |  | 528 | 0 |  | 528 | 0 |  | 528 | 0 |  | 528 | 0 |  | 528 | 0 |  | 528 | 0 |  | 528 | 0 |  | 528 | 0 |  | 528 | 0 |  | 528 | 0 |  | 528 | 0
No data to be found in charging arrangement | Road Closure |  |  | 0 |  |  | 0 |  |  | 0 |  |  | 0 |  |  | 0 |  |  | 0 |  |  | 0 |  |  | 0 |  |  | 0 |  |  | 0 |  |  | 0 |  |  | 0 |  |  | 0 |  |  | 0 |  |  | 0 |  |  | 0 |  |  | 0 |  |  | 0 |  |  | 0 |  |  | 0 |  |  | 0 |  |  | 0 |  |  | 0 |  |  | 0 |  |  | 0 |  |  | 0 |  |  | 0 |  |  | 0 |  |  | 0 |  |  | 0 |  |  | 0 |  |  | 0 |  |  | 0 |  |  | 0 |  |  | 0 |  |  | 0 |  |  | 0 |  |  | 0 |  |  | 0 |  |  | 0 |  |  | 0 |  |  | 0 |  |  | 0 |  |  | 0 |  |  | 0 |  |  | 0 |  |  | 0 |  |  | 0 |  |  | 0 |  |  | 0 |  |  | 0 |  |  | 0 |  |  | 0 |  |  | 0 |  |  | 0 |  |  | 0 |  |  | 0 |  |  | 0 |  |  | 0 |  |  | 0 |  |  | 0 |  |  | 0 |  |  | 0 |  |  | 0 |  |  | 0 |  |  | 0 |  |  | 0 |  |  | 0 |  |  | 0 |  |  | 0 |  |  | 0 |  |  | 0 |  |  | 0 |  |  | 0 |  |  | 0 |  |  | 0 |  |  | 0 |  |  | 0 |  |  | 0 |  |  | 0 |  |  | 0 |  |  | 0 |  |  | 0 |  |  | 0 |  |  | 0 |  |  | 0 |  |  | 0 |  |  | 0 |  |  | 0 |  |  | 0 |  |  | 0 |  |  | 0 |  |  | 0 |  |  | 0 |  |  | 0 |  |  | 0 |  |  | 0 |  |  | 0 |  |  | 0 |  |  | 0 |  |  | 0 |  |  | 0 |  |  | 0 |  |  | 0 |  |  | 0
|  |  | Total | 208928 |  | Total | 66589 |  | Total | 47592 |  | Total | 177817 |  | Total | 25559 |  | Total | 45315 |  | Total | 140757 |  | Total | 54322 |  | Total | 130975 |  | Total | 38446 |  | Total | 105953 |  | Total | 139468 |  | Total | 201446 |  | Total | 28536 |  | Total | 16021 |  | Total | 70941 |  | Total | 22636 |  | Total | 105263 |  | Total | 107904 |  | Total | 50197 |  | Total | 93284 |  | Total Construction Cost | 10368 |  | Construction Cost | 41610 |  | Construction Cost | 22996 |  | Construction Cost | 18420 |  | Construction Cost | 8652 |  |  | 1788 |  | Construction Cost | 32376 |  | Construction Cost | 78962 |  | Construction Cost | 9708 |  | Construction Cost | 19387 |  | Construction Cost | 15076 |  | Construction Cost | 7332 |  | Construction Cost | 54984 |  | Construction Cost | 19240 |  | Construction Cost | 8212 |  | Construction Cost | 307380 |  | Construction Cost | 58104 |  | Construction Cost | 24404 |  | Construction Cost | 20532 |  | Construction Cost | 27044 |  | Construction Cost | 11204 |  | Construction Cost | 72924 |  | Construction Cost | 17012 |  | Construction Cost | 62487 |  | Construction Cost | 17012 |  | Construction Cost | 7068 |  | Construction Cost | 19995 |  | Construction Cost | 13080 |  | Construction Cost | 23305 |  | Construction Cost | 28040 |  | Construction Cost | 28716 |  | Construction Cost | 14645 |  | Construction Cost | 26195 |  | Construction Cost | 29244 |  | Construction Cost | 12125 |  | Construction Cost | 17900 |  | Construction Cost | 4164 |  | Construction Cost | 14900 |  | Construction Cost | 14020 |  | Construction Cost | 10148 |  | Construction Cost | 11644 |  | Construction Cost | 16660 |  | Construction Cost | 9710 |  | Construction Cost | 21852 |  | Construction Cost | 23084 |  | Construction Cost | 31796 |  | Construction Cost | 4076 |  | Construction Cost | 31796 |  | Construction Cost | 22700 |  | Construction Cost | 15984 |  | Construction Cost | 27610 |  | Construction Cost | 24432 |  | Construction Cost | 6628 |  | Construction Cost | 12200 |  | Construction Cost | 10075 |  | Construction Cost | 17188 |  | Construction Cost | 4280 |  | Construction Cost | 19475 |  | Construction Cost | 32034 |  | Construction Cost | 14330 |  | Construction Cost | 11468 |  | Construction Cost | 18360 |  | Construction Cost | 15104 |  | Construction Cost | 17832 |  | Construction Cost | 13608 |  | Construction Cost | 36900 |  | Construction Cost | 32034 |  | Construction Cost | 29030 |  | Construction Cost | 4340 |  | Construction Cost | 11408 |  | Construction Cost | 7536 |  | Construction Cost | 17012 |  | Construction Cost | 4280 |  | Construction Cost | 15868 |  | Construction Cost | 43452 |  | Construction Cost | 7948 |  | Construction Cost | 39785 |  | Construction Cost | 59544 |  | Construction Cost | 13140 |  | Construction Cost | 14928 |  | Construction Cost | 24928 |  | Construction Cost | 25752 |  | Construction Cost | 4516 |  | Construction Cost | 19685
| Total meterage | 2111 |  |  | 684 |  |  | 525 |  |  | 1910 |  |  | 217 |  |  | 443 |  |  | 1224 |  |  | 539 |  |  | 1168 |  |  | 278 |  |  | 978 |  |  | 1132 |  |  | 2113 |  |  | 156 |  |  | 114 |  |  | 626 |  |  | 162 |  |  | 846 |  |  | 888 |  |  | 514 |  |  | 800 |  |  | 97.5 |  |  | 423 |  |  | 241 |  |  | 192 |  |  | 78 |  |  | 365 |  |  | 194 |  |  | 712 |  |  | 63 |  |  | 193 |  |  | 151 |  |  | 63 |  |  | 572 |  |  | 228 |  |  | 73 |  |  | 2956 |  |  | 579 |  |  | 257 |  |  | 213 |  |  | 287 |  |  | 107 |  |  | 802 |  |  | 173 |  |  | 663 |  |  | 173 |  |  | 60 |  |  | 114 |  |  | 134 |  |  | 171 |  |  | 278 |  |  | 306 |  |  | 114 |  |  | 224 |  |  | 312 |  |  | 90 |  |  | 145 |  |  | 27 |  |  | 149 |  |  | 139 |  |  | 95 |  |  | 112 |  |  | 169 |  |  | 67 |  |  | 228 |  |  | 242 |  |  | 341 |  |  | 26 |  |  | 341 |  |  | 197 |  |  | 141 |  |  | 212 |  |  | 237 |  |  | 555 |  |  | 98 |  |  | 45 |  |  | 175 |  |  | 8 |  |  | 160 |  |  | 306 |  |  | 111 |  |  | 110 |  |  | 168 |  |  | 131 |  |  | 162 |  |  | 114 |  |  | 399 |  |  | 306 |  |  | 251 |  |  | 0 |  |  | 89 |  |  | 45 |  |  | 173 |  |  | 8 |  |  | 160 |  |  | 448 |  |  | 70 |  |  | 277 |  |  | 636 |  |  | 129 |  |  | 129 |  |  | 202 |  |  | 252 |  |  | 31 |  |  | 162
| Commisioning charges (per metre) |  | 15 | 31665 |  | 15 | 10260 |  | 15 | 7875 |  | 15 | 28650 |  | 15 | 3255 |  | 15 | 6645 |  | 15 | 18360 |  | 15 | 8085 |  | 15 | 17520 |  | 15 | 4170 |  | 15 | 14670 |  | 15 | 16980 |  | 15 | 31695 |  | 15 | 2340 |  | 15 | 1710 |  | 15 | 9390 |  | 15 | 2430 |  | 15 | 12690 |  | 15 | 13320 |  | 15 | 7710 |  | 15 | 12000 |  | 15 | 1462.5 |  | 15 | 6345 |  | 15 | 3615 |  | 15 | 2880 |  | 15 | 1170 |  | 15 | 5475 |  | 15 | 2910 |  | 15 | 10680 |  | 15 | 945 |  | 15 | 2895 |  | 15 | 2265 |  | 15 | 945 |  | 15 | 8580 |  | 15 | 3420 |  | 15 | 1095 |  | 15 | 44340 |  | 15 | 8685 |  | 15 | 3855 |  | 15 | 3195 |  | 15 | 4305 |  | 15 | 1605 |  | 15 | 12030 |  | 15 | 2595 |  | 15 | 9945 |  | 15 | 2595 |  | 15 | 900 |  | 15 | 1710 |  | 15 | 2010 |  | 15 | 2565 |  | 15 | 4170 |  | 15 | 4590 |  | 15 | 1710 |  | 15 | 3360 |  | 15 | 4680 |  | 15 | 1350 |  | 15 | 2175 |  | 15 | 405 |  | 15 | 2235 |  | 15 | 2085 |  | 15 | 1425 |  | 15 | 1680 |  | 15 | 2535 |  | 15 | 1005 |  | 15 | 3420 |  | 15 | 3630 |  | 15 | 5115 |  | 15 | 390 |  | 15 | 5115 |  | 15 | 2955 |  | 15 | 2115 |  | 15 | 3180 |  | 15 | 3555 |  | 15 | 8325 |  | 15 | 1470 |  | 15 | 675 |  | 15 | 2625 |  | 15 | 120 |  | 15 | 2400 |  | 15 | 4590 |  | 15 | 1665 |  | 15 | 1650 |  | 15 | 2520 |  | 15 | 1965 |  | 15 | 2430 |  | 15 | 1710 |  | 15 | 5985 |  | 15 | 4590 |  | 15 | 3765 |  | 15 | 0 |  | 15 | 1335 |  | 15 | 675 |  | 15 | 2595 |  | 15 | 120 |  | 15 | 2400 |  | 15 | 6720 |  | 15 | 1050 |  | 15 | 4155 |  | 15 | 9540 |  | 15 | 1935 |  | 15 | 1935 |  | 15 | 3030 |  | 15 | 3780 |  | 15 | 465 |  | 15 | 2430
|  |  | Total Construction Cost | 240593 |  | Total Construction Cost | 76849 |  | Total Construction Cost | 55467 |  | Total Construction Cost | 206467 |  | Total Construction Cost | 28814 |  | Total Construction Cost | 51960 |  | Total Construction Cost | 159117 |  | Total Construction Cost | 62407 |  | Total Construction Cost | 148495 |  | Total Construction Cost | 42616 |  | Total Construction Cost | 120623 |  | Total Construction Cost | 156448 |  | Total Construction Cost | 233141 |  | Total Construction Cost | 30876 |  | Total Construction Cost | 17731 |  | Total Construction Cost | 80331 |  | Total Construction Cost | 25066 |  | Total Construction Cost | 117953 |  | Total Construction Cost | 121224 |  | Total Construction Cost | 57907 |  | Total Construction Cost | 105284 |  | Total Construction Cost | 11830.5 |  | Total Construction Cost | 47955 |  | Total Construction Cost | 26611 |  | Total Construction Cost | 21300 |  | Total Construction Cost | 9822 |  | Total Construction Cost | 7263 |  | Total Construction Cost | 35286 |  | Total Construction Cost | 89642 |  | Total Construction Cost | 10653 |  | Total Construction Cost | 22282 |  | Total Construction Cost | 17341 |  | Total Construction Cost | 8277 |  | Total Construction Cost | 63564 |  | Total Construction Cost | 22660 |  | Total Construction Cost | 9307 |  | Total Construction Cost | 351720 |  | Total Construction Cost | 66789 |  | Total Construction Cost | 28259 |  | Total Construction Cost | 23727 |  | Total Construction Cost | 31349 |  | Total Construction Cost | 12809 |  | Total Construction Cost | 84954 |  | Total Construction Cost | 19607 |  | Total Construction Cost | 72432 |  | Total Construction Cost | 19607 |  | Total Construction Cost | 7968 |  | Total Construction Cost | 21705 |  | Total Construction Cost | 15090 |  | Total Construction Cost | 25870 |  | Total Construction Cost | 32210 |  | Total Construction Cost | 33306 |  | Total Construction Cost | 16355 |  | Total Construction Cost | 29555 |  | Total Construction Cost | 33924 |  | Total Construction Cost | 13475 |  | Total Construction Cost | 20075 |  | Total Construction Cost | 4569 |  | Total Construction Cost | 17135 |  | Total Construction Cost | 16105 |  | Total Construction Cost | 11573 |  | Total Construction Cost | 13324 |  | Total Construction Cost | 19195 |  | Total Construction Cost | 10715 |  | Total Construction Cost | 25272 |  | Total Construction Cost | 26714 |  | Total Construction Cost | 36911 |  | Total Construction Cost | 4466 |  | Total Construction Cost | 36911 |  | Total Construction Cost | 25655 |  | Total Construction Cost | 18099 |  | Total Construction Cost | 30790 |  | Total Construction Cost | 27987 |  | Total Construction Cost | 14953 |  | Total Construction Cost | 13670 |  | Total Construction Cost | 10750 |  | Total Construction Cost | 19813 |  | Total Construction Cost | 4400 |  | Total Construction Cost | 21875 |  | Total Construction Cost | 36624 |  | Total Construction Cost | 15995 |  | Total Construction Cost | 13118 |  | Total Construction Cost | 20880 |  | Total Construction Cost | 17069 |  | Total Construction Cost | 20262 |  | Total Construction Cost | 15318 |  | Total Construction Cost | 42885 |  | Total Construction Cost | 36624 |  | Total Construction Cost | 32795 |  | Total Construction Cost | 4340 |  | Total Construction Cost | 12743 |  | Total Construction Cost | 8211 |  | Total Construction Cost | 19607 |  | Total Construction Cost | 4400 |  | Total Construction Cost | 18268 |  | Total Construction Cost | 50172 |  | Total Construction Cost | 8998 |  | Total Construction Cost | 43940 |  | Total Construction Cost | 69084 |  | Total Construction Cost | 15075 |  | Total Construction Cost | 16863 |  | Total Construction Cost | 27958 |  | Total Construction Cost | 29532 |  | Total Construction Cost | 4981 |  | Total Construction Cost | 22115 | 4522687.5
| Additional Costs | 609 |  | 609 | 609 |  | 609 | 609 |  | 609 | 609 |  | 609 | 609 |  | 609 | 609 |  | 609 | 609 |  | 609 | 609 |  | 609 | 609 |  | 609 | 609 |  | 609 | 609 |  | 609 | 609 |  | 609 | 609 |  | 609 | 609 |  | 609 | 609 |  | 609 | 609 |  | 609 | 609 |  | 609 | 609 |  | 609 | 609 |  | 609 | 609 |  | 609 | 609 |  | 609 | 609 |  | 609 | 609 |  | 609 | 609 |  | 609 | 609 |  | 609 | 609 |  | 609 | 609 |  | 609 | 609 |  | 609 | 609 |  | 609 | 609 |  | 609 | 609 |  | 609 | 609 |  | 609 | 609 |  | 609 | 609 |  | 609 | 609 |  | 609 | 609 |  | 609 | 609 |  | 609 | 609 |  | 609 | 609 |  | 609 | 609 |  | 609 | 609 |  | 609 | 609 |  | 609 | 609 |  | 609 | 609 |  | 609 | 609 |  | 609 | 609 |  | 609 | 609 |  | 609 | 609 |  | 609 | 609 |  | 609 | 609 |  | 609 | 609 |  | 609 | 609 |  | 609 | 609 |  | 609 | 609 |  | 609 | 609 |  | 609 | 609 |  | 609 | 609 |  | 609 | 609 |  | 609 | 609 |  | 609 | 609 |  | 609 | 609 |  | 609 | 609 |  | 609 | 609 |  | 609 | 609 |  | 609 | 609 |  | 609 | 609 |  | 609 | 609 |  | 609 | 609 |  | 609 | 609 |  | 609 | 609 |  | 609 | 609 |  | 609 | 609 |  | 609 | 609 |  | 609 | 609 |  | 609 | 609 |  | 609 | 609 |  | 609 | 609 |  | 609 | 609 |  | 609 | 609 |  | 609 | 609 |  | 609 | 609 |  | 609 | 609 |  | 609 | 609 |  | 609 | 609 |  | 609 | 609 |  | 609 | 609 |  | 609 | 609 |  | 609 | 609 |  | 609 | 609 |  | 609 | 609 |  | 609 | 609 |  | 609 | 609 |  | 609 | 609 |  | 609 | 609 |  | 609 | 609 |  | 609 | 609 |  | 609 | 609 |  | 609 | 609 |  | 609 | 609 |  | 609 | 609 |  | 609 | 609 |  | 609 | 609 |  | 609 | 609 |  | 609 | 609 |  | 609 | 609 |  | 609 | 127890
Page 21 | Application | 149
Page 21 | Design Charge | 460
Inclusions/Exclusions
https://www.portsmouthwater.co.uk/wp-content/uploads/2019/01/Developer-Services-Charging-Arrangements-2019-20-Document.pdf
Page 8
Page 21 | [7 empty] | Page 19
Page 21
Page 20