51dF | 1a WRMP24. Smart Showers.AWSNBR | WEF 1a.AWSNBR | Retrofitting indoor water efficiency devices | Customer Options | N | Least Cost | AWSNBR | Ml/d | 2 | Gains in Water Available For Use / Savings in Demand under the selected programme (Ml/d) input as +ve 2019-20: 0; Gains in Water Available For Use / Savings in Demand under the selected programme (Ml/d) input as +ve 2020-21: 0; Gains in Water Available For Use / Savings in Demand under the selected programme (Ml/d) input as +ve 2021-22: 0; Gains in Water Available For Use / Savings in Demand under the selected programme (Ml/d) input as +ve 2022-23: 0; Gains in Water Available For Use / Savings in Demand under the selected programme (Ml/d) input as +ve 2023-24: 0; Gains in Water Available For Use / Savings in Demand under the selected programme (Ml/d) input as +ve 2024-25: 0; Gains in Water Available For Use / Savings in Demand under the selected programme (Ml/d) input as +ve 2025-26: 0.0030472; Gains in Water Available For Use / Savings in Demand under the selected programme (Ml/d) input as +ve 2026-27: 0.0057508; Gains in Water Available For Use / Savings in Demand under the selected programme (Ml/d) input as +ve 2027-28: 0.008151; Gains in Water Available For Use / Savings in Demand under the selected programme (Ml/d) input as +ve 2028-29: 0.010329; Gains in Water Available For Use / Savings in Demand under the selected programme (Ml/d) input as +ve 2029-30: 0.012327; Gains in Water Available For Use / Savings in Demand under the selected programme (Ml/d) input as +ve 2030-31: 0.012015; Gains in Water Available For Use / Savings in Demand under the selected programme (Ml/d) input as +ve 2031-32: 0.011962; Gains in Water Available For Use / Savings in Demand under the selected programme (Ml/d) input as +ve 2032-33: 0.012137; Gains in Water Available For Use / Savings in Demand under the selected programme (Ml/d) input as +ve 2033-34: 0.012481; Gains in Water Available For Use / Savings in Demand under the selected programme (Ml/d) input as +ve 2034-35: 0.012962; Gains in Water Available For Use / Savings in Demand under the selected programme (Ml/d) input as +ve 2035-36: 0.013445; Gains in Water Available For Use / Savings in Demand under the selected programme (Ml/d) input as +ve 2036-37: 0.01393; Gains in Water Available For Use / Savings in Demand under the selected programme (Ml/d) input as +ve 2037-38: 0.014415; Gains in Water Available For Use / Savings in Demand under the selected programme (Ml/d) input as +ve 2038-39: 0.014901; Gains in Water Available For Use / Savings in Demand under the selected programme (Ml/d) input as +ve 2039-40: 0.015386; Gains in Water Available For Use / Savings in Demand under the selected programme (Ml/d) input as +ve 2040-41: 0.015871; Gains in Water Available For Use / Savings in Demand under the selected programme (Ml/d) input as +ve 2041-42: 0.016355; Gains in Water Available For Use / Savings in Demand under the selected programme (Ml/d) input as +ve 2042-43: 0.016839; Gains in Water Available For Use / Savings in Demand under the selected programme (Ml/d) input as +ve 2043-44: 0.017323; Gains in Water Available For Use / Savings in Demand under the selected programme (Ml/d) input as +ve 2044-45: 0.017807; Gains in Water Available For Use / Savings in Demand under the selected programme (Ml/d) input as +ve 2045-46: 0.018291; Gains in Water Available For Use / Savings in Demand under the selected programme (Ml/d) input as +ve 2046-47: 0.018775; Gains in Water Available For Use / Savings in Demand under the selected programme (Ml/d) input as +ve 2047-48: 0.019258; Gains in Water Available For Use / Savings in Demand under the selected programme (Ml/d) input as +ve 2048-49: 0.019741; Gains in Water Available For Use / Savings in Demand under the selected programme (Ml/d) input as +ve 2049-50: 0.020223
51dF | 1a WRMP24. Smart Showers.AWSNBR | WEF 1a.AWSNBR | Retrofitting indoor water efficiency devices | Customer Options | N | Ofwat Core | AWSNBR | Ml/d | 2 | Gains in Water Available For Use / Savings in Demand under the selected programme (Ml/d) input as +ve 2019-20: 0; Gains in Water Available For Use / Savings in Demand under the selected programme (Ml/d) input as +ve 2020-21: 0; Gains in Water Available For Use / Savings in Demand under the selected programme (Ml/d) input as +ve 2021-22: 0; Gains in Water Available For Use / Savings in Demand under the selected programme (Ml/d) input as +ve 2022-23: 0; Gains in Water Available For Use / Savings in Demand under the selected programme (Ml/d) input as +ve 2023-24: 0; Gains in Water Available For Use / Savings in Demand under the selected programme (Ml/d) input as +ve 2024-25: 0; Gains in Water Available For Use / Savings in Demand under the selected programme (Ml/d) input as +ve 2025-26: 0.0030472; Gains in Water Available For Use / Savings in Demand under the selected programme (Ml/d) input as +ve 2026-27: 0.0057508; Gains in Water Available For Use / Savings in Demand under the selected programme (Ml/d) input as +ve 2027-28: 0.008151; Gains in Water Available For Use / Savings in Demand under the selected programme (Ml/d) input as +ve 2028-29: 0.010329; Gains in Water Available For Use / Savings in Demand under the selected programme (Ml/d) input as +ve 2029-30: 0.012327; Gains in Water Available For Use / Savings in Demand under the selected programme (Ml/d) input as +ve 2030-31: 0.012015; Gains in Water Available For Use / Savings in Demand under the selected programme (Ml/d) input as +ve 2031-32: 0.011962; Gains in Water Available For Use / Savings in Demand under the selected programme (Ml/d) input as +ve 2032-33: 0.012137; Gains in Water Available For Use / Savings in Demand under the selected programme (Ml/d) input as +ve 2033-34: 0.012481; Gains in Water Available For Use / Savings in Demand under the selected programme (Ml/d) input as +ve 2034-35: 0.012962; Gains in Water Available For Use / Savings in Demand under the selected programme (Ml/d) input as +ve 2035-36: 0.013445; Gains in Water Available For Use / Savings in Demand under the selected programme (Ml/d) input as +ve 2036-37: 0.01393; Gains in Water Available For Use / Savings in Demand under the selected programme (Ml/d) input as +ve 2037-38: 0.014415; Gains in Water Available For Use / Savings in Demand under the selected programme (Ml/d) input as +ve 2038-39: 0.014901; Gains in Water Available For Use / Savings in Demand under the selected programme (Ml/d) input as +ve 2039-40: 0.015386; Gains in Water Available For Use / Savings in Demand under the selected programme (Ml/d) input as +ve 2040-41: 0.015871; Gains in Water Available For Use / Savings in Demand under the selected programme (Ml/d) input as +ve 2041-42: 0.016355; Gains in Water Available For Use / Savings in Demand under the selected programme (Ml/d) input as +ve 2042-43: 0.016839; Gains in Water Available For Use / Savings in Demand under the selected programme (Ml/d) input as +ve 2043-44: 0.017323; Gains in Water Available For Use / Savings in Demand under the selected programme (Ml/d) input as +ve 2044-45: 0.017807; Gains in Water Available For Use / Savings in Demand under the selected programme (Ml/d) input as +ve 2045-46: 0.018291; Gains in Water Available For Use / Savings in Demand under the selected programme (Ml/d) input as +ve 2046-47: 0.018775; Gains in Water Available For Use / Savings in Demand under the selected programme (Ml/d) input as +ve 2047-48: 0.019258; Gains in Water Available For Use / Savings in Demand under the selected programme (Ml/d) input as +ve 2048-49: 0.019741; Gains in Water Available For Use / Savings in Demand under the selected programme (Ml/d) input as +ve 2049-50: 0.020223
51dP | 1a WRMP24. Smart Showers.AWSNBR | WEF 1a.AWSNBR | Retrofitting indoor water efficiency devices | Customer Options | N | Preferred | AWSNBR | Ml/d | 2 | Gains in Water Available For Use / Savings in Demand under the selected programme (Ml/d) input as +ve 2019-20: 0; Gains in Water Available For Use / Savings in Demand under the selected programme (Ml/d) input as +ve 2020-21: 0; Gains in Water Available For Use / Savings in Demand under the selected programme (Ml/d) input as +ve 2021-22: 0; Gains in Water Available For Use / Savings in Demand under the selected programme (Ml/d) input as +ve 2022-23: 0; Gains in Water Available For Use / Savings in Demand under the selected programme (Ml/d) input as +ve 2023-24: 0; Gains in Water Available For Use / Savings in Demand under the selected programme (Ml/d) input as +ve 2024-25: 0; Gains in Water Available For Use / Savings in Demand under the selected programme (Ml/d) input as +ve 2025-26: 0.0030472; Gains in Water Available For Use / Savings in Demand under the selected programme (Ml/d) input as +ve 2026-27: 0.0057508; Gains in Water Available For Use / Savings in Demand under the selected programme (Ml/d) input as +ve 2027-28: 0.008151; Gains in Water Available For Use / Savings in Demand under the selected programme (Ml/d) input as +ve 2028-29: 0.010329; Gains in Water Available For Use / Savings in Demand under the selected programme (Ml/d) input as +ve 2029-30: 0.012327; Gains in Water Available For Use / Savings in Demand under the selected programme (Ml/d) input as +ve 2030-31: 0.012015; Gains in Water Available For Use / Savings in Demand under the selected programme (Ml/d) input as +ve 2031-32: 0.011962; Gains in Water Available For Use / Savings in Demand under the selected programme (Ml/d) input as +ve 2032-33: 0.012137; Gains in Water Available For Use / Savings in Demand under the selected programme (Ml/d) input as +ve 2033-34: 0.012481; Gains in Water Available For Use / Savings in Demand under the selected programme (Ml/d) input as +ve 2034-35: 0.012962; Gains in Water Available For Use / Savings in Demand under the selected programme (Ml/d) input as +ve 2035-36: 0.013445; Gains in Water Available For Use / Savings in Demand under the selected programme (Ml/d) input as +ve 2036-37: 0.01393; Gains in Water Available For Use / Savings in Demand under the selected programme (Ml/d) input as +ve 2037-38: 0.014415; Gains in Water Available For Use / Savings in Demand under the selected programme (Ml/d) input as +ve 2038-39: 0.014901; Gains in Water Available For Use / Savings in Demand under the selected programme (Ml/d) input as +ve 2039-40: 0.015386; Gains in Water Available For Use / Savings in Demand under the selected programme (Ml/d) input as +ve 2040-41: 0.015871; Gains in Water Available For Use / Savings in Demand under the selected programme (Ml/d) input as +ve 2041-42: 0.016355; Gains in Water Available For Use / Savings in Demand under the selected programme (Ml/d) input as +ve 2042-43: 0.016839; Gains in Water Available For Use / Savings in Demand under the selected programme (Ml/d) input as +ve 2043-44: 0.017323; Gains in Water Available For Use / Savings in Demand under the selected programme (Ml/d) input as +ve 2044-45: 0.017807; Gains in Water Available For Use / Savings in Demand under the selected programme (Ml/d) input as +ve 2045-46: 0.018291; Gains in Water Available For Use / Savings in Demand under the selected programme (Ml/d) input as +ve 2046-47: 0.018775; Gains in Water Available For Use / Savings in Demand under the selected programme (Ml/d) input as +ve 2047-48: 0.019258; Gains in Water Available For Use / Savings in Demand under the selected programme (Ml/d) input as +ve 2048-49: 0.019741; Gains in Water Available For Use / Savings in Demand under the selected programme (Ml/d) input as +ve 2049-50: 0.020223
51dF | 2c WRMP24. Garden Advice.AWSNBR | WEF 2c.AWSNBR | Water efficiency customer education / awareness | Customer Options | N | Least Cost | AWSNBR | Ml/d | 2 | Gains in Water Available For Use / Savings in Demand under the selected programme (Ml/d) input as +ve 2019-20: 0; Gains in Water Available For Use / Savings in Demand under the selected programme (Ml/d) input as +ve 2020-21: 0; Gains in Water Available For Use / Savings in Demand under the selected programme (Ml/d) input as +ve 2021-22: 0; Gains in Water Available For Use / Savings in Demand under the selected programme (Ml/d) input as +ve 2022-23: 0; Gains in Water Available For Use / Savings in Demand under the selected programme (Ml/d) input as +ve 2023-24: 0; Gains in Water Available For Use / Savings in Demand under the selected programme (Ml/d) input as +ve 2024-25: 0; Gains in Water Available For Use / Savings in Demand under the selected programme (Ml/d) input as +ve 2025-26: 0.00055433; Gains in Water Available For Use / Savings in Demand under the selected programme (Ml/d) input as +ve 2026-27: 0.001108; Gains in Water Available For Use / Savings in Demand under the selected programme (Ml/d) input as +ve 2027-28: 0.0016602; Gains in Water Available For Use / Savings in Demand under the selected programme (Ml/d) input as +ve 2028-29: 0.0022101; Gains in Water Available For Use / Savings in Demand under the selected programme (Ml/d) input as +ve 2029-30: 0.0027579; Gains in Water Available For Use / Savings in Demand under the selected programme (Ml/d) input as +ve 2030-31: 0.0033039; Gains in Water Available For Use / Savings in Demand under the selected programme (Ml/d) input as +ve 2031-32: 0.0038483; Gains in Water Available For Use / Savings in Demand under the selected programme (Ml/d) input as +ve 2032-33: 0.0043912; Gains in Water Available For Use / Savings in Demand under the selected programme (Ml/d) input as +ve 2033-34: 0.004933; Gains in Water Available For Use / Savings in Demand under the selected programme (Ml/d) input as +ve 2034-35: 0.005474; Gains in Water Available For Use / Savings in Demand under the selected programme (Ml/d) input as +ve 2035-36: 0.0060142; Gains in Water Available For Use / Savings in Demand under the selected programme (Ml/d) input as +ve 2036-37: 0.0065534; Gains in Water Available For Use / Savings in Demand under the selected programme (Ml/d) input as +ve 2037-38: 0.0070917; Gains in Water Available For Use / Savings in Demand under the selected programme (Ml/d) input as +ve 2038-39: 0.0076291; Gains in Water Available For Use / Savings in Demand under the selected programme (Ml/d) input as +ve 2039-40: 0.0081657; Gains in Water Available For Use / Savings in Demand under the selected programme (Ml/d) input as +ve 2040-41: 0.0087015; Gains in Water Available For Use / Savings in Demand under the selected programme (Ml/d) input as +ve 2041-42: 0.0092365; Gains in Water Available For Use / Savings in Demand under the selected programme (Ml/d) input as +ve 2042-43: 0.0097706; Gains in Water Available For Use / Savings in Demand under the selected programme (Ml/d) input as +ve 2043-44: 0.010304; Gains in Water Available For Use / Savings in Demand under the selected programme (Ml/d) input as +ve 2044-45: 0.010837; Gains in Water Available For Use / Savings in Demand under the selected programme (Ml/d) input as +ve 2045-46: 0.011369; Gains in Water Available For Use / Savings in Demand under the selected programme (Ml/d) input as +ve 2046-47: 0.0119; Gains in Water Available For Use / Savings in Demand under the selected programme (Ml/d) input as +ve 2047-48: 0.01243; Gains in Water Available For Use / Savings in Demand under the selected programme (Ml/d) input as +ve 2048-49: 0.01296; Gains in Water Available For Use / Savings in Demand under the selected programme (Ml/d) input as +ve 2049-50: 0.013489
51dF | 2c WRMP24. Garden Advice.AWSNBR | WEF 2c.AWSNBR | Water efficiency customer education / awareness | Customer Options | N | Ofwat Core | AWSNBR | Ml/d | 2 | Gains in Water Available For Use / Savings in Demand under the selected programme (Ml/d) input as +ve 2019-20: 0; Gains in Water Available For Use / Savings in Demand under the selected programme (Ml/d) input as +ve 2020-21: 0; Gains in Water Available For Use / Savings in Demand under the selected programme (Ml/d) input as +ve 2021-22: 0; Gains in Water Available For Use / Savings in Demand under the selected programme (Ml/d) input as +ve 2022-23: 0; Gains in Water Available For Use / Savings in Demand under the selected programme (Ml/d) input as +ve 2023-24: 0; Gains in Water Available For Use / Savings in Demand under the selected programme (Ml/d) input as +ve 2024-25: 0; Gains in Water Available For Use / Savings in Demand under the selected programme (Ml/d) input as +ve 2025-26: 0.00055433; Gains in Water Available For Use / Savings in Demand under the selected programme (Ml/d) input as +ve 2026-27: 0.001108; Gains in Water Available For Use / Savings in Demand under the selected programme (Ml/d) input as +ve 2027-28: 0.0016602; Gains in Water Available For Use / Savings in Demand under the selected programme (Ml/d) input as +ve 2028-29: 0.0022101; Gains in Water Available For Use / Savings in Demand under the selected programme (Ml/d) input as +ve 2029-30: 0.0027579; Gains in Water Available For Use / Savings in Demand under the selected programme (Ml/d) input as +ve 2030-31: 0.0033039; Gains in Water Available For Use / Savings in Demand under the selected programme (Ml/d) input as +ve 2031-32: 0.0038483; Gains in Water Available For Use / Savings in Demand under the selected programme (Ml/d) input as +ve 2032-33: 0.0043912; Gains in Water Available For Use / Savings in Demand under the selected programme (Ml/d) input as +ve 2033-34: 0.004933; Gains in Water Available For Use / Savings in Demand under the selected programme (Ml/d) input as +ve 2034-35: 0.005474; Gains in Water Available For Use / Savings in Demand under the selected programme (Ml/d) input as +ve 2035-36: 0.0060142; Gains in Water Available For Use / Savings in Demand under the selected programme (Ml/d) input as +ve 2036-37: 0.0065534; Gains in Water Available For Use / Savings in Demand under the selected programme (Ml/d) input as +ve 2037-38: 0.0070917; Gains in Water Available For Use / Savings in Demand under the selected programme (Ml/d) input as +ve 2038-39: 0.0076291; Gains in Water Available For Use / Savings in Demand under the selected programme (Ml/d) input as +ve 2039-40: 0.0081657; Gains in Water Available For Use / Savings in Demand under the selected programme (Ml/d) input as +ve 2040-41: 0.0087015; Gains in Water Available For Use / Savings in Demand under the selected programme (Ml/d) input as +ve 2041-42: 0.0092365; Gains in Water Available For Use / Savings in Demand under the selected programme (Ml/d) input as +ve 2042-43: 0.0097706; Gains in Water Available For Use / Savings in Demand under the selected programme (Ml/d) input as +ve 2043-44: 0.010304; Gains in Water Available For Use / Savings in Demand under the selected programme (Ml/d) input as +ve 2044-45: 0.010837; Gains in Water Available For Use / Savings in Demand under the selected programme (Ml/d) input as +ve 2045-46: 0.011369; Gains in Water Available For Use / Savings in Demand under the selected programme (Ml/d) input as +ve 2046-47: 0.0119; Gains in Water Available For Use / Savings in Demand under the selected programme (Ml/d) input as +ve 2047-48: 0.01243; Gains in Water Available For Use / Savings in Demand under the selected programme (Ml/d) input as +ve 2048-49: 0.01296; Gains in Water Available For Use / Savings in Demand under the selected programme (Ml/d) input as +ve 2049-50: 0.013489
51dP | 2c WRMP24. Garden Advice.AWSNBR | WEF 2c.AWSNBR | Water efficiency customer education / awareness | Customer Options | N | Preferred | AWSNBR | Ml/d | 2 | Gains in Water Available For Use / Savings in Demand under the selected programme (Ml/d) input as +ve 2019-20: 0; Gains in Water Available For Use / Savings in Demand under the selected programme (Ml/d) input as +ve 2020-21: 0; Gains in Water Available For Use / Savings in Demand under the selected programme (Ml/d) input as +ve 2021-22: 0; Gains in Water Available For Use / Savings in Demand under the selected programme (Ml/d) input as +ve 2022-23: 0; Gains in Water Available For Use / Savings in Demand under the selected programme (Ml/d) input as +ve 2023-24: 0; Gains in Water Available For Use / Savings in Demand under the selected programme (Ml/d) input as +ve 2024-25: 0; Gains in Water Available For Use / Savings in Demand under the selected programme (Ml/d) input as +ve 2025-26: 0.00055433; Gains in Water Available For Use / Savings in Demand under the selected programme (Ml/d) input as +ve 2026-27: 0.001108; Gains in Water Available For Use / Savings in Demand under the selected programme (Ml/d) input as +ve 2027-28: 0.0016602; Gains in Water Available For Use / Savings in Demand under the selected programme (Ml/d) input as +ve 2028-29: 0.0022101; Gains in Water Available For Use / Savings in Demand under the selected programme (Ml/d) input as +ve 2029-30: 0.0027579; Gains in Water Available For Use / Savings in Demand under the selected programme (Ml/d) input as +ve 2030-31: 0.0033039; Gains in Water Available For Use / Savings in Demand under the selected programme (Ml/d) input as +ve 2031-32: 0.0038483; Gains in Water Available For Use / Savings in Demand under the selected programme (Ml/d) input as +ve 2032-33: 0.0043912; Gains in Water Available For Use / Savings in Demand under the selected programme (Ml/d) input as +ve 2033-34: 0.004933; Gains in Water Available For Use / Savings in Demand under the selected programme (Ml/d) input as +ve 2034-35: 0.005474; Gains in Water Available For Use / Savings in Demand under the selected programme (Ml/d) input as +ve 2035-36: 0.0060142; Gains in Water Available For Use / Savings in Demand under the selected programme (Ml/d) input as +ve 2036-37: 0.0065534; Gains in Water Available For Use / Savings in Demand under the selected programme (Ml/d) input as +ve 2037-38: 0.0070917; Gains in Water Available For Use / Savings in Demand under the selected programme (Ml/d) input as +ve 2038-39: 0.0076291; Gains in Water Available For Use / Savings in Demand under the selected programme (Ml/d) input as +ve 2039-40: 0.0081657; Gains in Water Available For Use / Savings in Demand under the selected programme (Ml/d) input as +ve 2040-41: 0.0087015; Gains in Water Available For Use / Savings in Demand under the selected programme (Ml/d) input as +ve 2041-42: 0.0092365; Gains in Water Available For Use / Savings in Demand under the selected programme (Ml/d) input as +ve 2042-43: 0.0097706; Gains in Water Available For Use / Savings in Demand under the selected programme (Ml/d) input as +ve 2043-44: 0.010304; Gains in Water Available For Use / Savings in Demand under the selected programme (Ml/d) input as +ve 2044-45: 0.010837; Gains in Water Available For Use / Savings in Demand under the selected programme (Ml/d) input as +ve 2045-46: 0.011369; Gains in Water Available For Use / Savings in Demand under the selected programme (Ml/d) input as +ve 2046-47: 0.0119; Gains in Water Available For Use / Savings in Demand under the selected programme (Ml/d) input as +ve 2047-48: 0.01243; Gains in Water Available For Use / Savings in Demand under the selected programme (Ml/d) input as +ve 2048-49: 0.01296; Gains in Water Available For Use / Savings in Demand under the selected programme (Ml/d) input as +ve 2049-50: 0.013489
51dF | 3a WRMP24. Community Reward.AWSNBR | WEF 3a.AWSNBR | Water efficiency customer education / awareness | Customer Options | N | Least Cost | AWSNBR | Ml/d | 2 | Gains in Water Available For Use / Savings in Demand under the selected programme (Ml/d) input as +ve 2019-20: 0; Gains in Water Available For Use / Savings in Demand under the selected programme (Ml/d) input as +ve 2020-21: 0; Gains in Water Available For Use / Savings in Demand under the selected programme (Ml/d) input as +ve 2021-22: 0; Gains in Water Available For Use / Savings in Demand under the selected programme (Ml/d) input as +ve 2022-23: 0; Gains in Water Available For Use / Savings in Demand under the selected programme (Ml/d) input as +ve 2023-24: 0; Gains in Water Available For Use / Savings in Demand under the selected programme (Ml/d) input as +ve 2024-25: 0; Gains in Water Available For Use / Savings in Demand under the selected programme (Ml/d) input as +ve 2025-26: 0.00087554; Gains in Water Available For Use / Savings in Demand under the selected programme (Ml/d) input as +ve 2026-27: 0.0016439; Gains in Water Available For Use / Savings in Demand under the selected programme (Ml/d) input as +ve 2027-28: 0.0023187; Gains in Water Available For Use / Savings in Demand under the selected programme (Ml/d) input as +ve 2028-29: 0.0029238; Gains in Water Available For Use / Savings in Demand under the selected programme (Ml/d) input as +ve 2029-30: 0.0034726; Gains in Water Available For Use / Savings in Demand under the selected programme (Ml/d) input as +ve 2030-31: 0.0040155; Gains in Water Available For Use / Savings in Demand under the selected programme (Ml/d) input as +ve 2031-32: 0.0045532; Gains in Water Available For Use / Savings in Demand under the selected programme (Ml/d) input as +ve 2032-33: 0.005088; Gains in Water Available For Use / Savings in Demand under the selected programme (Ml/d) input as +ve 2033-34: 0.0056207; Gains in Water Available For Use / Savings in Demand under the selected programme (Ml/d) input as +ve 2034-35: 0.0061516; Gains in Water Available For Use / Savings in Demand under the selected programme (Ml/d) input as +ve 2035-36: 0.0066807; Gains in Water Available For Use / Savings in Demand under the selected programme (Ml/d) input as +ve 2036-37: 0.0072078; Gains in Water Available For Use / Savings in Demand under the selected programme (Ml/d) input as +ve 2037-38: 0.007733; Gains in Water Available For Use / Savings in Demand under the selected programme (Ml/d) input as +ve 2038-39: 0.0082564; Gains in Water Available For Use / Savings in Demand under the selected programme (Ml/d) input as +ve 2039-40: 0.008779; Gains in Water Available For Use / Savings in Demand under the selected programme (Ml/d) input as +ve 2040-41: 0.0087713; Gains in Water Available For Use / Savings in Demand under the selected programme (Ml/d) input as +ve 2041-42: 0.008831; Gains in Water Available For Use / Savings in Demand under the selected programme (Ml/d) input as +ve 2042-43: 0.0089493; Gains in Water Available For Use / Savings in Demand under the selected programme (Ml/d) input as +ve 2043-44: 0.0091115; Gains in Water Available For Use / Savings in Demand under the selected programme (Ml/d) input as +ve 2044-45: 0.0093094; Gains in Water Available For Use / Savings in Demand under the selected programme (Ml/d) input as +ve 2045-46: 0.0095125; Gains in Water Available For Use / Savings in Demand under the selected programme (Ml/d) input as +ve 2046-47: 0.0097204; Gains in Water Available For Use / Savings in Demand under the selected programme (Ml/d) input as +ve 2047-48: 0.0099308; Gains in Water Available For Use / Savings in Demand under the selected programme (Ml/d) input as +ve 2048-49: 0.010143; Gains in Water Available For Use / Savings in Demand under the selected programme (Ml/d) input as +ve 2049-50: 0.010357
51dF | 3a WRMP24. Community Reward.AWSNBR | WEF 3a.AWSNBR | Water efficiency customer education / awareness | Customer Options | N | Ofwat Core | AWSNBR | Ml/d | 2 | Gains in Water Available For Use / Savings in Demand under the selected programme (Ml/d) input as +ve 2019-20: 0; Gains in Water Available For Use / Savings in Demand under the selected programme (Ml/d) input as +ve 2020-21: 0; Gains in Water Available For Use / Savings in Demand under the selected programme (Ml/d) input as +ve 2021-22: 0; Gains in Water Available For Use / Savings in Demand under the selected programme (Ml/d) input as +ve 2022-23: 0; Gains in Water Available For Use / Savings in Demand under the selected programme (Ml/d) input as +ve 2023-24: 0; Gains in Water Available For Use / Savings in Demand under the selected programme (Ml/d) input as +ve 2024-25: 0; Gains in Water Available For Use / Savings in Demand under the selected programme (Ml/d) input as +ve 2025-26: 0.00087554; Gains in Water Available For Use / Savings in Demand under the selected programme (Ml/d) input as +ve 2026-27: 0.0016439; Gains in Water Available For Use / Savings in Demand under the selected programme (Ml/d) input as +ve 2027-28: 0.0023187; Gains in Water Available For Use / Savings in Demand under the selected programme (Ml/d) input as +ve 2028-29: 0.0029238; Gains in Water Available For Use / Savings in Demand under the selected programme (Ml/d) input as +ve 2029-30: 0.0034726; Gains in Water Available For Use / Savings in Demand under the selected programme (Ml/d) input as +ve 2030-31: 0.0040155; Gains in Water Available For Use / Savings in Demand under the selected programme (Ml/d) input as +ve 2031-32: 0.0045532; Gains in Water Available For Use / Savings in Demand under the selected programme (Ml/d) input as +ve 2032-33: 0.005088; Gains in Water Available For Use / Savings in Demand under the selected programme (Ml/d) input as +ve 2033-34: 0.0056207; Gains in Water Available For Use / Savings in Demand under the selected programme (Ml/d) input as +ve 2034-35: 0.0061516; Gains in Water Available For Use / Savings in Demand under the selected programme (Ml/d) input as +ve 2035-36: 0.0066807; Gains in Water Available For Use / Savings in Demand under the selected programme (Ml/d) input as +ve 2036-37: 0.0072078; Gains in Water Available For Use / Savings in Demand under the selected programme (Ml/d) input as +ve 2037-38: 0.007733; Gains in Water Available For Use / Savings in Demand under the selected programme (Ml/d) input as +ve 2038-39: 0.0082564; Gains in Water Available For Use / Savings in Demand under the selected programme (Ml/d) input as +ve 2039-40: 0.008779; Gains in Water Available For Use / Savings in Demand under the selected programme (Ml/d) input as +ve 2040-41: 0.0087713; Gains in Water Available For Use / Savings in Demand under the selected programme (Ml/d) input as +ve 2041-42: 0.008831; Gains in Water Available For Use / Savings in Demand under the selected programme (Ml/d) input as +ve 2042-43: 0.0089493; Gains in Water Available For Use / Savings in Demand under the selected programme (Ml/d) input as +ve 2043-44: 0.0091115; Gains in Water Available For Use / Savings in Demand under the selected programme (Ml/d) input as +ve 2044-45: 0.0093094; Gains in Water Available For Use / Savings in Demand under the selected programme (Ml/d) input as +ve 2045-46: 0.0095125; Gains in Water Available For Use / Savings in Demand under the selected programme (Ml/d) input as +ve 2046-47: 0.0097204; Gains in Water Available For Use / Savings in Demand under the selected programme (Ml/d) input as +ve 2047-48: 0.0099308; Gains in Water Available For Use / Savings in Demand under the selected programme (Ml/d) input as +ve 2048-49: 0.010143; Gains in Water Available For Use / Savings in Demand under the selected programme (Ml/d) input as +ve 2049-50: 0.010357
51dP | 3a WRMP24. Community Reward.AWSNBR | WEF 3a.AWSNBR | Water efficiency customer education / awareness | Customer Options | N | Preferred | AWSNBR | Ml/d | 2 | Gains in Water Available For Use / Savings in Demand under the selected programme (Ml/d) input as +ve 2019-20: 0; Gains in Water Available For Use / Savings in Demand under the selected programme (Ml/d) input as +ve 2020-21: 0; Gains in Water Available For Use / Savings in Demand under the selected programme (Ml/d) input as +ve 2021-22: 0; Gains in Water Available For Use / Savings in Demand under the selected programme (Ml/d) input as +ve 2022-23: 0; Gains in Water Available For Use / Savings in Demand under the selected programme (Ml/d) input as +ve 2023-24: 0; Gains in Water Available For Use / Savings in Demand under the selected programme (Ml/d) input as +ve 2024-25: 0; Gains in Water Available For Use / Savings in Demand under the selected programme (Ml/d) input as +ve 2025-26: 0.00087554; Gains in Water Available For Use / Savings in Demand under the selected programme (Ml/d) input as +ve 2026-27: 0.0016439; Gains in Water Available For Use / Savings in Demand under the selected programme (Ml/d) input as +ve 2027-28: 0.0023187; Gains in Water Available For Use / Savings in Demand under the selected programme (Ml/d) input as +ve 2028-29: 0.0029238; Gains in Water Available For Use / Savings in Demand under the selected programme (Ml/d) input as +ve 2029-30: 0.0034726; Gains in Water Available For Use / Savings in Demand under the selected programme (Ml/d) input as +ve 2030-31: 0.0040155; Gains in Water Available For Use / Savings in Demand under the selected programme (Ml/d) input as +ve 2031-32: 0.0045532; Gains in Water Available For Use / Savings in Demand under the selected programme (Ml/d) input as +ve 2032-33: 0.005088; Gains in Water Available For Use / Savings in Demand under the selected programme (Ml/d) input as +ve 2033-34: 0.0056207; Gains in Water Available For Use / Savings in Demand under the selected programme (Ml/d) input as +ve 2034-35: 0.0061516; Gains in Water Available For Use / Savings in Demand under the selected programme (Ml/d) input as +ve 2035-36: 0.0066807; Gains in Water Available For Use / Savings in Demand under the selected programme (Ml/d) input as +ve 2036-37: 0.0072078; Gains in Water Available For Use / Savings in Demand under the selected programme (Ml/d) input as +ve 2037-38: 0.007733; Gains in Water Available For Use / Savings in Demand under the selected programme (Ml/d) input as +ve 2038-39: 0.0082564; Gains in Water Available For Use / Savings in Demand under the selected programme (Ml/d) input as +ve 2039-40: 0.008779; Gains in Water Available For Use / Savings in Demand under the selected programme (Ml/d) input as +ve 2040-41: 0.0087713; Gains in Water Available For Use / Savings in Demand under the selected programme (Ml/d) input as +ve 2041-42: 0.008831; Gains in Water Available For Use / Savings in Demand under the selected programme (Ml/d) input as +ve 2042-43: 0.0089493; Gains in Water Available For Use / Savings in Demand under the selected programme (Ml/d) input as +ve 2043-44: 0.0091115; Gains in Water Available For Use / Savings in Demand under the selected programme (Ml/d) input as +ve 2044-45: 0.0093094; Gains in Water Available For Use / Savings in Demand under the selected programme (Ml/d) input as +ve 2045-46: 0.0095125; Gains in Water Available For Use / Savings in Demand under the selected programme (Ml/d) input as +ve 2046-47: 0.0097204; Gains in Water Available For Use / Savings in Demand under the selected programme (Ml/d) input as +ve 2047-48: 0.0099308; Gains in Water Available For Use / Savings in Demand under the selected programme (Ml/d) input as +ve 2048-49: 0.010143; Gains in Water Available For Use / Savings in Demand under the selected programme (Ml/d) input as +ve 2049-50: 0.010357
51dF | 4a WRMP24. PL Uplift - Vulnerable Customers.AWSNBR | WEF 4a.AWSNBR | Other water efficiency | Customer Options | N | Least Cost | AWSNBR | Ml/d | 2 | Gains in Water Available For Use / Savings in Demand under the selected programme (Ml/d) input as +ve 2019-20: 0; Gains in Water Available For Use / Savings in Demand under the selected programme (Ml/d) input as +ve 2020-21: 0; Gains in Water Available For Use / Savings in Demand under the selected programme (Ml/d) input as +ve 2021-22: 0; Gains in Water Available For Use / Savings in Demand under the selected programme (Ml/d) input as +ve 2022-23: 0; Gains in Water Available For Use / Savings in Demand under the selected programme (Ml/d) input as +ve 2023-24: 0; Gains in Water Available For Use / Savings in Demand under the selected programme (Ml/d) input as +ve 2024-25: 0; Gains in Water Available For Use / Savings in Demand under the selected programme (Ml/d) input as +ve 2025-26: 0.0021254; Gains in Water Available For Use / Savings in Demand under the selected programme (Ml/d) input as +ve 2026-27: 0.002716; Gains in Water Available For Use / Savings in Demand under the selected programme (Ml/d) input as +ve 2027-28: 0.003325; Gains in Water Available For Use / Savings in Demand under the selected programme (Ml/d) input as +ve 2028-29: 0.0039434; Gains in Water Available For Use / Savings in Demand under the selected programme (Ml/d) input as +ve 2029-30: 0.0045753; Gains in Water Available For Use / Savings in Demand under the selected programme (Ml/d) input as +ve 2030-31: 0.0052211; Gains in Water Available For Use / Savings in Demand under the selected programme (Ml/d) input as +ve 2031-32: 0.0058825; Gains in Water Available For Use / Savings in Demand under the selected programme (Ml/d) input as +ve 2032-33: 0.0059622; Gains in Water Available For Use / Savings in Demand under the selected programme (Ml/d) input as +ve 2033-34: 0.0060407; Gains in Water Available For Use / Savings in Demand under the selected programme (Ml/d) input as +ve 2034-35: 0.0061179; Gains in Water Available For Use / Savings in Demand under the selected programme (Ml/d) input as +ve 2035-36: 0.006193; Gains in Water Available For Use / Savings in Demand under the selected programme (Ml/d) input as +ve 2036-37: 0.0062671; Gains in Water Available For Use / Savings in Demand under the selected programme (Ml/d) input as +ve 2037-38: 0.0063395; Gains in Water Available For Use / Savings in Demand under the selected programme (Ml/d) input as +ve 2038-39: 0.0064106; Gains in Water Available For Use / Savings in Demand under the selected programme (Ml/d) input as +ve 2039-40: 0.0064811; Gains in Water Available For Use / Savings in Demand under the selected programme (Ml/d) input as +ve 2040-41: 0.0065506; Gains in Water Available For Use / Savings in Demand under the selected programme (Ml/d) input as +ve 2041-42: 0.0066189; Gains in Water Available For Use / Savings in Demand under the selected programme (Ml/d) input as +ve 2042-43: 0.0066856; Gains in Water Available For Use / Savings in Demand under the selected programme (Ml/d) input as +ve 2043-44: 0.0067522; Gains in Water Available For Use / Savings in Demand under the selected programme (Ml/d) input as +ve 2044-45: 0.006818; Gains in Water Available For Use / Savings in Demand under the selected programme (Ml/d) input as +ve 2045-46: 0.0068768; Gains in Water Available For Use / Savings in Demand under the selected programme (Ml/d) input as +ve 2046-47: 0.0069343; Gains in Water Available For Use / Savings in Demand under the selected programme (Ml/d) input as +ve 2047-48: 0.0069903; Gains in Water Available For Use / Savings in Demand under the selected programme (Ml/d) input as +ve 2048-49: 0.0070452; Gains in Water Available For Use / Savings in Demand under the selected programme (Ml/d) input as +ve 2049-50: 0.0070961
51dF | 4a WRMP24. PL Uplift - Vulnerable Customers.AWSNBR | WEF 4a.AWSNBR | Other water efficiency | Customer Options | N | Ofwat Core | AWSNBR | Ml/d | 2 | Gains in Water Available For Use / Savings in Demand under the selected programme (Ml/d) input as +ve 2019-20: 0; Gains in Water Available For Use / Savings in Demand under the selected programme (Ml/d) input as +ve 2020-21: 0; Gains in Water Available For Use / Savings in Demand under the selected programme (Ml/d) input as +ve 2021-22: 0; Gains in Water Available For Use / Savings in Demand under the selected programme (Ml/d) input as +ve 2022-23: 0; Gains in Water Available For Use / Savings in Demand under the selected programme (Ml/d) input as +ve 2023-24: 0; Gains in Water Available For Use / Savings in Demand under the selected programme (Ml/d) input as +ve 2024-25: 0; Gains in Water Available For Use / Savings in Demand under the selected programme (Ml/d) input as +ve 2025-26: 0.0021254; Gains in Water Available For Use / Savings in Demand under the selected programme (Ml/d) input as +ve 2026-27: 0.002716; Gains in Water Available For Use / Savings in Demand under the selected programme (Ml/d) input as +ve 2027-28: 0.003325; Gains in Water Available For Use / Savings in Demand under the selected programme (Ml/d) input as +ve 2028-29: 0.0039434; Gains in Water Available For Use / Savings in Demand under the selected programme (Ml/d) input as +ve 2029-30: 0.0045753; Gains in Water Available For Use / Savings in Demand under the selected programme (Ml/d) input as +ve 2030-31: 0.0052211; Gains in Water Available For Use / Savings in Demand under the selected programme (Ml/d) input as +ve 2031-32: 0.0058825; Gains in Water Available For Use / Savings in Demand under the selected programme (Ml/d) input as +ve 2032-33: 0.0059622; Gains in Water Available For Use / Savings in Demand under the selected programme (Ml/d) input as +ve 2033-34: 0.0060407; Gains in Water Available For Use / Savings in Demand under the selected programme (Ml/d) input as +ve 2034-35: 0.0061179; Gains in Water Available For Use / Savings in Demand under the selected programme (Ml/d) input as +ve 2035-36: 0.006193; Gains in Water Available For Use / Savings in Demand under the selected programme (Ml/d) input as +ve 2036-37: 0.0062671; Gains in Water Available For Use / Savings in Demand under the selected programme (Ml/d) input as +ve 2037-38: 0.0063395; Gains in Water Available For Use / Savings in Demand under the selected programme (Ml/d) input as +ve 2038-39: 0.0064106; Gains in Water Available For Use / Savings in Demand under the selected programme (Ml/d) input as +ve 2039-40: 0.0064811; Gains in Water Available For Use / Savings in Demand under the selected programme (Ml/d) input as +ve 2040-41: 0.0065506; Gains in Water Available For Use / Savings in Demand under the selected programme (Ml/d) input as +ve 2041-42: 0.0066189; Gains in Water Available For Use / Savings in Demand under the selected programme (Ml/d) input as +ve 2042-43: 0.0066856; Gains in Water Available For Use / Savings in Demand under the selected programme (Ml/d) input as +ve 2043-44: 0.0067522; Gains in Water Available For Use / Savings in Demand under the selected programme (Ml/d) input as +ve 2044-45: 0.006818; Gains in Water Available For Use / Savings in Demand under the selected programme (Ml/d) input as +ve 2045-46: 0.0068768; Gains in Water Available For Use / Savings in Demand under the selected programme (Ml/d) input as +ve 2046-47: 0.0069343; Gains in Water Available For Use / Savings in Demand under the selected programme (Ml/d) input as +ve 2047-48: 0.0069903; Gains in Water Available For Use / Savings in Demand under the selected programme (Ml/d) input as +ve 2048-49: 0.0070452; Gains in Water Available For Use / Savings in Demand under the selected programme (Ml/d) input as +ve 2049-50: 0.0070961
51dP | 4a WRMP24. PL Uplift - Vulnerable Customers.AWSNBR | WEF 4a.AWSNBR | Other water efficiency | Customer Options | N | Preferred | AWSNBR | Ml/d | 2 | Gains in Water Available For Use / Savings in Demand under the selected programme (Ml/d) input as +ve 2019-20: 0; Gains in Water Available For Use / Savings in Demand under the selected programme (Ml/d) input as +ve 2020-21: 0; Gains in Water Available For Use / Savings in Demand under the selected programme (Ml/d) input as +ve 2021-22: 0; Gains in Water Available For Use / Savings in Demand under the selected programme (Ml/d) input as +ve 2022-23: 0; Gains in Water Available For Use / Savings in Demand under the selected programme (Ml/d) input as +ve 2023-24: 0; Gains in Water Available For Use / Savings in Demand under the selected programme (Ml/d) input as +ve 2024-25: 0; Gains in Water Available For Use / Savings in Demand under the selected programme (Ml/d) input as +ve 2025-26: 0.0021254; Gains in Water Available For Use / Savings in Demand under the selected programme (Ml/d) input as +ve 2026-27: 0.002716; Gains in Water Available For Use / Savings in Demand under the selected programme (Ml/d) input as +ve 2027-28: 0.003325; Gains in Water Available For Use / Savings in Demand under the selected programme (Ml/d) input as +ve 2028-29: 0.0039434; Gains in Water Available For Use / Savings in Demand under the selected programme (Ml/d) input as +ve 2029-30: 0.0045753; Gains in Water Available For Use / Savings in Demand under the selected programme (Ml/d) input as +ve 2030-31: 0.0052211; Gains in Water Available For Use / Savings in Demand under the selected programme (Ml/d) input as +ve 2031-32: 0.0058825; Gains in Water Available For Use / Savings in Demand under the selected programme (Ml/d) input as +ve 2032-33: 0.0059622; Gains in Water Available For Use / Savings in Demand under the selected programme (Ml/d) input as +ve 2033-34: 0.0060407; Gains in Water Available For Use / Savings in Demand under the selected programme (Ml/d) input as +ve 2034-35: 0.0061179; Gains in Water Available For Use / Savings in Demand under the selected programme (Ml/d) input as +ve 2035-36: 0.006193; Gains in Water Available For Use / Savings in Demand under the selected programme (Ml/d) input as +ve 2036-37: 0.0062671; Gains in Water Available For Use / Savings in Demand under the selected programme (Ml/d) input as +ve 2037-38: 0.0063395; Gains in Water Available For Use / Savings in Demand under the selected programme (Ml/d) input as +ve 2038-39: 0.0064106; Gains in Water Available For Use / Savings in Demand under the selected programme (Ml/d) input as +ve 2039-40: 0.0064811; Gains in Water Available For Use / Savings in Demand under the selected programme (Ml/d) input as +ve 2040-41: 0.0065506; Gains in Water Available For Use / Savings in Demand under the selected programme (Ml/d) input as +ve 2041-42: 0.0066189; Gains in Water Available For Use / Savings in Demand under the selected programme (Ml/d) input as +ve 2042-43: 0.0066856; Gains in Water Available For Use / Savings in Demand under the selected programme (Ml/d) input as +ve 2043-44: 0.0067522; Gains in Water Available For Use / Savings in Demand under the selected programme (Ml/d) input as +ve 2044-45: 0.006818; Gains in Water Available For Use / Savings in Demand under the selected programme (Ml/d) input as +ve 2045-46: 0.0068768; Gains in Water Available For Use / Savings in Demand under the selected programme (Ml/d) input as +ve 2046-47: 0.0069343; Gains in Water Available For Use / Savings in Demand under the selected programme (Ml/d) input as +ve 2047-48: 0.0069903; Gains in Water Available For Use / Savings in Demand under the selected programme (Ml/d) input as +ve 2048-49: 0.0070452; Gains in Water Available For Use / Savings in Demand under the selected programme (Ml/d) input as +ve 2049-50: 0.0070961
51dF | 4c-PL WRMP24. PL uplift - Non-Vulnerable Customers.AWSNBR | WEF 4c-PL.AWSNBR | Other water efficiency | Customer Options | N | Least Cost | AWSNBR | Ml/d | 2 | Gains in Water Available For Use / Savings in Demand under the selected programme (Ml/d) input as +ve 2019-20: 0; Gains in Water Available For Use / Savings in Demand under the selected programme (Ml/d) input as +ve 2020-21: 0; Gains in Water Available For Use / Savings in Demand under the selected programme (Ml/d) input as +ve 2021-22: 0; Gains in Water Available For Use / Savings in Demand under the selected programme (Ml/d) input as +ve 2022-23: 0; Gains in Water Available For Use / Savings in Demand under the selected programme (Ml/d) input as +ve 2023-24: 0; Gains in Water Available For Use / Savings in Demand under the selected programme (Ml/d) input as +ve 2024-25: 0; Gains in Water Available For Use / Savings in Demand under the selected programme (Ml/d) input as +ve 2025-26: 0.018351; Gains in Water Available For Use / Savings in Demand under the selected programme (Ml/d) input as +ve 2026-27: 0.02345; Gains in Water Available For Use / Savings in Demand under the selected programme (Ml/d) input as +ve 2027-28: 0.028708; Gains in Water Available For Use / Savings in Demand under the selected programme (Ml/d) input as +ve 2028-29: 0.034048; Gains in Water Available For Use / Savings in Demand under the selected programme (Ml/d) input as +ve 2029-30: 0.039503; Gains in Water Available For Use / Savings in Demand under the selected programme (Ml/d) input as +ve 2030-31: 0.045079; Gains in Water Available For Use / Savings in Demand under the selected programme (Ml/d) input as +ve 2031-32: 0.050789; Gains in Water Available For Use / Savings in Demand under the selected programme (Ml/d) input as +ve 2032-33: 0.051478; Gains in Water Available For Use / Savings in Demand under the selected programme (Ml/d) input as +ve 2033-34: 0.052155; Gains in Water Available For Use / Savings in Demand under the selected programme (Ml/d) input as +ve 2034-35: 0.052823; Gains in Water Available For Use / Savings in Demand under the selected programme (Ml/d) input as +ve 2035-36: 0.053471; Gains in Water Available For Use / Savings in Demand under the selected programme (Ml/d) input as +ve 2036-37: 0.05411; Gains in Water Available For Use / Savings in Demand under the selected programme (Ml/d) input as +ve 2037-38: 0.054736; Gains in Water Available For Use / Savings in Demand under the selected programme (Ml/d) input as +ve 2038-39: 0.055349; Gains in Water Available For Use / Savings in Demand under the selected programme (Ml/d) input as +ve 2039-40: 0.055958; Gains in Water Available For Use / Savings in Demand under the selected programme (Ml/d) input as +ve 2040-41: 0.056558; Gains in Water Available For Use / Savings in Demand under the selected programme (Ml/d) input as +ve 2041-42: 0.057148; Gains in Water Available For Use / Savings in Demand under the selected programme (Ml/d) input as +ve 2042-43: 0.057724; Gains in Water Available For Use / Savings in Demand under the selected programme (Ml/d) input as +ve 2043-44: 0.058299; Gains in Water Available For Use / Savings in Demand under the selected programme (Ml/d) input as +ve 2044-45: 0.058867; Gains in Water Available For Use / Savings in Demand under the selected programme (Ml/d) input as +ve 2045-46: 0.059375; Gains in Water Available For Use / Savings in Demand under the selected programme (Ml/d) input as +ve 2046-47: 0.059871; Gains in Water Available For Use / Savings in Demand under the selected programme (Ml/d) input as +ve 2047-48: 0.060354; Gains in Water Available For Use / Savings in Demand under the selected programme (Ml/d) input as +ve 2048-49: 0.060829; Gains in Water Available For Use / Savings in Demand under the selected programme (Ml/d) input as +ve 2049-50: 0.061268
51dF | 4c-PL WRMP24. PL uplift - Non-Vulnerable Customers.AWSNBR | WEF 4c-PL.AWSNBR | Other water efficiency | Customer Options | N | Ofwat Core | AWSNBR | Ml/d | 2 | Gains in Water Available For Use / Savings in Demand under the selected programme (Ml/d) input as +ve 2019-20: 0; Gains in Water Available For Use / Savings in Demand under the selected programme (Ml/d) input as +ve 2020-21: 0; Gains in Water Available For Use / Savings in Demand under the selected programme (Ml/d) input as +ve 2021-22: 0; Gains in Water Available For Use / Savings in Demand under the selected programme (Ml/d) input as +ve 2022-23: 0; Gains in Water Available For Use / Savings in Demand under the selected programme (Ml/d) input as +ve 2023-24: 0; Gains in Water Available For Use / Savings in Demand under the selected programme (Ml/d) input as +ve 2024-25: 0; Gains in Water Available For Use / Savings in Demand under the selected programme (Ml/d) input as +ve 2025-26: 0.018351; Gains in Water Available For Use / Savings in Demand under the selected programme (Ml/d) input as +ve 2026-27: 0.02345; Gains in Water Available For Use / Savings in Demand under the selected programme (Ml/d) input as +ve 2027-28: 0.028708; Gains in Water Available For Use / Savings in Demand under the selected programme (Ml/d) input as +ve 2028-29: 0.034048; Gains in Water Available For Use / Savings in Demand under the selected programme (Ml/d) input as +ve 2029-30: 0.039503; Gains in Water Available For Use / Savings in Demand under the selected programme (Ml/d) input as +ve 2030-31: 0.045079; Gains in Water Available For Use / Savings in Demand under the selected programme (Ml/d) input as +ve 2031-32: 0.050789; Gains in Water Available For Use / Savings in Demand under the selected programme (Ml/d) input as +ve 2032-33: 0.051478; Gains in Water Available For Use / Savings in Demand under the selected programme (Ml/d) input as +ve 2033-34: 0.052155; Gains in Water Available For Use / Savings in Demand under the selected programme (Ml/d) input as +ve 2034-35: 0.052823; Gains in Water Available For Use / Savings in Demand under the selected programme (Ml/d) input as +ve 2035-36: 0.053471; Gains in Water Available For Use / Savings in Demand under the selected programme (Ml/d) input as +ve 2036-37: 0.05411; Gains in Water Available For Use / Savings in Demand under the selected programme (Ml/d) input as +ve 2037-38: 0.054736; Gains in Water Available For Use / Savings in Demand under the selected programme (Ml/d) input as +ve 2038-39: 0.055349; Gains in Water Available For Use / Savings in Demand under the selected programme (Ml/d) input as +ve 2039-40: 0.055958; Gains in Water Available For Use / Savings in Demand under the selected programme (Ml/d) input as +ve 2040-41: 0.056558; Gains in Water Available For Use / Savings in Demand under the selected programme (Ml/d) input as +ve 2041-42: 0.057148; Gains in Water Available For Use / Savings in Demand under the selected programme (Ml/d) input as +ve 2042-43: 0.057724; Gains in Water Available For Use / Savings in Demand under the selected programme (Ml/d) input as +ve 2043-44: 0.058299; Gains in Water Available For Use / Savings in Demand under the selected programme (Ml/d) input as +ve 2044-45: 0.058867; Gains in Water Available For Use / Savings in Demand under the selected programme (Ml/d) input as +ve 2045-46: 0.059375; Gains in Water Available For Use / Savings in Demand under the selected programme (Ml/d) input as +ve 2046-47: 0.059871; Gains in Water Available For Use / Savings in Demand under the selected programme (Ml/d) input as +ve 2047-48: 0.060354; Gains in Water Available For Use / Savings in Demand under the selected programme (Ml/d) input as +ve 2048-49: 0.060829; Gains in Water Available For Use / Savings in Demand under the selected programme (Ml/d) input as +ve 2049-50: 0.061268
51dP | 4c-PL WRMP24. PL uplift - Non-Vulnerable Customers.AWSNBR | WEF 4c-PL.AWSNBR | Other water efficiency | Customer Options | N | Preferred | AWSNBR | Ml/d | 2 | Gains in Water Available For Use / Savings in Demand under the selected programme (Ml/d) input as +ve 2019-20: 0; Gains in Water Available For Use / Savings in Demand under the selected programme (Ml/d) input as +ve 2020-21: 0; Gains in Water Available For Use / Savings in Demand under the selected programme (Ml/d) input as +ve 2021-22: 0; Gains in Water Available For Use / Savings in Demand under the selected programme (Ml/d) input as +ve 2022-23: 0; Gains in Water Available For Use / Savings in Demand under the selected programme (Ml/d) input as +ve 2023-24: 0; Gains in Water Available For Use / Savings in Demand under the selected programme (Ml/d) input as +ve 2024-25: 0; Gains in Water Available For Use / Savings in Demand under the selected programme (Ml/d) input as +ve 2025-26: 0.018351; Gains in Water Available For Use / Savings in Demand under the selected programme (Ml/d) input as +ve 2026-27: 0.02345; Gains in Water Available For Use / Savings in Demand under the selected programme (Ml/d) input as +ve 2027-28: 0.028708; Gains in Water Available For Use / Savings in Demand under the selected programme (Ml/d) input as +ve 2028-29: 0.034048; Gains in Water Available For Use / Savings in Demand under the selected programme (Ml/d) input as +ve 2029-30: 0.039503; Gains in Water Available For Use / Savings in Demand under the selected programme (Ml/d) input as +ve 2030-31: 0.045079; Gains in Water Available For Use / Savings in Demand under the selected programme (Ml/d) input as +ve 2031-32: 0.050789; Gains in Water Available For Use / Savings in Demand under the selected programme (Ml/d) input as +ve 2032-33: 0.051478; Gains in Water Available For Use / Savings in Demand under the selected programme (Ml/d) input as +ve 2033-34: 0.052155; Gains in Water Available For Use / Savings in Demand under the selected programme (Ml/d) input as +ve 2034-35: 0.052823; Gains in Water Available For Use / Savings in Demand under the selected programme (Ml/d) input as +ve 2035-36: 0.053471; Gains in Water Available For Use / Savings in Demand under the selected programme (Ml/d) input as +ve 2036-37: 0.05411; Gains in Water Available For Use / Savings in Demand under the selected programme (Ml/d) input as +ve 2037-38: 0.054736; Gains in Water Available For Use / Savings in Demand under the selected programme (Ml/d) input as +ve 2038-39: 0.055349; Gains in Water Available For Use / Savings in Demand under the selected programme (Ml/d) input as +ve 2039-40: 0.055958; Gains in Water Available For Use / Savings in Demand under the selected programme (Ml/d) input as +ve 2040-41: 0.056558; Gains in Water Available For Use / Savings in Demand under the selected programme (Ml/d) input as +ve 2041-42: 0.057148; Gains in Water Available For Use / Savings in Demand under the selected programme (Ml/d) input as +ve 2042-43: 0.057724; Gains in Water Available For Use / Savings in Demand under the selected programme (Ml/d) input as +ve 2043-44: 0.058299; Gains in Water Available For Use / Savings in Demand under the selected programme (Ml/d) input as +ve 2044-45: 0.058867; Gains in Water Available For Use / Savings in Demand under the selected programme (Ml/d) input as +ve 2045-46: 0.059375; Gains in Water Available For Use / Savings in Demand under the selected programme (Ml/d) input as +ve 2046-47: 0.059871; Gains in Water Available For Use / Savings in Demand under the selected programme (Ml/d) input as +ve 2047-48: 0.060354; Gains in Water Available For Use / Savings in Demand under the selected programme (Ml/d) input as +ve 2048-49: 0.060829; Gains in Water Available For Use / Savings in Demand under the selected programme (Ml/d) input as +ve 2049-50: 0.061268
51dF | 4d WRMP24. Leaky Loos Campaign.AWSNBR | WEF 4d.AWSNBR | Other water efficiency | Customer Options | N | Least Cost | AWSNBR | Ml/d | 2 | Gains in Water Available For Use / Savings in Demand under the selected programme (Ml/d) input as +ve 2019-20: 0; Gains in Water Available For Use / Savings in Demand under the selected programme (Ml/d) input as +ve 2020-21: 0; Gains in Water Available For Use / Savings in Demand under the selected programme (Ml/d) input as +ve 2021-22: 0; Gains in Water Available For Use / Savings in Demand under the selected programme (Ml/d) input as +ve 2022-23: 0; Gains in Water Available For Use / Savings in Demand under the selected programme (Ml/d) input as +ve 2023-24: 0; Gains in Water Available For Use / Savings in Demand under the selected programme (Ml/d) input as +ve 2024-25: 0; Gains in Water Available For Use / Savings in Demand under the selected programme (Ml/d) input as +ve 2025-26: 0.0029828; Gains in Water Available For Use / Savings in Demand under the selected programme (Ml/d) input as +ve 2026-27: 0.0059657; Gains in Water Available For Use / Savings in Demand under the selected programme (Ml/d) input as +ve 2027-28: 0.0089485; Gains in Water Available For Use / Savings in Demand under the selected programme (Ml/d) input as +ve 2028-29: 0.011931; Gains in Water Available For Use / Savings in Demand under the selected programme (Ml/d) input as +ve 2029-30: 0.014914; Gains in Water Available For Use / Savings in Demand under the selected programme (Ml/d) input as +ve 2030-31: 0.014914; Gains in Water Available For Use / Savings in Demand under the selected programme (Ml/d) input as +ve 2031-32: 0.014914; Gains in Water Available For Use / Savings in Demand under the selected programme (Ml/d) input as +ve 2032-33: 0.014914; Gains in Water Available For Use / Savings in Demand under the selected programme (Ml/d) input as +ve 2033-34: 0.014914; Gains in Water Available For Use / Savings in Demand under the selected programme (Ml/d) input as +ve 2034-35: 0.014914; Gains in Water Available For Use / Savings in Demand under the selected programme (Ml/d) input as +ve 2035-36: 0.014914; Gains in Water Available For Use / Savings in Demand under the selected programme (Ml/d) input as +ve 2036-37: 0.014914; Gains in Water Available For Use / Savings in Demand under the selected programme (Ml/d) input as +ve 2037-38: 0.014914; Gains in Water Available For Use / Savings in Demand under the selected programme (Ml/d) input as +ve 2038-39: 0.014914; Gains in Water Available For Use / Savings in Demand under the selected programme (Ml/d) input as +ve 2039-40: 0.014914; Gains in Water Available For Use / Savings in Demand under the selected programme (Ml/d) input as +ve 2040-41: 0.011931; Gains in Water Available For Use / Savings in Demand under the selected programme (Ml/d) input as +ve 2041-42: 0.0089485; Gains in Water Available For Use / Savings in Demand under the selected programme (Ml/d) input as +ve 2042-43: 0.0059657; Gains in Water Available For Use / Savings in Demand under the selected programme (Ml/d) input as +ve 2043-44: 0.0029828; Gains in Water Available For Use / Savings in Demand under the selected programme (Ml/d) input as +ve 2044-45: 0; Gains in Water Available For Use / Savings in Demand under the selected programme (Ml/d) input as +ve 2045-46: 0; Gains in Water Available For Use / Savings in Demand under the selected programme (Ml/d) input as +ve 2046-47: 0; Gains in Water Available For Use / Savings in Demand under the selected programme (Ml/d) input as +ve 2047-48: 0; Gains in Water Available For Use / Savings in Demand under the selected programme (Ml/d) input as +ve 2048-49: 0; Gains in Water Available For Use / Savings in Demand under the selected programme (Ml/d) input as +ve 2049-50: 0
51dF | 4d WRMP24. Leaky Loos Campaign.AWSNBR | WEF 4d.AWSNBR | Other water efficiency | Customer Options | N | Ofwat Core | AWSNBR | Ml/d | 2 | Gains in Water Available For Use / Savings in Demand under the selected programme (Ml/d) input as +ve 2019-20: 0; Gains in Water Available For Use / Savings in Demand under the selected programme (Ml/d) input as +ve 2020-21: 0; Gains in Water Available For Use / Savings in Demand under the selected programme (Ml/d) input as +ve 2021-22: 0; Gains in Water Available For Use / Savings in Demand under the selected programme (Ml/d) input as +ve 2022-23: 0; Gains in Water Available For Use / Savings in Demand under the selected programme (Ml/d) input as +ve 2023-24: 0; Gains in Water Available For Use / Savings in Demand under the selected programme (Ml/d) input as +ve 2024-25: 0; Gains in Water Available For Use / Savings in Demand under the selected programme (Ml/d) input as +ve 2025-26: 0.0029828; Gains in Water Available For Use / Savings in Demand under the selected programme (Ml/d) input as +ve 2026-27: 0.0059657; Gains in Water Available For Use / Savings in Demand under the selected programme (Ml/d) input as +ve 2027-28: 0.0089485; Gains in Water Available For Use / Savings in Demand under the selected programme (Ml/d) input as +ve 2028-29: 0.011931; Gains in Water Available For Use / Savings in Demand under the selected programme (Ml/d) input as +ve 2029-30: 0.014914; Gains in Water Available For Use / Savings in Demand under the selected programme (Ml/d) input as +ve 2030-31: 0.014914; Gains in Water Available For Use / Savings in Demand under the selected programme (Ml/d) input as +ve 2031-32: 0.014914; Gains in Water Available For Use / Savings in Demand under the selected programme (Ml/d) input as +ve 2032-33: 0.014914; Gains in Water Available For Use / Savings in Demand under the selected programme (Ml/d) input as +ve 2033-34: 0.014914; Gains in Water Available For Use / Savings in Demand under the selected programme (Ml/d) input as +ve 2034-35: 0.014914; Gains in Water Available For Use / Savings in Demand under the selected programme (Ml/d) input as +ve 2035-36: 0.014914; Gains in Water Available For Use / Savings in Demand under the selected programme (Ml/d) input as +ve 2036-37: 0.014914; Gains in Water Available For Use / Savings in Demand under the selected programme (Ml/d) input as +ve 2037-38: 0.014914; Gains in Water Available For Use / Savings in Demand under the selected programme (Ml/d) input as +ve 2038-39: 0.014914; Gains in Water Available For Use / Savings in Demand under the selected programme (Ml/d) input as +ve 2039-40: 0.014914; Gains in Water Available For Use / Savings in Demand under the selected programme (Ml/d) input as +ve 2040-41: 0.011931; Gains in Water Available For Use / Savings in Demand under the selected programme (Ml/d) input as +ve 2041-42: 0.0089485; Gains in Water Available For Use / Savings in Demand under the selected programme (Ml/d) input as +ve 2042-43: 0.0059657; Gains in Water Available For Use / Savings in Demand under the selected programme (Ml/d) input as +ve 2043-44: 0.0029828; Gains in Water Available For Use / Savings in Demand under the selected programme (Ml/d) input as +ve 2044-45: 0; Gains in Water Available For Use / Savings in Demand under the selected programme (Ml/d) input as +ve 2045-46: 0; Gains in Water Available For Use / Savings in Demand under the selected programme (Ml/d) input as +ve 2046-47: 0; Gains in Water Available For Use / Savings in Demand under the selected programme (Ml/d) input as +ve 2047-48: 0; Gains in Water Available For Use / Savings in Demand under the selected programme (Ml/d) input as +ve 2048-49: 0; Gains in Water Available For Use / Savings in Demand under the selected programme (Ml/d) input as +ve 2049-50: 0
51dP | 4d WRMP24. Leaky Loos Campaign.AWSNBR | WEF 4d.AWSNBR | Other water efficiency | Customer Options | N | Preferred | AWSNBR | Ml/d | 2 | Gains in Water Available For Use / Savings in Demand under the selected programme (Ml/d) input as +ve 2019-20: 0; Gains in Water Available For Use / Savings in Demand under the selected programme (Ml/d) input as +ve 2020-21: 0; Gains in Water Available For Use / Savings in Demand under the selected programme (Ml/d) input as +ve 2021-22: 0; Gains in Water Available For Use / Savings in Demand under the selected programme (Ml/d) input as +ve 2022-23: 0; Gains in Water Available For Use / Savings in Demand under the selected programme (Ml/d) input as +ve 2023-24: 0; Gains in Water Available For Use / Savings in Demand under the selected programme (Ml/d) input as +ve 2024-25: 0; Gains in Water Available For Use / Savings in Demand under the selected programme (Ml/d) input as +ve 2025-26: 0.0029828; Gains in Water Available For Use / Savings in Demand under the selected programme (Ml/d) input as +ve 2026-27: 0.0059657; Gains in Water Available For Use / Savings in Demand under the selected programme (Ml/d) input as +ve 2027-28: 0.0089485; Gains in Water Available For Use / Savings in Demand under the selected programme (Ml/d) input as +ve 2028-29: 0.011931; Gains in Water Available For Use / Savings in Demand under the selected programme (Ml/d) input as +ve 2029-30: 0.014914; Gains in Water Available For Use / Savings in Demand under the selected programme (Ml/d) input as +ve 2030-31: 0.014914; Gains in Water Available For Use / Savings in Demand under the selected programme (Ml/d) input as +ve 2031-32: 0.014914; Gains in Water Available For Use / Savings in Demand under the selected programme (Ml/d) input as +ve 2032-33: 0.014914; Gains in Water Available For Use / Savings in Demand under the selected programme (Ml/d) input as +ve 2033-34: 0.014914; Gains in Water Available For Use / Savings in Demand under the selected programme (Ml/d) input as +ve 2034-35: 0.014914; Gains in Water Available For Use / Savings in Demand under the selected programme (Ml/d) input as +ve 2035-36: 0.014914; Gains in Water Available For Use / Savings in Demand under the selected programme (Ml/d) input as +ve 2036-37: 0.014914; Gains in Water Available For Use / Savings in Demand under the selected programme (Ml/d) input as +ve 2037-38: 0.014914; Gains in Water Available For Use / Savings in Demand under the selected programme (Ml/d) input as +ve 2038-39: 0.014914; Gains in Water Available For Use / Savings in Demand under the selected programme (Ml/d) input as +ve 2039-40: 0.014914; Gains in Water Available For Use / Savings in Demand under the selected programme (Ml/d) input as +ve 2040-41: 0.011931; Gains in Water Available For Use / Savings in Demand under the selected programme (Ml/d) input as +ve 2041-42: 0.0089485; Gains in Water Available For Use / Savings in Demand under the selected programme (Ml/d) input as +ve 2042-43: 0.0059657; Gains in Water Available For Use / Savings in Demand under the selected programme (Ml/d) input as +ve 2043-44: 0.0029828; Gains in Water Available For Use / Savings in Demand under the selected programme (Ml/d) input as +ve 2044-45: 0; Gains in Water Available For Use / Savings in Demand under the selected programme (Ml/d) input as +ve 2045-46: 0; Gains in Water Available For Use / Savings in Demand under the selected programme (Ml/d) input as +ve 2046-47: 0; Gains in Water Available For Use / Savings in Demand under the selected programme (Ml/d) input as +ve 2047-48: 0; Gains in Water Available For Use / Savings in Demand under the selected programme (Ml/d) input as +ve 2048-49: 0; Gains in Water Available For Use / Savings in Demand under the selected programme (Ml/d) input as +ve 2049-50: 0
51cF | Find and Fix.AWSNBR | Find and Fix.AWSNBR | Active leakage management | Distribution Options | N | Least Cost | AWSNBR | Ml/d | 2 | Gains in Water Available For Use / Savings in Demand under the selected programme (Ml/d) input as +ve 2019-20: 0; Gains in Water Available For Use / Savings in Demand under the selected programme (Ml/d) input as +ve 2020-21: 0; Gains in Water Available For Use / Savings in Demand under the selected programme (Ml/d) input as +ve 2021-22: 0; Gains in Water Available For Use / Savings in Demand under the selected programme (Ml/d) input as +ve 2022-23: 0; Gains in Water Available For Use / Savings in Demand under the selected programme (Ml/d) input as +ve 2023-24: 0; Gains in Water Available For Use / Savings in Demand under the selected programme (Ml/d) input as +ve 2024-25: 0; Gains in Water Available For Use / Savings in Demand under the selected programme (Ml/d) input as +ve 2025-26: 0; Gains in Water Available For Use / Savings in Demand under the selected programme (Ml/d) input as +ve 2026-27: 0; Gains in Water Available For Use / Savings in Demand under the selected programme (Ml/d) input as +ve 2027-28: 0; Gains in Water Available For Use / Savings in Demand under the selected programme (Ml/d) input as +ve 2028-29: 0; Gains in Water Available For Use / Savings in Demand under the selected programme (Ml/d) input as +ve 2029-30: 0; Gains in Water Available For Use / Savings in Demand under the selected programme (Ml/d) input as +ve 2030-31: 0; Gains in Water Available For Use / Savings in Demand under the selected programme (Ml/d) input as +ve 2031-32: 0; Gains in Water Available For Use / Savings in Demand under the selected programme (Ml/d) input as +ve 2032-33: 0; Gains in Water Available For Use / Savings in Demand under the selected programme (Ml/d) input as +ve 2033-34: 0; Gains in Water Available For Use / Savings in Demand under the selected programme (Ml/d) input as +ve 2034-35: 0; Gains in Water Available For Use / Savings in Demand under the selected programme (Ml/d) input as +ve 2035-36: 0; Gains in Water Available For Use / Savings in Demand under the selected programme (Ml/d) input as +ve 2036-37: 0; Gains in Water Available For Use / Savings in Demand under the selected programme (Ml/d) input as +ve 2037-38: 0; Gains in Water Available For Use / Savings in Demand under the selected programme (Ml/d) input as +ve 2038-39: 0; Gains in Water Available For Use / Savings in Demand under the selected programme (Ml/d) input as +ve 2039-40: 0; Gains in Water Available For Use / Savings in Demand under the selected programme (Ml/d) input as +ve 2040-41: 0; Gains in Water Available For Use / Savings in Demand under the selected programme (Ml/d) input as +ve 2041-42: 0; Gains in Water Available For Use / Savings in Demand under the selected programme (Ml/d) input as +ve 2042-43: 0.012791; Gains in Water Available For Use / Savings in Demand under the selected programme (Ml/d) input as +ve 2043-44: 0.012791; Gains in Water Available For Use / Savings in Demand under the selected programme (Ml/d) input as +ve 2044-45: 0.012791; Gains in Water Available For Use / Savings in Demand under the selected programme (Ml/d) input as +ve 2045-46: 0.022266; Gains in Water Available For Use / Savings in Demand under the selected programme (Ml/d) input as +ve 2046-47: 0.022266; Gains in Water Available For Use / Savings in Demand under the selected programme (Ml/d) input as +ve 2047-48: 0.022266; Gains in Water Available For Use / Savings in Demand under the selected programme (Ml/d) input as +ve 2048-49: 0.029057; Gains in Water Available For Use / Savings in Demand under the selected programme (Ml/d) input as +ve 2049-50: 0.035373
51cF | Find and Fix.AWSNBR | Find and Fix.AWSNBR | Active leakage management | Distribution Options | N | Ofwat Core | AWSNBR | Ml/d | 2 | Gains in Water Available For Use / Savings in Demand under the selected programme (Ml/d) input as +ve 2019-20: 0; Gains in Water Available For Use / Savings in Demand under the selected programme (Ml/d) input as +ve 2020-21: 0; Gains in Water Available For Use / Savings in Demand under the selected programme (Ml/d) input as +ve 2021-22: 0; Gains in Water Available For Use / Savings in Demand under the selected programme (Ml/d) input as +ve 2022-23: 0; Gains in Water Available For Use / Savings in Demand under the selected programme (Ml/d) input as +ve 2023-24: 0; Gains in Water Available For Use / Savings in Demand under the selected programme (Ml/d) input as +ve 2024-25: 0; Gains in Water Available For Use / Savings in Demand under the selected programme (Ml/d) input as +ve 2025-26: 0; Gains in Water Available For Use / Savings in Demand under the selected programme (Ml/d) input as +ve 2026-27: 0; Gains in Water Available For Use / Savings in Demand under the selected programme (Ml/d) input as +ve 2027-28: 0; Gains in Water Available For Use / Savings in Demand under the selected programme (Ml/d) input as +ve 2028-29: 0; Gains in Water Available For Use / Savings in Demand under the selected programme (Ml/d) input as +ve 2029-30: 0; Gains in Water Available For Use / Savings in Demand under the selected programme (Ml/d) input as +ve 2030-31: 0; Gains in Water Available For Use / Savings in Demand under the selected programme (Ml/d) input as +ve 2031-32: 0; Gains in Water Available For Use / Savings in Demand under the selected programme (Ml/d) input as +ve 2032-33: 0; Gains in Water Available For Use / Savings in Demand under the selected programme (Ml/d) input as +ve 2033-34: 0; Gains in Water Available For Use / Savings in Demand under the selected programme (Ml/d) input as +ve 2034-35: 0; Gains in Water Available For Use / Savings in Demand under the selected programme (Ml/d) input as +ve 2035-36: 0; Gains in Water Available For Use / Savings in Demand under the selected programme (Ml/d) input as +ve 2036-37: 0; Gains in Water Available For Use / Savings in Demand under the selected programme (Ml/d) input as +ve 2037-38: 0; Gains in Water Available For Use / Savings in Demand under the selected programme (Ml/d) input as +ve 2038-39: 0; Gains in Water Available For Use / Savings in Demand under the selected programme (Ml/d) input as +ve 2039-40: 0; Gains in Water Available For Use / Savings in Demand under the selected programme (Ml/d) input as +ve 2040-41: 0; Gains in Water Available For Use / Savings in Demand under the selected programme (Ml/d) input as +ve 2041-42: 0; Gains in Water Available For Use / Savings in Demand under the selected programme (Ml/d) input as +ve 2042-43: 0.012791; Gains in Water Available For Use / Savings in Demand under the selected programme (Ml/d) input as +ve 2043-44: 0.012791; Gains in Water Available For Use / Savings in Demand under the selected programme (Ml/d) input as +ve 2044-45: 0.012791; Gains in Water Available For Use / Savings in Demand under the selected programme (Ml/d) input as +ve 2045-46: 0.022266; Gains in Water Available For Use / Savings in Demand under the selected programme (Ml/d) input as +ve 2046-47: 0.022266; Gains in Water Available For Use / Savings in Demand under the selected programme (Ml/d) input as +ve 2047-48: 0.022266; Gains in Water Available For Use / Savings in Demand under the selected programme (Ml/d) input as +ve 2048-49: 0.029057; Gains in Water Available For Use / Savings in Demand under the selected programme (Ml/d) input as +ve 2049-50: 0.035373
51cP | Find and Fix.AWSNBR | Find and Fix.AWSNBR | Active leakage management | Distribution Options | N | Preferred | AWSNBR | Ml/d | 2 | Gains in Water Available For Use / Savings in Demand under the selected programme (Ml/d) input as +ve 2019-20: 0; Gains in Water Available For Use / Savings in Demand under the selected programme (Ml/d) input as +ve 2020-21: 0; Gains in Water Available For Use / Savings in Demand under the selected programme (Ml/d) input as +ve 2021-22: 0; Gains in Water Available For Use / Savings in Demand under the selected programme (Ml/d) input as +ve 2022-23: 0; Gains in Water Available For Use / Savings in Demand under the selected programme (Ml/d) input as +ve 2023-24: 0; Gains in Water Available For Use / Savings in Demand under the selected programme (Ml/d) input as +ve 2024-25: 0; Gains in Water Available For Use / Savings in Demand under the selected programme (Ml/d) input as +ve 2025-26: 0; Gains in Water Available For Use / Savings in Demand under the selected programme (Ml/d) input as +ve 2026-27: 0; Gains in Water Available For Use / Savings in Demand under the selected programme (Ml/d) input as +ve 2027-28: 0; Gains in Water Available For Use / Savings in Demand under the selected programme (Ml/d) input as +ve 2028-29: 0; Gains in Water Available For Use / Savings in Demand under the selected programme (Ml/d) input as +ve 2029-30: 0; Gains in Water Available For Use / Savings in Demand under the selected programme (Ml/d) input as +ve 2030-31: 0; Gains in Water Available For Use / Savings in Demand under the selected programme (Ml/d) input as +ve 2031-32: 0; Gains in Water Available For Use / Savings in Demand under the selected programme (Ml/d) input as +ve 2032-33: 0; Gains in Water Available For Use / Savings in Demand under the selected programme (Ml/d) input as +ve 2033-34: 0; Gains in Water Available For Use / Savings in Demand under the selected programme (Ml/d) input as +ve 2034-35: 0; Gains in Water Available For Use / Savings in Demand under the selected programme (Ml/d) input as +ve 2035-36: 0; Gains in Water Available For Use / Savings in Demand under the selected programme (Ml/d) input as +ve 2036-37: 0; Gains in Water Available For Use / Savings in Demand under the selected programme (Ml/d) input as +ve 2037-38: 0; Gains in Water Available For Use / Savings in Demand under the selected programme (Ml/d) input as +ve 2038-39: 0; Gains in Water Available For Use / Savings in Demand under the selected programme (Ml/d) input as +ve 2039-40: 0; Gains in Water Available For Use / Savings in Demand under the selected programme (Ml/d) input as +ve 2040-41: 0; Gains in Water Available For Use / Savings in Demand under the selected programme (Ml/d) input as +ve 2041-42: 0; Gains in Water Available For Use / Savings in Demand under the selected programme (Ml/d) input as +ve 2042-43: 0.012791; Gains in Water Available For Use / Savings in Demand under the selected programme (Ml/d) input as +ve 2043-44: 0.012791; Gains in Water Available For Use / Savings in Demand under the selected programme (Ml/d) input as +ve 2044-45: 0.012791; Gains in Water Available For Use / Savings in Demand under the selected programme (Ml/d) input as +ve 2045-46: 0.022266; Gains in Water Available For Use / Savings in Demand under the selected programme (Ml/d) input as +ve 2046-47: 0.022266; Gains in Water Available For Use / Savings in Demand under the selected programme (Ml/d) input as +ve 2047-48: 0.022266; Gains in Water Available For Use / Savings in Demand under the selected programme (Ml/d) input as +ve 2048-49: 0.029057; Gains in Water Available For Use / Savings in Demand under the selected programme (Ml/d) input as +ve 2049-50: 0.035373
51dF | G2. Mandatory water labelling.AWSNBR | WEF g2.AWSNBR | Water efficiency customer education / awareness | Customer Options | N | Least Cost | AWSNBR | Ml/d | 2 | Gains in Water Available For Use / Savings in Demand under the selected programme (Ml/d) input as +ve 2019-20: 0; Gains in Water Available For Use / Savings in Demand under the selected programme (Ml/d) input as +ve 2020-21: 0; Gains in Water Available For Use / Savings in Demand under the selected programme (Ml/d) input as +ve 2021-22: 0; Gains in Water Available For Use / Savings in Demand under the selected programme (Ml/d) input as +ve 2022-23: 0; Gains in Water Available For Use / Savings in Demand under the selected programme (Ml/d) input as +ve 2023-24: 0; Gains in Water Available For Use / Savings in Demand under the selected programme (Ml/d) input as +ve 2024-25: 0; Gains in Water Available For Use / Savings in Demand under the selected programme (Ml/d) input as +ve 2025-26: 0; Gains in Water Available For Use / Savings in Demand under the selected programme (Ml/d) input as +ve 2026-27: 0; Gains in Water Available For Use / Savings in Demand under the selected programme (Ml/d) input as +ve 2027-28: 0; Gains in Water Available For Use / Savings in Demand under the selected programme (Ml/d) input as +ve 2028-29: 0.015297; Gains in Water Available For Use / Savings in Demand under the selected programme (Ml/d) input as +ve 2029-30: 0.030735; Gains in Water Available For Use / Savings in Demand under the selected programme (Ml/d) input as +ve 2030-31: 0.046337; Gains in Water Available For Use / Savings in Demand under the selected programme (Ml/d) input as +ve 2031-32: 0.062018; Gains in Water Available For Use / Savings in Demand under the selected programme (Ml/d) input as +ve 2032-33: 0.077834; Gains in Water Available For Use / Savings in Demand under the selected programme (Ml/d) input as +ve 2033-34: 0.093833; Gains in Water Available For Use / Savings in Demand under the selected programme (Ml/d) input as +ve 2034-35: 0.14227; Gains in Water Available For Use / Savings in Demand under the selected programme (Ml/d) input as +ve 2035-36: 0.19109; Gains in Water Available For Use / Savings in Demand under the selected programme (Ml/d) input as +ve 2036-37: 0.2403; Gains in Water Available For Use / Savings in Demand under the selected programme (Ml/d) input as +ve 2037-38: 0.28994; Gains in Water Available For Use / Savings in Demand under the selected programme (Ml/d) input as +ve 2038-39: 0.34007; Gains in Water Available For Use / Savings in Demand under the selected programme (Ml/d) input as +ve 2039-40: 0.39104; Gains in Water Available For Use / Savings in Demand under the selected programme (Ml/d) input as +ve 2040-41: 0.4424; Gains in Water Available For Use / Savings in Demand under the selected programme (Ml/d) input as +ve 2041-42: 0.49442; Gains in Water Available For Use / Savings in Demand under the selected programme (Ml/d) input as +ve 2042-43: 0.54711; Gains in Water Available For Use / Savings in Demand under the selected programme (Ml/d) input as +ve 2043-44: 0.60041; Gains in Water Available For Use / Savings in Demand under the selected programme (Ml/d) input as +ve 2044-45: 0.61978; Gains in Water Available For Use / Savings in Demand under the selected programme (Ml/d) input as +ve 2045-46: 0.63926; Gains in Water Available For Use / Savings in Demand under the selected programme (Ml/d) input as +ve 2046-47: 0.65893; Gains in Water Available For Use / Savings in Demand under the selected programme (Ml/d) input as +ve 2047-48: 0.6788; Gains in Water Available For Use / Savings in Demand under the selected programme (Ml/d) input as +ve 2048-49: 0.69884; Gains in Water Available For Use / Savings in Demand under the selected programme (Ml/d) input as +ve 2049-50: 0.71911
51dF | G2. Mandatory water labelling.AWSNBR | WEF g2.AWSNBR | Water efficiency customer education / awareness | Customer Options | N | Ofwat Core | AWSNBR | Ml/d | 2 | Gains in Water Available For Use / Savings in Demand under the selected programme (Ml/d) input as +ve 2019-20: 0; Gains in Water Available For Use / Savings in Demand under the selected programme (Ml/d) input as +ve 2020-21: 0; Gains in Water Available For Use / Savings in Demand under the selected programme (Ml/d) input as +ve 2021-22: 0; Gains in Water Available For Use / Savings in Demand under the selected programme (Ml/d) input as +ve 2022-23: 0; Gains in Water Available For Use / Savings in Demand under the selected programme (Ml/d) input as +ve 2023-24: 0; Gains in Water Available For Use / Savings in Demand under the selected programme (Ml/d) input as +ve 2024-25: 0; Gains in Water Available For Use / Savings in Demand under the selected programme (Ml/d) input as +ve 2025-26: 0; Gains in Water Available For Use / Savings in Demand under the selected programme (Ml/d) input as +ve 2026-27: 0; Gains in Water Available For Use / Savings in Demand under the selected programme (Ml/d) input as +ve 2027-28: 0; Gains in Water Available For Use / Savings in Demand under the selected programme (Ml/d) input as +ve 2028-29: 0.015297; Gains in Water Available For Use / Savings in Demand under the selected programme (Ml/d) input as +ve 2029-30: 0.030735; Gains in Water Available For Use / Savings in Demand under the selected programme (Ml/d) input as +ve 2030-31: 0.046337; Gains in Water Available For Use / Savings in Demand under the selected programme (Ml/d) input as +ve 2031-32: 0.062018; Gains in Water Available For Use / Savings in Demand under the selected programme (Ml/d) input as +ve 2032-33: 0.077834; Gains in Water Available For Use / Savings in Demand under the selected programme (Ml/d) input as +ve 2033-34: 0.093833; Gains in Water Available For Use / Savings in Demand under the selected programme (Ml/d) input as +ve 2034-35: 0.14227; Gains in Water Available For Use / Savings in Demand under the selected programme (Ml/d) input as +ve 2035-36: 0.19109; Gains in Water Available For Use / Savings in Demand under the selected programme (Ml/d) input as +ve 2036-37: 0.2403; Gains in Water Available For Use / Savings in Demand under the selected programme (Ml/d) input as +ve 2037-38: 0.28994; Gains in Water Available For Use / Savings in Demand under the selected programme (Ml/d) input as +ve 2038-39: 0.34007; Gains in Water Available For Use / Savings in Demand under the selected programme (Ml/d) input as +ve 2039-40: 0.39104; Gains in Water Available For Use / Savings in Demand under the selected programme (Ml/d) input as +ve 2040-41: 0.4424; Gains in Water Available For Use / Savings in Demand under the selected programme (Ml/d) input as +ve 2041-42: 0.49442; Gains in Water Available For Use / Savings in Demand under the selected programme (Ml/d) input as +ve 2042-43: 0.54711; Gains in Water Available For Use / Savings in Demand under the selected programme (Ml/d) input as +ve 2043-44: 0.60041; Gains in Water Available For Use / Savings in Demand under the selected programme (Ml/d) input as +ve 2044-45: 0.61978; Gains in Water Available For Use / Savings in Demand under the selected programme (Ml/d) input as +ve 2045-46: 0.63926; Gains in Water Available For Use / Savings in Demand under the selected programme (Ml/d) input as +ve 2046-47: 0.65893; Gains in Water Available For Use / Savings in Demand under the selected programme (Ml/d) input as +ve 2047-48: 0.6788; Gains in Water Available For Use / Savings in Demand under the selected programme (Ml/d) input as +ve 2048-49: 0.69884; Gains in Water Available For Use / Savings in Demand under the selected programme (Ml/d) input as +ve 2049-50: 0.71911
51dP | G2. Mandatory water labelling.AWSNBR | WEF g2.AWSNBR | Water efficiency customer education / awareness | Customer Options | N | Preferred | AWSNBR | Ml/d | 2 | Gains in Water Available For Use / Savings in Demand under the selected programme (Ml/d) input as +ve 2019-20: 0; Gains in Water Available For Use / Savings in Demand under the selected programme (Ml/d) input as +ve 2020-21: 0; Gains in Water Available For Use / Savings in Demand under the selected programme (Ml/d) input as +ve 2021-22: 0; Gains in Water Available For Use / Savings in Demand under the selected programme (Ml/d) input as +ve 2022-23: 0; Gains in Water Available For Use / Savings in Demand under the selected programme (Ml/d) input as +ve 2023-24: 0; Gains in Water Available For Use / Savings in Demand under the selected programme (Ml/d) input as +ve 2024-25: 0; Gains in Water Available For Use / Savings in Demand under the selected programme (Ml/d) input as +ve 2025-26: 0; Gains in Water Available For Use / Savings in Demand under the selected programme (Ml/d) input as +ve 2026-27: 0; Gains in Water Available For Use / Savings in Demand under the selected programme (Ml/d) input as +ve 2027-28: 0; Gains in Water Available For Use / Savings in Demand under the selected programme (Ml/d) input as +ve 2028-29: 0.015297; Gains in Water Available For Use / Savings in Demand under the selected programme (Ml/d) input as +ve 2029-30: 0.030735; Gains in Water Available For Use / Savings in Demand under the selected programme (Ml/d) input as +ve 2030-31: 0.046337; Gains in Water Available For Use / Savings in Demand under the selected programme (Ml/d) input as +ve 2031-32: 0.062018; Gains in Water Available For Use / Savings in Demand under the selected programme (Ml/d) input as +ve 2032-33: 0.077834; Gains in Water Available For Use / Savings in Demand under the selected programme (Ml/d) input as +ve 2033-34: 0.093833; Gains in Water Available For Use / Savings in Demand under the selected programme (Ml/d) input as +ve 2034-35: 0.14227; Gains in Water Available For Use / Savings in Demand under the selected programme (Ml/d) input as +ve 2035-36: 0.19109; Gains in Water Available For Use / Savings in Demand under the selected programme (Ml/d) input as +ve 2036-37: 0.2403; Gains in Water Available For Use / Savings in Demand under the selected programme (Ml/d) input as +ve 2037-38: 0.28994; Gains in Water Available For Use / Savings in Demand under the selected programme (Ml/d) input as +ve 2038-39: 0.34007; Gains in Water Available For Use / Savings in Demand under the selected programme (Ml/d) input as +ve 2039-40: 0.39104; Gains in Water Available For Use / Savings in Demand under the selected programme (Ml/d) input as +ve 2040-41: 0.4424; Gains in Water Available For Use / Savings in Demand under the selected programme (Ml/d) input as +ve 2041-42: 0.49442; Gains in Water Available For Use / Savings in Demand under the selected programme (Ml/d) input as +ve 2042-43: 0.54711; Gains in Water Available For Use / Savings in Demand under the selected programme (Ml/d) input as +ve 2043-44: 0.60041; Gains in Water Available For Use / Savings in Demand under the selected programme (Ml/d) input as +ve 2044-45: 0.61978; Gains in Water Available For Use / Savings in Demand under the selected programme (Ml/d) input as +ve 2045-46: 0.63926; Gains in Water Available For Use / Savings in Demand under the selected programme (Ml/d) input as +ve 2046-47: 0.65893; Gains in Water Available For Use / Savings in Demand under the selected programme (Ml/d) input as +ve 2047-48: 0.6788; Gains in Water Available For Use / Savings in Demand under the selected programme (Ml/d) input as +ve 2048-49: 0.69884; Gains in Water Available For Use / Savings in Demand under the selected programme (Ml/d) input as +ve 2049-50: 0.71911
51dF | LEA: NHH. NHH CSPL repairs.AWSNBR | LEA: NHH. NHH CSPL repairs.AWSNBR | Supply pipe repairs / replacement | Customer Options | N | Least Cost | AWSNBR | Ml/d | 2 | Gains in Water Available For Use / Savings in Demand under the selected programme (Ml/d) input as +ve 2019-20: 0; Gains in Water Available For Use / Savings in Demand under the selected programme (Ml/d) input as +ve 2020-21: 0; Gains in Water Available For Use / Savings in Demand under the selected programme (Ml/d) input as +ve 2021-22: 0; Gains in Water Available For Use / Savings in Demand under the selected programme (Ml/d) input as +ve 2022-23: 0; Gains in Water Available For Use / Savings in Demand under the selected programme (Ml/d) input as +ve 2023-24: 0; Gains in Water Available For Use / Savings in Demand under the selected programme (Ml/d) input as +ve 2024-25: 0; Gains in Water Available For Use / Savings in Demand under the selected programme (Ml/d) input as +ve 2025-26: 0.0002823; Gains in Water Available For Use / Savings in Demand under the selected programme (Ml/d) input as +ve 2026-27: 0.00054072; Gains in Water Available For Use / Savings in Demand under the selected programme (Ml/d) input as +ve 2027-28: 0.00077433; Gains in Water Available For Use / Savings in Demand under the selected programme (Ml/d) input as +ve 2028-29: 0.0009897; Gains in Water Available For Use / Savings in Demand under the selected programme (Ml/d) input as +ve 2029-30: 0.0011976; Gains in Water Available For Use / Savings in Demand under the selected programme (Ml/d) input as +ve 2030-31: 0.0014054; Gains in Water Available For Use / Savings in Demand under the selected programme (Ml/d) input as +ve 2031-32: 0.001613; Gains in Water Available For Use / Savings in Demand under the selected programme (Ml/d) input as +ve 2032-33: 0.0018206; Gains in Water Available For Use / Savings in Demand under the selected programme (Ml/d) input as +ve 2033-34: 0.0020283; Gains in Water Available For Use / Savings in Demand under the selected programme (Ml/d) input as +ve 2034-35: 0.0022356; Gains in Water Available For Use / Savings in Demand under the selected programme (Ml/d) input as +ve 2035-36: 0.0024427; Gains in Water Available For Use / Savings in Demand under the selected programme (Ml/d) input as +ve 2036-37: 0.0026496; Gains in Water Available For Use / Savings in Demand under the selected programme (Ml/d) input as +ve 2037-38: 0.0028561; Gains in Water Available For Use / Savings in Demand under the selected programme (Ml/d) input as +ve 2038-39: 0.0030624; Gains in Water Available For Use / Savings in Demand under the selected programme (Ml/d) input as +ve 2039-40: 0.0032683; Gains in Water Available For Use / Savings in Demand under the selected programme (Ml/d) input as +ve 2040-41: 0.0034739; Gains in Water Available For Use / Savings in Demand under the selected programme (Ml/d) input as +ve 2041-42: 0.0036791; Gains in Water Available For Use / Savings in Demand under the selected programme (Ml/d) input as +ve 2042-43: 0.0038839; Gains in Water Available For Use / Savings in Demand under the selected programme (Ml/d) input as +ve 2043-44: 0.0040884; Gains in Water Available For Use / Savings in Demand under the selected programme (Ml/d) input as +ve 2044-45: 0.0042924; Gains in Water Available For Use / Savings in Demand under the selected programme (Ml/d) input as +ve 2045-46: 0.0044961; Gains in Water Available For Use / Savings in Demand under the selected programme (Ml/d) input as +ve 2046-47: 0.0046994; Gains in Water Available For Use / Savings in Demand under the selected programme (Ml/d) input as +ve 2047-48: 0.0049021; Gains in Water Available For Use / Savings in Demand under the selected programme (Ml/d) input as +ve 2048-49: 0.0051044; Gains in Water Available For Use / Savings in Demand under the selected programme (Ml/d) input as +ve 2049-50: 0.0053061
51dF | LEA: NHH. NHH CSPL repairs.AWSNBR | LEA: NHH. NHH CSPL repairs.AWSNBR | Supply pipe repairs / replacement | Customer Options | N | Ofwat Core | AWSNBR | Ml/d | 2 | Gains in Water Available For Use / Savings in Demand under the selected programme (Ml/d) input as +ve 2019-20: 0; Gains in Water Available For Use / Savings in Demand under the selected programme (Ml/d) input as +ve 2020-21: 0; Gains in Water Available For Use / Savings in Demand under the selected programme (Ml/d) input as +ve 2021-22: 0; Gains in Water Available For Use / Savings in Demand under the selected programme (Ml/d) input as +ve 2022-23: 0; Gains in Water Available For Use / Savings in Demand under the selected programme (Ml/d) input as +ve 2023-24: 0; Gains in Water Available For Use / Savings in Demand under the selected programme (Ml/d) input as +ve 2024-25: 0; Gains in Water Available For Use / Savings in Demand under the selected programme (Ml/d) input as +ve 2025-26: 0.0002823; Gains in Water Available For Use / Savings in Demand under the selected programme (Ml/d) input as +ve 2026-27: 0.00054072; Gains in Water Available For Use / Savings in Demand under the selected programme (Ml/d) input as +ve 2027-28: 0.00077433; Gains in Water Available For Use / Savings in Demand under the selected programme (Ml/d) input as +ve 2028-29: 0.0009897; Gains in Water Available For Use / Savings in Demand under the selected programme (Ml/d) input as +ve 2029-30: 0.0011976; Gains in Water Available For Use / Savings in Demand under the selected programme (Ml/d) input as +ve 2030-31: 0.0014054; Gains in Water Available For Use / Savings in Demand under the selected programme (Ml/d) input as +ve 2031-32: 0.001613; Gains in Water Available For Use / Savings in Demand under the selected programme (Ml/d) input as +ve 2032-33: 0.0018206; Gains in Water Available For Use / Savings in Demand under the selected programme (Ml/d) input as +ve 2033-34: 0.0020283; Gains in Water Available For Use / Savings in Demand under the selected programme (Ml/d) input as +ve 2034-35: 0.0022356; Gains in Water Available For Use / Savings in Demand under the selected programme (Ml/d) input as +ve 2035-36: 0.0024427; Gains in Water Available For Use / Savings in Demand under the selected programme (Ml/d) input as +ve 2036-37: 0.0026496; Gains in Water Available For Use / Savings in Demand under the selected programme (Ml/d) input as +ve 2037-38: 0.0028561; Gains in Water Available For Use / Savings in Demand under the selected programme (Ml/d) input as +ve 2038-39: 0.0030624; Gains in Water Available For Use / Savings in Demand under the selected programme (Ml/d) input as +ve 2039-40: 0.0032683; Gains in Water Available For Use / Savings in Demand under the selected programme (Ml/d) input as +ve 2040-41: 0.0034739; Gains in Water Available For Use / Savings in Demand under the selected programme (Ml/d) input as +ve 2041-42: 0.0036791; Gains in Water Available For Use / Savings in Demand under the selected programme (Ml/d) input as +ve 2042-43: 0.0038839; Gains in Water Available For Use / Savings in Demand under the selected programme (Ml/d) input as +ve 2043-44: 0.0040884; Gains in Water Available For Use / Savings in Demand under the selected programme (Ml/d) input as +ve 2044-45: 0.0042924; Gains in Water Available For Use / Savings in Demand under the selected programme (Ml/d) input as +ve 2045-46: 0.0044961; Gains in Water Available For Use / Savings in Demand under the selected programme (Ml/d) input as +ve 2046-47: 0.0046994; Gains in Water Available For Use / Savings in Demand under the selected programme (Ml/d) input as +ve 2047-48: 0.0049021; Gains in Water Available For Use / Savings in Demand under the selected programme (Ml/d) input as +ve 2048-49: 0.0051044; Gains in Water Available For Use / Savings in Demand under the selected programme (Ml/d) input as +ve 2049-50: 0.0053061
51dP | LEA: NHH. NHH CSPL repairs.AWSNBR | LEA: NHH. NHH CSPL repairs.AWSNBR | Supply pipe repairs / replacement | Customer Options | N | Preferred | AWSNBR | Ml/d | 2 | Gains in Water Available For Use / Savings in Demand under the selected programme (Ml/d) input as +ve 2019-20: 0; Gains in Water Available For Use / Savings in Demand under the selected programme (Ml/d) input as +ve 2020-21: 0; Gains in Water Available For Use / Savings in Demand under the selected programme (Ml/d) input as +ve 2021-22: 0; Gains in Water Available For Use / Savings in Demand under the selected programme (Ml/d) input as +ve 2022-23: 0; Gains in Water Available For Use / Savings in Demand under the selected programme (Ml/d) input as +ve 2023-24: 0; Gains in Water Available For Use / Savings in Demand under the selected programme (Ml/d) input as +ve 2024-25: 0; Gains in Water Available For Use / Savings in Demand under the selected programme (Ml/d) input as +ve 2025-26: 0.0002823; Gains in Water Available For Use / Savings in Demand under the selected programme (Ml/d) input as +ve 2026-27: 0.00054072; Gains in Water Available For Use / Savings in Demand under the selected programme (Ml/d) input as +ve 2027-28: 0.00077433; Gains in Water Available For Use / Savings in Demand under the selected programme (Ml/d) input as +ve 2028-29: 0.0009897; Gains in Water Available For Use / Savings in Demand under the selected programme (Ml/d) input as +ve 2029-30: 0.0011976; Gains in Water Available For Use / Savings in Demand under the selected programme (Ml/d) input as +ve 2030-31: 0.0014054; Gains in Water Available For Use / Savings in Demand under the selected programme (Ml/d) input as +ve 2031-32: 0.001613; Gains in Water Available For Use / Savings in Demand under the selected programme (Ml/d) input as +ve 2032-33: 0.0018206; Gains in Water Available For Use / Savings in Demand under the selected programme (Ml/d) input as +ve 2033-34: 0.0020283; Gains in Water Available For Use / Savings in Demand under the selected programme (Ml/d) input as +ve 2034-35: 0.0022356; Gains in Water Available For Use / Savings in Demand under the selected programme (Ml/d) input as +ve 2035-36: 0.0024427; Gains in Water Available For Use / Savings in Demand under the selected programme (Ml/d) input as +ve 2036-37: 0.0026496; Gains in Water Available For Use / Savings in Demand under the selected programme (Ml/d) input as +ve 2037-38: 0.0028561; Gains in Water Available For Use / Savings in Demand under the selected programme (Ml/d) input as +ve 2038-39: 0.0030624; Gains in Water Available For Use / Savings in Demand under the selected programme (Ml/d) input as +ve 2039-40: 0.0032683; Gains in Water Available For Use / Savings in Demand under the selected programme (Ml/d) input as +ve 2040-41: 0.0034739; Gains in Water Available For Use / Savings in Demand under the selected programme (Ml/d) input as +ve 2041-42: 0.0036791; Gains in Water Available For Use / Savings in Demand under the selected programme (Ml/d) input as +ve 2042-43: 0.0038839; Gains in Water Available For Use / Savings in Demand under the selected programme (Ml/d) input as +ve 2043-44: 0.0040884; Gains in Water Available For Use / Savings in Demand under the selected programme (Ml/d) input as +ve 2044-45: 0.0042924; Gains in Water Available For Use / Savings in Demand under the selected programme (Ml/d) input as +ve 2045-46: 0.0044961; Gains in Water Available For Use / Savings in Demand under the selected programme (Ml/d) input as +ve 2046-47: 0.0046994; Gains in Water Available For Use / Savings in Demand under the selected programme (Ml/d) input as +ve 2047-48: 0.0049021; Gains in Water Available For Use / Savings in Demand under the selected programme (Ml/d) input as +ve 2048-49: 0.0051044; Gains in Water Available For Use / Savings in Demand under the selected programme (Ml/d) input as +ve 2049-50: 0.0053061
51cP | Mains Replacement (MRMax).AWSNBR | Mains Replacement (MRMax).AWSNBR | Mains replacement (not trunk mains) | Distribution Options | N | Preferred | AWSNBR | Ml/d | 2 | Gains in Water Available For Use / Savings in Demand under the selected programme (Ml/d) input as +ve 2019-20: 0; Gains in Water Available For Use / Savings in Demand under the selected programme (Ml/d) input as +ve 2020-21: 0; Gains in Water Available For Use / Savings in Demand under the selected programme (Ml/d) input as +ve 2021-22: 0; Gains in Water Available For Use / Savings in Demand under the selected programme (Ml/d) input as +ve 2022-23: 0; Gains in Water Available For Use / Savings in Demand under the selected programme (Ml/d) input as +ve 2023-24: 0; Gains in Water Available For Use / Savings in Demand under the selected programme (Ml/d) input as +ve 2024-25: 0; Gains in Water Available For Use / Savings in Demand under the selected programme (Ml/d) input as +ve 2025-26: 0; Gains in Water Available For Use / Savings in Demand under the selected programme (Ml/d) input as +ve 2026-27: 0; Gains in Water Available For Use / Savings in Demand under the selected programme (Ml/d) input as +ve 2027-28: 0; Gains in Water Available For Use / Savings in Demand under the selected programme (Ml/d) input as +ve 2028-29: 0; Gains in Water Available For Use / Savings in Demand under the selected programme (Ml/d) input as +ve 2029-30: 0; Gains in Water Available For Use / Savings in Demand under the selected programme (Ml/d) input as +ve 2030-31: 0; Gains in Water Available For Use / Savings in Demand under the selected programme (Ml/d) input as +ve 2031-32: 0; Gains in Water Available For Use / Savings in Demand under the selected programme (Ml/d) input as +ve 2032-33: 0; Gains in Water Available For Use / Savings in Demand under the selected programme (Ml/d) input as +ve 2033-34: 0; Gains in Water Available For Use / Savings in Demand under the selected programme (Ml/d) input as +ve 2034-35: 0; Gains in Water Available For Use / Savings in Demand under the selected programme (Ml/d) input as +ve 2035-36: 0; Gains in Water Available For Use / Savings in Demand under the selected programme (Ml/d) input as +ve 2036-37: 0; Gains in Water Available For Use / Savings in Demand under the selected programme (Ml/d) input as +ve 2037-38: 0; Gains in Water Available For Use / Savings in Demand under the selected programme (Ml/d) input as +ve 2038-39: 0; Gains in Water Available For Use / Savings in Demand under the selected programme (Ml/d) input as +ve 2039-40: 0; Gains in Water Available For Use / Savings in Demand under the selected programme (Ml/d) input as +ve 2040-41: 0; Gains in Water Available For Use / Savings in Demand under the selected programme (Ml/d) input as +ve 2041-42: 0.10237; Gains in Water Available For Use / Savings in Demand under the selected programme (Ml/d) input as +ve 2042-43: 0.10237; Gains in Water Available For Use / Savings in Demand under the selected programme (Ml/d) input as +ve 2043-44: 0.10237; Gains in Water Available For Use / Savings in Demand under the selected programme (Ml/d) input as +ve 2044-45: 0.10237; Gains in Water Available For Use / Savings in Demand under the selected programme (Ml/d) input as +ve 2045-46: 0.10237; Gains in Water Available For Use / Savings in Demand under the selected programme (Ml/d) input as +ve 2046-47: 0.10237; Gains in Water Available For Use / Savings in Demand under the selected programme (Ml/d) input as +ve 2047-48: 0.10237; Gains in Water Available For Use / Savings in Demand under the selected programme (Ml/d) input as +ve 2048-49: 0.10839; Gains in Water Available For Use / Savings in Demand under the selected programme (Ml/d) input as +ve 2049-50: 0.10839
51dF | NHH. NHH PL repairs.AWSNBR | NHH. NHH PL repairs.AWSNBR | Non-household water audit | Customer Options | N | Least Cost | AWSNBR | Ml/d | 2 | Gains in Water Available For Use / Savings in Demand under the selected programme (Ml/d) input as +ve 2019-20: 0; Gains in Water Available For Use / Savings in Demand under the selected programme (Ml/d) input as +ve 2020-21: 0; Gains in Water Available For Use / Savings in Demand under the selected programme (Ml/d) input as +ve 2021-22: 0; Gains in Water Available For Use / Savings in Demand under the selected programme (Ml/d) input as +ve 2022-23: 0; Gains in Water Available For Use / Savings in Demand under the selected programme (Ml/d) input as +ve 2023-24: 0; Gains in Water Available For Use / Savings in Demand under the selected programme (Ml/d) input as +ve 2024-25: 0; Gains in Water Available For Use / Savings in Demand under the selected programme (Ml/d) input as +ve 2025-26: 0.0076779; Gains in Water Available For Use / Savings in Demand under the selected programme (Ml/d) input as +ve 2026-27: 0.014707; Gains in Water Available For Use / Savings in Demand under the selected programme (Ml/d) input as +ve 2027-28: 0.02106; Gains in Water Available For Use / Savings in Demand under the selected programme (Ml/d) input as +ve 2028-29: 0.026918; Gains in Water Available For Use / Savings in Demand under the selected programme (Ml/d) input as +ve 2029-30: 0.032573; Gains in Water Available For Use / Savings in Demand under the selected programme (Ml/d) input as +ve 2030-31: 0.038223; Gains in Water Available For Use / Savings in Demand under the selected programme (Ml/d) input as +ve 2031-32: 0.04387; Gains in Water Available For Use / Savings in Demand under the selected programme (Ml/d) input as +ve 2032-33: 0.049517; Gains in Water Available For Use / Savings in Demand under the selected programme (Ml/d) input as +ve 2033-34: 0.055164; Gains in Water Available For Use / Savings in Demand under the selected programme (Ml/d) input as +ve 2034-35: 0.060805; Gains in Water Available For Use / Savings in Demand under the selected programme (Ml/d) input as +ve 2035-36: 0.066438; Gains in Water Available For Use / Savings in Demand under the selected programme (Ml/d) input as +ve 2036-37: 0.072063; Gains in Water Available For Use / Savings in Demand under the selected programme (Ml/d) input as +ve 2037-38: 0.077681; Gains in Water Available For Use / Savings in Demand under the selected programme (Ml/d) input as +ve 2038-39: 0.08329; Gains in Water Available For Use / Savings in Demand under the selected programme (Ml/d) input as +ve 2039-40: 0.088891; Gains in Water Available For Use / Savings in Demand under the selected programme (Ml/d) input as +ve 2040-41: 0.094482; Gains in Water Available For Use / Savings in Demand under the selected programme (Ml/d) input as +ve 2041-42: 0.10006; Gains in Water Available For Use / Savings in Demand under the selected programme (Ml/d) input as +ve 2042-43: 0.10563; Gains in Water Available For Use / Savings in Demand under the selected programme (Ml/d) input as +ve 2043-44: 0.1112; Gains in Water Available For Use / Savings in Demand under the selected programme (Ml/d) input as +ve 2044-45: 0.11675; Gains in Water Available For Use / Savings in Demand under the selected programme (Ml/d) input as +ve 2045-46: 0.12229; Gains in Water Available For Use / Savings in Demand under the selected programme (Ml/d) input as +ve 2046-47: 0.12781; Gains in Water Available For Use / Savings in Demand under the selected programme (Ml/d) input as +ve 2047-48: 0.13333; Gains in Water Available For Use / Savings in Demand under the selected programme (Ml/d) input as +ve 2048-49: 0.13883; Gains in Water Available For Use / Savings in Demand under the selected programme (Ml/d) input as +ve 2049-50: 0.14431
51dF | NHH. NHH PL repairs.AWSNBR | NHH. NHH PL repairs.AWSNBR | Non-household water audit | Customer Options | N | Ofwat Core | AWSNBR | Ml/d | 2 | Gains in Water Available For Use / Savings in Demand under the selected programme (Ml/d) input as +ve 2019-20: 0; Gains in Water Available For Use / Savings in Demand under the selected programme (Ml/d) input as +ve 2020-21: 0; Gains in Water Available For Use / Savings in Demand under the selected programme (Ml/d) input as +ve 2021-22: 0; Gains in Water Available For Use / Savings in Demand under the selected programme (Ml/d) input as +ve 2022-23: 0; Gains in Water Available For Use / Savings in Demand under the selected programme (Ml/d) input as +ve 2023-24: 0; Gains in Water Available For Use / Savings in Demand under the selected programme (Ml/d) input as +ve 2024-25: 0; Gains in Water Available For Use / Savings in Demand under the selected programme (Ml/d) input as +ve 2025-26: 0.0076779; Gains in Water Available For Use / Savings in Demand under the selected programme (Ml/d) input as +ve 2026-27: 0.014707; Gains in Water Available For Use / Savings in Demand under the selected programme (Ml/d) input as +ve 2027-28: 0.02106; Gains in Water Available For Use / Savings in Demand under the selected programme (Ml/d) input as +ve 2028-29: 0.026918; Gains in Water Available For Use / Savings in Demand under the selected programme (Ml/d) input as +ve 2029-30: 0.032573; Gains in Water Available For Use / Savings in Demand under the selected programme (Ml/d) input as +ve 2030-31: 0.038223; Gains in Water Available For Use / Savings in Demand under the selected programme (Ml/d) input as +ve 2031-32: 0.04387; Gains in Water Available For Use / Savings in Demand under the selected programme (Ml/d) input as +ve 2032-33: 0.049517; Gains in Water Available For Use / Savings in Demand under the selected programme (Ml/d) input as +ve 2033-34: 0.055164; Gains in Water Available For Use / Savings in Demand under the selected programme (Ml/d) input as +ve 2034-35: 0.060805; Gains in Water Available For Use / Savings in Demand under the selected programme (Ml/d) input as +ve 2035-36: 0.066438; Gains in Water Available For Use / Savings in Demand under the selected programme (Ml/d) input as +ve 2036-37: 0.072063; Gains in Water Available For Use / Savings in Demand under the selected programme (Ml/d) input as +ve 2037-38: 0.077681; Gains in Water Available For Use / Savings in Demand under the selected programme (Ml/d) input as +ve 2038-39: 0.08329; Gains in Water Available For Use / Savings in Demand under the selected programme (Ml/d) input as +ve 2039-40: 0.088891; Gains in Water Available For Use / Savings in Demand under the selected programme (Ml/d) input as +ve 2040-41: 0.094482; Gains in Water Available For Use / Savings in Demand under the selected programme (Ml/d) input as +ve 2041-42: 0.10006; Gains in Water Available For Use / Savings in Demand under the selected programme (Ml/d) input as +ve 2042-43: 0.10563; Gains in Water Available For Use / Savings in Demand under the selected programme (Ml/d) input as +ve 2043-44: 0.1112; Gains in Water Available For Use / Savings in Demand under the selected programme (Ml/d) input as +ve 2044-45: 0.11675; Gains in Water Available For Use / Savings in Demand under the selected programme (Ml/d) input as +ve 2045-46: 0.12229; Gains in Water Available For Use / Savings in Demand under the selected programme (Ml/d) input as +ve 2046-47: 0.12781; Gains in Water Available For Use / Savings in Demand under the selected programme (Ml/d) input as +ve 2047-48: 0.13333; Gains in Water Available For Use / Savings in Demand under the selected programme (Ml/d) input as +ve 2048-49: 0.13883; Gains in Water Available For Use / Savings in Demand under the selected programme (Ml/d) input as +ve 2049-50: 0.14431
51dP | NHH. NHH PL repairs.AWSNBR | NHH. NHH PL repairs.AWSNBR | Non-household water audit | Customer Options | N | Preferred | AWSNBR | Ml/d | 2 | Gains in Water Available For Use / Savings in Demand under the selected programme (Ml/d) input as +ve 2019-20: 0; Gains in Water Available For Use / Savings in Demand under the selected programme (Ml/d) input as +ve 2020-21: 0; Gains in Water Available For Use / Savings in Demand under the selected programme (Ml/d) input as +ve 2021-22: 0; Gains in Water Available For Use / Savings in Demand under the selected programme (Ml/d) input as +ve 2022-23: 0; Gains in Water Available For Use / Savings in Demand under the selected programme (Ml/d) input as +ve 2023-24: 0; Gains in Water Available For Use / Savings in Demand under the selected programme (Ml/d) input as +ve 2024-25: 0; Gains in Water Available For Use / Savings in Demand under the selected programme (Ml/d) input as +ve 2025-26: 0.0076779; Gains in Water Available For Use / Savings in Demand under the selected programme (Ml/d) input as +ve 2026-27: 0.014707; Gains in Water Available For Use / Savings in Demand under the selected programme (Ml/d) input as +ve 2027-28: 0.02106; Gains in Water Available For Use / Savings in Demand under the selected programme (Ml/d) input as +ve 2028-29: 0.026918; Gains in Water Available For Use / Savings in Demand under the selected programme (Ml/d) input as +ve 2029-30: 0.032573; Gains in Water Available For Use / Savings in Demand under the selected programme (Ml/d) input as +ve 2030-31: 0.038223; Gains in Water Available For Use / Savings in Demand under the selected programme (Ml/d) input as +ve 2031-32: 0.04387; Gains in Water Available For Use / Savings in Demand under the selected programme (Ml/d) input as +ve 2032-33: 0.049517; Gains in Water Available For Use / Savings in Demand under the selected programme (Ml/d) input as +ve 2033-34: 0.055164; Gains in Water Available For Use / Savings in Demand under the selected programme (Ml/d) input as +ve 2034-35: 0.060805; Gains in Water Available For Use / Savings in Demand under the selected programme (Ml/d) input as +ve 2035-36: 0.066438; Gains in Water Available For Use / Savings in Demand under the selected programme (Ml/d) input as +ve 2036-37: 0.072063; Gains in Water Available For Use / Savings in Demand under the selected programme (Ml/d) input as +ve 2037-38: 0.077681; Gains in Water Available For Use / Savings in Demand under the selected programme (Ml/d) input as +ve 2038-39: 0.08329; Gains in Water Available For Use / Savings in Demand under the selected programme (Ml/d) input as +ve 2039-40: 0.088891; Gains in Water Available For Use / Savings in Demand under the selected programme (Ml/d) input as +ve 2040-41: 0.094482; Gains in Water Available For Use / Savings in Demand under the selected programme (Ml/d) input as +ve 2041-42: 0.10006; Gains in Water Available For Use / Savings in Demand under the selected programme (Ml/d) input as +ve 2042-43: 0.10563; Gains in Water Available For Use / Savings in Demand under the selected programme (Ml/d) input as +ve 2043-44: 0.1112; Gains in Water Available For Use / Savings in Demand under the selected programme (Ml/d) input as +ve 2044-45: 0.11675; Gains in Water Available For Use / Savings in Demand under the selected programme (Ml/d) input as +ve 2045-46: 0.12229; Gains in Water Available For Use / Savings in Demand under the selected programme (Ml/d) input as +ve 2046-47: 0.12781; Gains in Water Available For Use / Savings in Demand under the selected programme (Ml/d) input as +ve 2047-48: 0.13333; Gains in Water Available For Use / Savings in Demand under the selected programme (Ml/d) input as +ve 2048-49: 0.13883; Gains in Water Available For Use / Savings in Demand under the selected programme (Ml/d) input as +ve 2049-50: 0.14431
51dF | NHH. NHH PL100 repairs.AWSNBR | NHH. NHH PL100 repairs.AWSNBR | Non-household water audit | Customer Options | N | Least Cost | AWSNBR | Ml/d | 2 | Gains in Water Available For Use / Savings in Demand under the selected programme (Ml/d) input as +ve 2019-20: 0; Gains in Water Available For Use / Savings in Demand under the selected programme (Ml/d) input as +ve 2020-21: 0; Gains in Water Available For Use / Savings in Demand under the selected programme (Ml/d) input as +ve 2021-22: 0; Gains in Water Available For Use / Savings in Demand under the selected programme (Ml/d) input as +ve 2022-23: 0; Gains in Water Available For Use / Savings in Demand under the selected programme (Ml/d) input as +ve 2023-24: 0; Gains in Water Available For Use / Savings in Demand under the selected programme (Ml/d) input as +ve 2024-25: 0; Gains in Water Available For Use / Savings in Demand under the selected programme (Ml/d) input as +ve 2025-26: 0.0018875; Gains in Water Available For Use / Savings in Demand under the selected programme (Ml/d) input as +ve 2026-27: 0.0036154; Gains in Water Available For Use / Savings in Demand under the selected programme (Ml/d) input as +ve 2027-28: 0.0051773; Gains in Water Available For Use / Savings in Demand under the selected programme (Ml/d) input as +ve 2028-29: 0.0066173; Gains in Water Available For Use / Savings in Demand under the selected programme (Ml/d) input as +ve 2029-30: 0.0080076; Gains in Water Available For Use / Savings in Demand under the selected programme (Ml/d) input as +ve 2030-31: 0.0093964; Gains in Water Available For Use / Savings in Demand under the selected programme (Ml/d) input as +ve 2031-32: 0.010785; Gains in Water Available For Use / Savings in Demand under the selected programme (Ml/d) input as +ve 2032-33: 0.012173; Gains in Water Available For Use / Savings in Demand under the selected programme (Ml/d) input as +ve 2033-34: 0.013561; Gains in Water Available For Use / Savings in Demand under the selected programme (Ml/d) input as +ve 2034-35: 0.014948; Gains in Water Available For Use / Savings in Demand under the selected programme (Ml/d) input as +ve 2035-36: 0.016333; Gains in Water Available For Use / Savings in Demand under the selected programme (Ml/d) input as +ve 2036-37: 0.017716; Gains in Water Available For Use / Savings in Demand under the selected programme (Ml/d) input as +ve 2037-38: 0.019097; Gains in Water Available For Use / Savings in Demand under the selected programme (Ml/d) input as +ve 2038-39: 0.020476; Gains in Water Available For Use / Savings in Demand under the selected programme (Ml/d) input as +ve 2039-40: 0.021852; Gains in Water Available For Use / Savings in Demand under the selected programme (Ml/d) input as +ve 2040-41: 0.023227; Gains in Water Available For Use / Savings in Demand under the selected programme (Ml/d) input as +ve 2041-42: 0.024599; Gains in Water Available For Use / Savings in Demand under the selected programme (Ml/d) input as +ve 2042-43: 0.025969; Gains in Water Available For Use / Savings in Demand under the selected programme (Ml/d) input as +ve 2043-44: 0.027336; Gains in Water Available For Use / Savings in Demand under the selected programme (Ml/d) input as +ve 2044-45: 0.0287; Gains in Water Available For Use / Savings in Demand under the selected programme (Ml/d) input as +ve 2045-46: 0.030062; Gains in Water Available For Use / Savings in Demand under the selected programme (Ml/d) input as +ve 2046-47: 0.031421; Gains in Water Available For Use / Savings in Demand under the selected programme (Ml/d) input as +ve 2047-48: 0.032776; Gains in Water Available For Use / Savings in Demand under the selected programme (Ml/d) input as +ve 2048-49: 0.034129; Gains in Water Available For Use / Savings in Demand under the selected programme (Ml/d) input as +ve 2049-50: 0.035477
51dF | NHH. NHH PL100 repairs.AWSNBR | NHH. NHH PL100 repairs.AWSNBR | Non-household water audit | Customer Options | N | Ofwat Core | AWSNBR | Ml/d | 2 | Gains in Water Available For Use / Savings in Demand under the selected programme (Ml/d) input as +ve 2019-20: 0; Gains in Water Available For Use / Savings in Demand under the selected programme (Ml/d) input as +ve 2020-21: 0; Gains in Water Available For Use / Savings in Demand under the selected programme (Ml/d) input as +ve 2021-22: 0; Gains in Water Available For Use / Savings in Demand under the selected programme (Ml/d) input as +ve 2022-23: 0; Gains in Water Available For Use / Savings in Demand under the selected programme (Ml/d) input as +ve 2023-24: 0; Gains in Water Available For Use / Savings in Demand under the selected programme (Ml/d) input as +ve 2024-25: 0; Gains in Water Available For Use / Savings in Demand under the selected programme (Ml/d) input as +ve 2025-26: 0.0018875; Gains in Water Available For Use / Savings in Demand under the selected programme (Ml/d) input as +ve 2026-27: 0.0036154; Gains in Water Available For Use / Savings in Demand under the selected programme (Ml/d) input as +ve 2027-28: 0.0051773; Gains in Water Available For Use / Savings in Demand under the selected programme (Ml/d) input as +ve 2028-29: 0.0066173; Gains in Water Available For Use / Savings in Demand under the selected programme (Ml/d) input as +ve 2029-30: 0.0080076; Gains in Water Available For Use / Savings in Demand under the selected programme (Ml/d) input as +ve 2030-31: 0.0093964; Gains in Water Available For Use / Savings in Demand under the selected programme (Ml/d) input as +ve 2031-32: 0.010785; Gains in Water Available For Use / Savings in Demand under the selected programme (Ml/d) input as +ve 2032-33: 0.012173; Gains in Water Available For Use / Savings in Demand under the selected programme (Ml/d) input as +ve 2033-34: 0.013561; Gains in Water Available For Use / Savings in Demand under the selected programme (Ml/d) input as +ve 2034-35: 0.014948; Gains in Water Available For Use / Savings in Demand under the selected programme (Ml/d) input as +ve 2035-36: 0.016333; Gains in Water Available For Use / Savings in Demand under the selected programme (Ml/d) input as +ve 2036-37: 0.017716; Gains in Water Available For Use / Savings in Demand under the selected programme (Ml/d) input as +ve 2037-38: 0.019097; Gains in Water Available For Use / Savings in Demand under the selected programme (Ml/d) input as +ve 2038-39: 0.020476; Gains in Water Available For Use / Savings in Demand under the selected programme (Ml/d) input as +ve 2039-40: 0.021852; Gains in Water Available For Use / Savings in Demand under the selected programme (Ml/d) input as +ve 2040-41: 0.023227; Gains in Water Available For Use / Savings in Demand under the selected programme (Ml/d) input as +ve 2041-42: 0.024599; Gains in Water Available For Use / Savings in Demand under the selected programme (Ml/d) input as +ve 2042-43: 0.025969; Gains in Water Available For Use / Savings in Demand under the selected programme (Ml/d) input as +ve 2043-44: 0.027336; Gains in Water Available For Use / Savings in Demand under the selected programme (Ml/d) input as +ve 2044-45: 0.0287; Gains in Water Available For Use / Savings in Demand under the selected programme (Ml/d) input as +ve 2045-46: 0.030062; Gains in Water Available For Use / Savings in Demand under the selected programme (Ml/d) input as +ve 2046-47: 0.031421; Gains in Water Available For Use / Savings in Demand under the selected programme (Ml/d) input as +ve 2047-48: 0.032776; Gains in Water Available For Use / Savings in Demand under the selected programme (Ml/d) input as +ve 2048-49: 0.034129; Gains in Water Available For Use / Savings in Demand under the selected programme (Ml/d) input as +ve 2049-50: 0.035477
51dP | NHH. NHH PL100 repairs.AWSNBR | NHH. NHH PL100 repairs.AWSNBR | Non-household water audit | Customer Options | N | Preferred | AWSNBR | Ml/d | 2 | Gains in Water Available For Use / Savings in Demand under the selected programme (Ml/d) input as +ve 2019-20: 0; Gains in Water Available For Use / Savings in Demand under the selected programme (Ml/d) input as +ve 2020-21: 0; Gains in Water Available For Use / Savings in Demand under the selected programme (Ml/d) input as +ve 2021-22: 0; Gains in Water Available For Use / Savings in Demand under the selected programme (Ml/d) input as +ve 2022-23: 0; Gains in Water Available For Use / Savings in Demand under the selected programme (Ml/d) input as +ve 2023-24: 0; Gains in Water Available For Use / Savings in Demand under the selected programme (Ml/d) input as +ve 2024-25: 0; Gains in Water Available For Use / Savings in Demand under the selected programme (Ml/d) input as +ve 2025-26: 0.0018875; Gains in Water Available For Use / Savings in Demand under the selected programme (Ml/d) input as +ve 2026-27: 0.0036154; Gains in Water Available For Use / Savings in Demand under the selected programme (Ml/d) input as +ve 2027-28: 0.0051773; Gains in Water Available For Use / Savings in Demand under the selected programme (Ml/d) input as +ve 2028-29: 0.0066173; Gains in Water Available For Use / Savings in Demand under the selected programme (Ml/d) input as +ve 2029-30: 0.0080076; Gains in Water Available For Use / Savings in Demand under the selected programme (Ml/d) input as +ve 2030-31: 0.0093964; Gains in Water Available For Use / Savings in Demand under the selected programme (Ml/d) input as +ve 2031-32: 0.010785; Gains in Water Available For Use / Savings in Demand under the selected programme (Ml/d) input as +ve 2032-33: 0.012173; Gains in Water Available For Use / Savings in Demand under the selected programme (Ml/d) input as +ve 2033-34: 0.013561; Gains in Water Available For Use / Savings in Demand under the selected programme (Ml/d) input as +ve 2034-35: 0.014948; Gains in Water Available For Use / Savings in Demand under the selected programme (Ml/d) input as +ve 2035-36: 0.016333; Gains in Water Available For Use / Savings in Demand under the selected programme (Ml/d) input as +ve 2036-37: 0.017716; Gains in Water Available For Use / Savings in Demand under the selected programme (Ml/d) input as +ve 2037-38: 0.019097; Gains in Water Available For Use / Savings in Demand under the selected programme (Ml/d) input as +ve 2038-39: 0.020476; Gains in Water Available For Use / Savings in Demand under the selected programme (Ml/d) input as +ve 2039-40: 0.021852; Gains in Water Available For Use / Savings in Demand under the selected programme (Ml/d) input as +ve 2040-41: 0.023227; Gains in Water Available For Use / Savings in Demand under the selected programme (Ml/d) input as +ve 2041-42: 0.024599; Gains in Water Available For Use / Savings in Demand under the selected programme (Ml/d) input as +ve 2042-43: 0.025969; Gains in Water Available For Use / Savings in Demand under the selected programme (Ml/d) input as +ve 2043-44: 0.027336; Gains in Water Available For Use / Savings in Demand under the selected programme (Ml/d) input as +ve 2044-45: 0.0287; Gains in Water Available For Use / Savings in Demand under the selected programme (Ml/d) input as +ve 2045-46: 0.030062; Gains in Water Available For Use / Savings in Demand under the selected programme (Ml/d) input as +ve 2046-47: 0.031421; Gains in Water Available For Use / Savings in Demand under the selected programme (Ml/d) input as +ve 2047-48: 0.032776; Gains in Water Available For Use / Savings in Demand under the selected programme (Ml/d) input as +ve 2048-49: 0.034129; Gains in Water Available For Use / Savings in Demand under the selected programme (Ml/d) input as +ve 2049-50: 0.035477
51dF | NHH. WEF Visit Lower.AWSNBR | NHH. WEF Visit Lower.AWSNBR | Non-household water audit | Customer Options | N | Least Cost | AWSNBR | Ml/d | 2 | Gains in Water Available For Use / Savings in Demand under the selected programme (Ml/d) input as +ve 2019-20: 0; Gains in Water Available For Use / Savings in Demand under the selected programme (Ml/d) input as +ve 2020-21: 0; Gains in Water Available For Use / Savings in Demand under the selected programme (Ml/d) input as +ve 2021-22: 0; Gains in Water Available For Use / Savings in Demand under the selected programme (Ml/d) input as +ve 2022-23: 0; Gains in Water Available For Use / Savings in Demand under the selected programme (Ml/d) input as +ve 2023-24: 0; Gains in Water Available For Use / Savings in Demand under the selected programme (Ml/d) input as +ve 2024-25: 0; Gains in Water Available For Use / Savings in Demand under the selected programme (Ml/d) input as +ve 2025-26: 0.0045349; Gains in Water Available For Use / Savings in Demand under the selected programme (Ml/d) input as +ve 2026-27: 0.0086863; Gains in Water Available For Use / Savings in Demand under the selected programme (Ml/d) input as +ve 2027-28: 0.012439; Gains in Water Available For Use / Savings in Demand under the selected programme (Ml/d) input as +ve 2028-29: 0.015899; Gains in Water Available For Use / Savings in Demand under the selected programme (Ml/d) input as +ve 2029-30: 0.019239; Gains in Water Available For Use / Savings in Demand under the selected programme (Ml/d) input as +ve 2030-31: 0.022576; Gains in Water Available For Use / Savings in Demand under the selected programme (Ml/d) input as +ve 2031-32: 0.025912; Gains in Water Available For Use / Savings in Demand under the selected programme (Ml/d) input as +ve 2032-33: 0.029247; Gains in Water Available For Use / Savings in Demand under the selected programme (Ml/d) input as +ve 2033-34: 0.032582; Gains in Water Available For Use / Savings in Demand under the selected programme (Ml/d) input as +ve 2034-35: 0.035914; Gains in Water Available For Use / Savings in Demand under the selected programme (Ml/d) input as +ve 2035-36: 0.039241; Gains in Water Available For Use / Savings in Demand under the selected programme (Ml/d) input as +ve 2036-37: 0.042563; Gains in Water Available For Use / Savings in Demand under the selected programme (Ml/d) input as +ve 2037-38: 0.045882; Gains in Water Available For Use / Savings in Demand under the selected programme (Ml/d) input as +ve 2038-39: 0.049195; Gains in Water Available For Use / Savings in Demand under the selected programme (Ml/d) input as +ve 2039-40: 0.052503; Gains in Water Available For Use / Savings in Demand under the selected programme (Ml/d) input as +ve 2040-41: 0.055805; Gains in Water Available For Use / Savings in Demand under the selected programme (Ml/d) input as +ve 2041-42: 0.059102; Gains in Water Available For Use / Savings in Demand under the selected programme (Ml/d) input as +ve 2042-43: 0.062392; Gains in Water Available For Use / Savings in Demand under the selected programme (Ml/d) input as +ve 2043-44: 0.065677; Gains in Water Available For Use / Savings in Demand under the selected programme (Ml/d) input as +ve 2044-45: 0.068955; Gains in Water Available For Use / Savings in Demand under the selected programme (Ml/d) input as +ve 2045-46: 0.072227; Gains in Water Available For Use / Savings in Demand under the selected programme (Ml/d) input as +ve 2046-47: 0.075492; Gains in Water Available For Use / Savings in Demand under the selected programme (Ml/d) input as +ve 2047-48: 0.078749; Gains in Water Available For Use / Savings in Demand under the selected programme (Ml/d) input as +ve 2048-49: 0.081998; Gains in Water Available For Use / Savings in Demand under the selected programme (Ml/d) input as +ve 2049-50: 0.085238
51dF | NHH. WEF Visit Lower.AWSNBR | NHH. WEF Visit Lower.AWSNBR | Non-household water audit | Customer Options | N | Ofwat Core | AWSNBR | Ml/d | 2 | Gains in Water Available For Use / Savings in Demand under the selected programme (Ml/d) input as +ve 2019-20: 0; Gains in Water Available For Use / Savings in Demand under the selected programme (Ml/d) input as +ve 2020-21: 0; Gains in Water Available For Use / Savings in Demand under the selected programme (Ml/d) input as +ve 2021-22: 0; Gains in Water Available For Use / Savings in Demand under the selected programme (Ml/d) input as +ve 2022-23: 0; Gains in Water Available For Use / Savings in Demand under the selected programme (Ml/d) input as +ve 2023-24: 0; Gains in Water Available For Use / Savings in Demand under the selected programme (Ml/d) input as +ve 2024-25: 0; Gains in Water Available For Use / Savings in Demand under the selected programme (Ml/d) input as +ve 2025-26: 0.0045349; Gains in Water Available For Use / Savings in Demand under the selected programme (Ml/d) input as +ve 2026-27: 0.0086863; Gains in Water Available For Use / Savings in Demand under the selected programme (Ml/d) input as +ve 2027-28: 0.012439; Gains in Water Available For Use / Savings in Demand under the selected programme (Ml/d) input as +ve 2028-29: 0.015899; Gains in Water Available For Use / Savings in Demand under the selected programme (Ml/d) input as +ve 2029-30: 0.019239; Gains in Water Available For Use / Savings in Demand under the selected programme (Ml/d) input as +ve 2030-31: 0.022576; Gains in Water Available For Use / Savings in Demand under the selected programme (Ml/d) input as +ve 2031-32: 0.025912; Gains in Water Available For Use / Savings in Demand under the selected programme (Ml/d) input as +ve 2032-33: 0.029247; Gains in Water Available For Use / Savings in Demand under the selected programme (Ml/d) input as +ve 2033-34: 0.032582; Gains in Water Available For Use / Savings in Demand under the selected programme (Ml/d) input as +ve 2034-35: 0.035914; Gains in Water Available For Use / Savings in Demand under the selected programme (Ml/d) input as +ve 2035-36: 0.039241; Gains in Water Available For Use / Savings in Demand under the selected programme (Ml/d) input as +ve 2036-37: 0.042563; Gains in Water Available For Use / Savings in Demand under the selected programme (Ml/d) input as +ve 2037-38: 0.045882; Gains in Water Available For Use / Savings in Demand under the selected programme (Ml/d) input as +ve 2038-39: 0.049195; Gains in Water Available For Use / Savings in Demand under the selected programme (Ml/d) input as +ve 2039-40: 0.052503; Gains in Water Available For Use / Savings in Demand under the selected programme (Ml/d) input as +ve 2040-41: 0.055805; Gains in Water Available For Use / Savings in Demand under the selected programme (Ml/d) input as +ve 2041-42: 0.059102; Gains in Water Available For Use / Savings in Demand under the selected programme (Ml/d) input as +ve 2042-43: 0.062392; Gains in Water Available For Use / Savings in Demand under the selected programme (Ml/d) input as +ve 2043-44: 0.065677; Gains in Water Available For Use / Savings in Demand under the selected programme (Ml/d) input as +ve 2044-45: 0.068955; Gains in Water Available For Use / Savings in Demand under the selected programme (Ml/d) input as +ve 2045-46: 0.072227; Gains in Water Available For Use / Savings in Demand under the selected programme (Ml/d) input as +ve 2046-47: 0.075492; Gains in Water Available For Use / Savings in Demand under the selected programme (Ml/d) input as +ve 2047-48: 0.078749; Gains in Water Available For Use / Savings in Demand under the selected programme (Ml/d) input as +ve 2048-49: 0.081998; Gains in Water Available For Use / Savings in Demand under the selected programme (Ml/d) input as +ve 2049-50: 0.085238
51dP | NHH. WEF Visit Lower.AWSNBR | NHH. WEF Visit Lower.AWSNBR | Non-household water audit | Customer Options | N | Preferred | AWSNBR | Ml/d | 2 | Gains in Water Available For Use / Savings in Demand under the selected programme (Ml/d) input as +ve 2019-20: 0; Gains in Water Available For Use / Savings in Demand under the selected programme (Ml/d) input as +ve 2020-21: 0; Gains in Water Available For Use / Savings in Demand under the selected programme (Ml/d) input as +ve 2021-22: 0; Gains in Water Available For Use / Savings in Demand under the selected programme (Ml/d) input as +ve 2022-23: 0; Gains in Water Available For Use / Savings in Demand under the selected programme (Ml/d) input as +ve 2023-24: 0; Gains in Water Available For Use / Savings in Demand under the selected programme (Ml/d) input as +ve 2024-25: 0; Gains in Water Available For Use / Savings in Demand under the selected programme (Ml/d) input as +ve 2025-26: 0.0045349; Gains in Water Available For Use / Savings in Demand under the selected programme (Ml/d) input as +ve 2026-27: 0.0086863; Gains in Water Available For Use / Savings in Demand under the selected programme (Ml/d) input as +ve 2027-28: 0.012439; Gains in Water Available For Use / Savings in Demand under the selected programme (Ml/d) input as +ve 2028-29: 0.015899; Gains in Water Available For Use / Savings in Demand under the selected programme (Ml/d) input as +ve 2029-30: 0.019239; Gains in Water Available For Use / Savings in Demand under the selected programme (Ml/d) input as +ve 2030-31: 0.022576; Gains in Water Available For Use / Savings in Demand under the selected programme (Ml/d) input as +ve 2031-32: 0.025912; Gains in Water Available For Use / Savings in Demand under the selected programme (Ml/d) input as +ve 2032-33: 0.029247; Gains in Water Available For Use / Savings in Demand under the selected programme (Ml/d) input as +ve 2033-34: 0.032582; Gains in Water Available For Use / Savings in Demand under the selected programme (Ml/d) input as +ve 2034-35: 0.035914; Gains in Water Available For Use / Savings in Demand under the selected programme (Ml/d) input as +ve 2035-36: 0.039241; Gains in Water Available For Use / Savings in Demand under the selected programme (Ml/d) input as +ve 2036-37: 0.042563; Gains in Water Available For Use / Savings in Demand under the selected programme (Ml/d) input as +ve 2037-38: 0.045882; Gains in Water Available For Use / Savings in Demand under the selected programme (Ml/d) input as +ve 2038-39: 0.049195; Gains in Water Available For Use / Savings in Demand under the selected programme (Ml/d) input as +ve 2039-40: 0.052503; Gains in Water Available For Use / Savings in Demand under the selected programme (Ml/d) input as +ve 2040-41: 0.055805; Gains in Water Available For Use / Savings in Demand under the selected programme (Ml/d) input as +ve 2041-42: 0.059102; Gains in Water Available For Use / Savings in Demand under the selected programme (Ml/d) input as +ve 2042-43: 0.062392; Gains in Water Available For Use / Savings in Demand under the selected programme (Ml/d) input as +ve 2043-44: 0.065677; Gains in Water Available For Use / Savings in Demand under the selected programme (Ml/d) input as +ve 2044-45: 0.068955; Gains in Water Available For Use / Savings in Demand under the selected programme (Ml/d) input as +ve 2045-46: 0.072227; Gains in Water Available For Use / Savings in Demand under the selected programme (Ml/d) input as +ve 2046-47: 0.075492; Gains in Water Available For Use / Savings in Demand under the selected programme (Ml/d) input as +ve 2047-48: 0.078749; Gains in Water Available For Use / Savings in Demand under the selected programme (Ml/d) input as +ve 2048-49: 0.081998; Gains in Water Available For Use / Savings in Demand under the selected programme (Ml/d) input as +ve 2049-50: 0.085238
51dF | NHH. WEF Visit Super High.AWSNBR | NHH. WEF Visit Super High.AWSNBR | Non-household water audit | Customer Options | N | Least Cost | AWSNBR | Ml/d | 2 | Gains in Water Available For Use / Savings in Demand under the selected programme (Ml/d) input as +ve 2019-20: 0; Gains in Water Available For Use / Savings in Demand under the selected programme (Ml/d) input as +ve 2020-21: 0; Gains in Water Available For Use / Savings in Demand under the selected programme (Ml/d) input as +ve 2021-22: 0; Gains in Water Available For Use / Savings in Demand under the selected programme (Ml/d) input as +ve 2022-23: 0; Gains in Water Available For Use / Savings in Demand under the selected programme (Ml/d) input as +ve 2023-24: 0; Gains in Water Available For Use / Savings in Demand under the selected programme (Ml/d) input as +ve 2024-25: 0; Gains in Water Available For Use / Savings in Demand under the selected programme (Ml/d) input as +ve 2025-26: 0.0046681; Gains in Water Available For Use / Savings in Demand under the selected programme (Ml/d) input as +ve 2026-27: 0.0089414; Gains in Water Available For Use / Savings in Demand under the selected programme (Ml/d) input as +ve 2027-28: 0.012804; Gains in Water Available For Use / Savings in Demand under the selected programme (Ml/d) input as +ve 2028-29: 0.016366; Gains in Water Available For Use / Savings in Demand under the selected programme (Ml/d) input as +ve 2029-30: 0.019804; Gains in Water Available For Use / Savings in Demand under the selected programme (Ml/d) input as +ve 2030-31: 0.023239; Gains in Water Available For Use / Savings in Demand under the selected programme (Ml/d) input as +ve 2031-32: 0.026672; Gains in Water Available For Use / Savings in Demand under the selected programme (Ml/d) input as +ve 2032-33: 0.030105; Gains in Water Available For Use / Savings in Demand under the selected programme (Ml/d) input as +ve 2033-34: 0.033539; Gains in Water Available For Use / Savings in Demand under the selected programme (Ml/d) input as +ve 2034-35: 0.036969; Gains in Water Available For Use / Savings in Demand under the selected programme (Ml/d) input as +ve 2035-36: 0.040393; Gains in Water Available For Use / Savings in Demand under the selected programme (Ml/d) input as +ve 2036-37: 0.043813; Gains in Water Available For Use / Savings in Demand under the selected programme (Ml/d) input as +ve 2037-38: 0.047229; Gains in Water Available For Use / Savings in Demand under the selected programme (Ml/d) input as +ve 2038-39: 0.050639; Gains in Water Available For Use / Savings in Demand under the selected programme (Ml/d) input as +ve 2039-40: 0.054044; Gains in Water Available For Use / Savings in Demand under the selected programme (Ml/d) input as +ve 2040-41: 0.057444; Gains in Water Available For Use / Savings in Demand under the selected programme (Ml/d) input as +ve 2041-42: 0.060837; Gains in Water Available For Use / Savings in Demand under the selected programme (Ml/d) input as +ve 2042-43: 0.064224; Gains in Water Available For Use / Savings in Demand under the selected programme (Ml/d) input as +ve 2043-44: 0.067605; Gains in Water Available For Use / Savings in Demand under the selected programme (Ml/d) input as +ve 2044-45: 0.07098; Gains in Water Available For Use / Savings in Demand under the selected programme (Ml/d) input as +ve 2045-46: 0.074348; Gains in Water Available For Use / Savings in Demand under the selected programme (Ml/d) input as +ve 2046-47: 0.077708; Gains in Water Available For Use / Savings in Demand under the selected programme (Ml/d) input as +ve 2047-48: 0.081061; Gains in Water Available For Use / Savings in Demand under the selected programme (Ml/d) input as +ve 2048-49: 0.084406; Gains in Water Available For Use / Savings in Demand under the selected programme (Ml/d) input as +ve 2049-50: 0.087741
51dF | NHH. WEF Visit Super High.AWSNBR | NHH. WEF Visit Super High.AWSNBR | Non-household water audit | Customer Options | N | Ofwat Core | AWSNBR | Ml/d | 2 | Gains in Water Available For Use / Savings in Demand under the selected programme (Ml/d) input as +ve 2019-20: 0; Gains in Water Available For Use / Savings in Demand under the selected programme (Ml/d) input as +ve 2020-21: 0; Gains in Water Available For Use / Savings in Demand under the selected programme (Ml/d) input as +ve 2021-22: 0; Gains in Water Available For Use / Savings in Demand under the selected programme (Ml/d) input as +ve 2022-23: 0; Gains in Water Available For Use / Savings in Demand under the selected programme (Ml/d) input as +ve 2023-24: 0; Gains in Water Available For Use / Savings in Demand under the selected programme (Ml/d) input as +ve 2024-25: 0; Gains in Water Available For Use / Savings in Demand under the selected programme (Ml/d) input as +ve 2025-26: 0.0046681; Gains in Water Available For Use / Savings in Demand under the selected programme (Ml/d) input as +ve 2026-27: 0.0089414; Gains in Water Available For Use / Savings in Demand under the selected programme (Ml/d) input as +ve 2027-28: 0.012804; Gains in Water Available For Use / Savings in Demand under the selected programme (Ml/d) input as +ve 2028-29: 0.016366; Gains in Water Available For Use / Savings in Demand under the selected programme (Ml/d) input as +ve 2029-30: 0.019804; Gains in Water Available For Use / Savings in Demand under the selected programme (Ml/d) input as +ve 2030-31: 0.023239; Gains in Water Available For Use / Savings in Demand under the selected programme (Ml/d) input as +ve 2031-32: 0.026672; Gains in Water Available For Use / Savings in Demand under the selected programme (Ml/d) input as +ve 2032-33: 0.030105; Gains in Water Available For Use / Savings in Demand under the selected programme (Ml/d) input as +ve 2033-34: 0.033539; Gains in Water Available For Use / Savings in Demand under the selected programme (Ml/d) input as +ve 2034-35: 0.036969; Gains in Water Available For Use / Savings in Demand under the selected programme (Ml/d) input as +ve 2035-36: 0.040393; Gains in Water Available For Use / Savings in Demand under the selected programme (Ml/d) input as +ve 2036-37: 0.043813; Gains in Water Available For Use / Savings in Demand under the selected programme (Ml/d) input as +ve 2037-38: 0.047229; Gains in Water Available For Use / Savings in Demand under the selected programme (Ml/d) input as +ve 2038-39: 0.050639; Gains in Water Available For Use / Savings in Demand under the selected programme (Ml/d) input as +ve 2039-40: 0.054044; Gains in Water Available For Use / Savings in Demand under the selected programme (Ml/d) input as +ve 2040-41: 0.057444; Gains in Water Available For Use / Savings in Demand under the selected programme (Ml/d) input as +ve 2041-42: 0.060837; Gains in Water Available For Use / Savings in Demand under the selected programme (Ml/d) input as +ve 2042-43: 0.064224; Gains in Water Available For Use / Savings in Demand under the selected programme (Ml/d) input as +ve 2043-44: 0.067605; Gains in Water Available For Use / Savings in Demand under the selected programme (Ml/d) input as +ve 2044-45: 0.07098; Gains in Water Available For Use / Savings in Demand under the selected programme (Ml/d) input as +ve 2045-46: 0.074348; Gains in Water Available For Use / Savings in Demand under the selected programme (Ml/d) input as +ve 2046-47: 0.077708; Gains in Water Available For Use / Savings in Demand under the selected programme (Ml/d) input as +ve 2047-48: 0.081061; Gains in Water Available For Use / Savings in Demand under the selected programme (Ml/d) input as +ve 2048-49: 0.084406; Gains in Water Available For Use / Savings in Demand under the selected programme (Ml/d) input as +ve 2049-50: 0.087741
51dP | NHH. WEF Visit Super High.AWSNBR | NHH. WEF Visit Super High.AWSNBR | Non-household water audit | Customer Options | N | Preferred | AWSNBR | Ml/d | 2 | Gains in Water Available For Use / Savings in Demand under the selected programme (Ml/d) input as +ve 2019-20: 0; Gains in Water Available For Use / Savings in Demand under the selected programme (Ml/d) input as +ve 2020-21: 0; Gains in Water Available For Use / Savings in Demand under the selected programme (Ml/d) input as +ve 2021-22: 0; Gains in Water Available For Use / Savings in Demand under the selected programme (Ml/d) input as +ve 2022-23: 0; Gains in Water Available For Use / Savings in Demand under the selected programme (Ml/d) input as +ve 2023-24: 0; Gains in Water Available For Use / Savings in Demand under the selected programme (Ml/d) input as +ve 2024-25: 0; Gains in Water Available For Use / Savings in Demand under the selected programme (Ml/d) input as +ve 2025-26: 0.0046681; Gains in Water Available For Use / Savings in Demand under the selected programme (Ml/d) input as +ve 2026-27: 0.0089414; Gains in Water Available For Use / Savings in Demand under the selected programme (Ml/d) input as +ve 2027-28: 0.012804; Gains in Water Available For Use / Savings in Demand under the selected programme (Ml/d) input as +ve 2028-29: 0.016366; Gains in Water Available For Use / Savings in Demand under the selected programme (Ml/d) input as +ve 2029-30: 0.019804; Gains in Water Available For Use / Savings in Demand under the selected programme (Ml/d) input as +ve 2030-31: 0.023239; Gains in Water Available For Use / Savings in Demand under the selected programme (Ml/d) input as +ve 2031-32: 0.026672; Gains in Water Available For Use / Savings in Demand under the selected programme (Ml/d) input as +ve 2032-33: 0.030105; Gains in Water Available For Use / Savings in Demand under the selected programme (Ml/d) input as +ve 2033-34: 0.033539; Gains in Water Available For Use / Savings in Demand under the selected programme (Ml/d) input as +ve 2034-35: 0.036969; Gains in Water Available For Use / Savings in Demand under the selected programme (Ml/d) input as +ve 2035-36: 0.040393; Gains in Water Available For Use / Savings in Demand under the selected programme (Ml/d) input as +ve 2036-37: 0.043813; Gains in Water Available For Use / Savings in Demand under the selected programme (Ml/d) input as +ve 2037-38: 0.047229; Gains in Water Available For Use / Savings in Demand under the selected programme (Ml/d) input as +ve 2038-39: 0.050639; Gains in Water Available For Use / Savings in Demand under the selected programme (Ml/d) input as +ve 2039-40: 0.054044; Gains in Water Available For Use / Savings in Demand under the selected programme (Ml/d) input as +ve 2040-41: 0.057444; Gains in Water Available For Use / Savings in Demand under the selected programme (Ml/d) input as +ve 2041-42: 0.060837; Gains in Water Available For Use / Savings in Demand under the selected programme (Ml/d) input as +ve 2042-43: 0.064224; Gains in Water Available For Use / Savings in Demand under the selected programme (Ml/d) input as +ve 2043-44: 0.067605; Gains in Water Available For Use / Savings in Demand under the selected programme (Ml/d) input as +ve 2044-45: 0.07098; Gains in Water Available For Use / Savings in Demand under the selected programme (Ml/d) input as +ve 2045-46: 0.074348; Gains in Water Available For Use / Savings in Demand under the selected programme (Ml/d) input as +ve 2046-47: 0.077708; Gains in Water Available For Use / Savings in Demand under the selected programme (Ml/d) input as +ve 2047-48: 0.081061; Gains in Water Available For Use / Savings in Demand under the selected programme (Ml/d) input as +ve 2048-49: 0.084406; Gains in Water Available For Use / Savings in Demand under the selected programme (Ml/d) input as +ve 2049-50: 0.087741
51dF | NHH. WEF Visit Upper.AWSNBR | NHH. WEF Visit Upper.AWSNBR | Non-household water audit | Customer Options | N | Least Cost | AWSNBR | Ml/d | 2 | Gains in Water Available For Use / Savings in Demand under the selected programme (Ml/d) input as +ve 2019-20: 0; Gains in Water Available For Use / Savings in Demand under the selected programme (Ml/d) input as +ve 2020-21: 0; Gains in Water Available For Use / Savings in Demand under the selected programme (Ml/d) input as +ve 2021-22: 0; Gains in Water Available For Use / Savings in Demand under the selected programme (Ml/d) input as +ve 2022-23: 0; Gains in Water Available For Use / Savings in Demand under the selected programme (Ml/d) input as +ve 2023-24: 0; Gains in Water Available For Use / Savings in Demand under the selected programme (Ml/d) input as +ve 2024-25: 0; Gains in Water Available For Use / Savings in Demand under the selected programme (Ml/d) input as +ve 2025-26: 0.0024496; Gains in Water Available For Use / Savings in Demand under the selected programme (Ml/d) input as +ve 2026-27: 0.0046921; Gains in Water Available For Use / Savings in Demand under the selected programme (Ml/d) input as +ve 2027-28: 0.0067193; Gains in Water Available For Use / Savings in Demand under the selected programme (Ml/d) input as +ve 2028-29: 0.0085882; Gains in Water Available For Use / Savings in Demand under the selected programme (Ml/d) input as +ve 2029-30: 0.010392; Gains in Water Available For Use / Savings in Demand under the selected programme (Ml/d) input as +ve 2030-31: 0.012195; Gains in Water Available For Use / Savings in Demand under the selected programme (Ml/d) input as +ve 2031-32: 0.013997; Gains in Water Available For Use / Savings in Demand under the selected programme (Ml/d) input as +ve 2032-33: 0.015798; Gains in Water Available For Use / Savings in Demand under the selected programme (Ml/d) input as +ve 2033-34: 0.0176; Gains in Water Available For Use / Savings in Demand under the selected programme (Ml/d) input as +ve 2034-35: 0.0194; Gains in Water Available For Use / Savings in Demand under the selected programme (Ml/d) input as +ve 2035-36: 0.021197; Gains in Water Available For Use / Savings in Demand under the selected programme (Ml/d) input as +ve 2036-37: 0.022992; Gains in Water Available For Use / Savings in Demand under the selected programme (Ml/d) input as +ve 2037-38: 0.024784; Gains in Water Available For Use / Savings in Demand under the selected programme (Ml/d) input as +ve 2038-39: 0.026574; Gains in Water Available For Use / Savings in Demand under the selected programme (Ml/d) input as +ve 2039-40: 0.028361; Gains in Water Available For Use / Savings in Demand under the selected programme (Ml/d) input as +ve 2040-41: 0.030145; Gains in Water Available For Use / Savings in Demand under the selected programme (Ml/d) input as +ve 2041-42: 0.031925; Gains in Water Available For Use / Savings in Demand under the selected programme (Ml/d) input as +ve 2042-43: 0.033703; Gains in Water Available For Use / Savings in Demand under the selected programme (Ml/d) input as +ve 2043-44: 0.035477; Gains in Water Available For Use / Savings in Demand under the selected programme (Ml/d) input as +ve 2044-45: 0.037248; Gains in Water Available For Use / Savings in Demand under the selected programme (Ml/d) input as +ve 2045-46: 0.039015; Gains in Water Available For Use / Savings in Demand under the selected programme (Ml/d) input as +ve 2046-47: 0.040779; Gains in Water Available For Use / Savings in Demand under the selected programme (Ml/d) input as +ve 2047-48: 0.042538; Gains in Water Available For Use / Savings in Demand under the selected programme (Ml/d) input as +ve 2048-49: 0.044293; Gains in Water Available For Use / Savings in Demand under the selected programme (Ml/d) input as +ve 2049-50: 0.046043
51dF | NHH. WEF Visit Upper.AWSNBR | NHH. WEF Visit Upper.AWSNBR | Non-household water audit | Customer Options | N | Ofwat Core | AWSNBR | Ml/d | 2 | Gains in Water Available For Use / Savings in Demand under the selected programme (Ml/d) input as +ve 2019-20: 0; Gains in Water Available For Use / Savings in Demand under the selected programme (Ml/d) input as +ve 2020-21: 0; Gains in Water Available For Use / Savings in Demand under the selected programme (Ml/d) input as +ve 2021-22: 0; Gains in Water Available For Use / Savings in Demand under the selected programme (Ml/d) input as +ve 2022-23: 0; Gains in Water Available For Use / Savings in Demand under the selected programme (Ml/d) input as +ve 2023-24: 0; Gains in Water Available For Use / Savings in Demand under the selected programme (Ml/d) input as +ve 2024-25: 0; Gains in Water Available For Use / Savings in Demand under the selected programme (Ml/d) input as +ve 2025-26: 0.0024496; Gains in Water Available For Use / Savings in Demand under the selected programme (Ml/d) input as +ve 2026-27: 0.0046921; Gains in Water Available For Use / Savings in Demand under the selected programme (Ml/d) input as +ve 2027-28: 0.0067193; Gains in Water Available For Use / Savings in Demand under the selected programme (Ml/d) input as +ve 2028-29: 0.0085882; Gains in Water Available For Use / Savings in Demand under the selected programme (Ml/d) input as +ve 2029-30: 0.010392; Gains in Water Available For Use / Savings in Demand under the selected programme (Ml/d) input as +ve 2030-31: 0.012195; Gains in Water Available For Use / Savings in Demand under the selected programme (Ml/d) input as +ve 2031-32: 0.013997; Gains in Water Available For Use / Savings in Demand under the selected programme (Ml/d) input as +ve 2032-33: 0.015798; Gains in Water Available For Use / Savings in Demand under the selected programme (Ml/d) input as +ve 2033-34: 0.0176; Gains in Water Available For Use / Savings in Demand under the selected programme (Ml/d) input as +ve 2034-35: 0.0194; Gains in Water Available For Use / Savings in Demand under the selected programme (Ml/d) input as +ve 2035-36: 0.021197; Gains in Water Available For Use / Savings in Demand under the selected programme (Ml/d) input as +ve 2036-37: 0.022992; Gains in Water Available For Use / Savings in Demand under the selected programme (Ml/d) input as +ve 2037-38: 0.024784; Gains in Water Available For Use / Savings in Demand under the selected programme (Ml/d) input as +ve 2038-39: 0.026574; Gains in Water Available For Use / Savings in Demand under the selected programme (Ml/d) input as +ve 2039-40: 0.028361; Gains in Water Available For Use / Savings in Demand under the selected programme (Ml/d) input as +ve 2040-41: 0.030145; Gains in Water Available For Use / Savings in Demand under the selected programme (Ml/d) input as +ve 2041-42: 0.031925; Gains in Water Available For Use / Savings in Demand under the selected programme (Ml/d) input as +ve 2042-43: 0.033703; Gains in Water Available For Use / Savings in Demand under the selected programme (Ml/d) input as +ve 2043-44: 0.035477; Gains in Water Available For Use / Savings in Demand under the selected programme (Ml/d) input as +ve 2044-45: 0.037248; Gains in Water Available For Use / Savings in Demand under the selected programme (Ml/d) input as +ve 2045-46: 0.039015; Gains in Water Available For Use / Savings in Demand under the selected programme (Ml/d) input as +ve 2046-47: 0.040779; Gains in Water Available For Use / Savings in Demand under the selected programme (Ml/d) input as +ve 2047-48: 0.042538; Gains in Water Available For Use / Savings in Demand under the selected programme (Ml/d) input as +ve 2048-49: 0.044293; Gains in Water Available For Use / Savings in Demand under the selected programme (Ml/d) input as +ve 2049-50: 0.046043
51dP | NHH. WEF Visit Upper.AWSNBR | NHH. WEF Visit Upper.AWSNBR | Non-household water audit | Customer Options | N | Preferred | AWSNBR | Ml/d | 2 | Gains in Water Available For Use / Savings in Demand under the selected programme (Ml/d) input as +ve 2019-20: 0; Gains in Water Available For Use / Savings in Demand under the selected programme (Ml/d) input as +ve 2020-21: 0; Gains in Water Available For Use / Savings in Demand under the selected programme (Ml/d) input as +ve 2021-22: 0; Gains in Water Available For Use / Savings in Demand under the selected programme (Ml/d) input as +ve 2022-23: 0; Gains in Water Available For Use / Savings in Demand under the selected programme (Ml/d) input as +ve 2023-24: 0; Gains in Water Available For Use / Savings in Demand under the selected programme (Ml/d) input as +ve 2024-25: 0; Gains in Water Available For Use / Savings in Demand under the selected programme (Ml/d) input as +ve 2025-26: 0.0024496; Gains in Water Available For Use / Savings in Demand under the selected programme (Ml/d) input as +ve 2026-27: 0.0046921; Gains in Water Available For Use / Savings in Demand under the selected programme (Ml/d) input as +ve 2027-28: 0.0067193; Gains in Water Available For Use / Savings in Demand under the selected programme (Ml/d) input as +ve 2028-29: 0.0085882; Gains in Water Available For Use / Savings in Demand under the selected programme (Ml/d) input as +ve 2029-30: 0.010392; Gains in Water Available For Use / Savings in Demand under the selected programme (Ml/d) input as +ve 2030-31: 0.012195; Gains in Water Available For Use / Savings in Demand under the selected programme (Ml/d) input as +ve 2031-32: 0.013997; Gains in Water Available For Use / Savings in Demand under the selected programme (Ml/d) input as +ve 2032-33: 0.015798; Gains in Water Available For Use / Savings in Demand under the selected programme (Ml/d) input as +ve 2033-34: 0.0176; Gains in Water Available For Use / Savings in Demand under the selected programme (Ml/d) input as +ve 2034-35: 0.0194; Gains in Water Available For Use / Savings in Demand under the selected programme (Ml/d) input as +ve 2035-36: 0.021197; Gains in Water Available For Use / Savings in Demand under the selected programme (Ml/d) input as +ve 2036-37: 0.022992; Gains in Water Available For Use / Savings in Demand under the selected programme (Ml/d) input as +ve 2037-38: 0.024784; Gains in Water Available For Use / Savings in Demand under the selected programme (Ml/d) input as +ve 2038-39: 0.026574; Gains in Water Available For Use / Savings in Demand under the selected programme (Ml/d) input as +ve 2039-40: 0.028361; Gains in Water Available For Use / Savings in Demand under the selected programme (Ml/d) input as +ve 2040-41: 0.030145; Gains in Water Available For Use / Savings in Demand under the selected programme (Ml/d) input as +ve 2041-42: 0.031925; Gains in Water Available For Use / Savings in Demand under the selected programme (Ml/d) input as +ve 2042-43: 0.033703; Gains in Water Available For Use / Savings in Demand under the selected programme (Ml/d) input as +ve 2043-44: 0.035477; Gains in Water Available For Use / Savings in Demand under the selected programme (Ml/d) input as +ve 2044-45: 0.037248; Gains in Water Available For Use / Savings in Demand under the selected programme (Ml/d) input as +ve 2045-46: 0.039015; Gains in Water Available For Use / Savings in Demand under the selected programme (Ml/d) input as +ve 2046-47: 0.040779; Gains in Water Available For Use / Savings in Demand under the selected programme (Ml/d) input as +ve 2047-48: 0.042538; Gains in Water Available For Use / Savings in Demand under the selected programme (Ml/d) input as +ve 2048-49: 0.044293; Gains in Water Available For Use / Savings in Demand under the selected programme (Ml/d) input as +ve 2049-50: 0.046043
51dF | Smart Metering.AWSNBR | Smart Metering.AWSNBR | Metering other selective | Customer Options | N | Least Cost | AWSNBR | Ml/d | 2 | Gains in Water Available For Use / Savings in Demand under the selected programme (Ml/d) input as +ve 2019-20: 0; Gains in Water Available For Use / Savings in Demand under the selected programme (Ml/d) input as +ve 2020-21: 0; Gains in Water Available For Use / Savings in Demand under the selected programme (Ml/d) input as +ve 2021-22: 0; Gains in Water Available For Use / Savings in Demand under the selected programme (Ml/d) input as +ve 2022-23: 0; Gains in Water Available For Use / Savings in Demand under the selected programme (Ml/d) input as +ve 2023-24: 0; Gains in Water Available For Use / Savings in Demand under the selected programme (Ml/d) input as +ve 2024-25: 0; Gains in Water Available For Use / Savings in Demand under the selected programme (Ml/d) input as +ve 2025-26: 0.0024112; Gains in Water Available For Use / Savings in Demand under the selected programme (Ml/d) input as +ve 2026-27: 0.0062659; Gains in Water Available For Use / Savings in Demand under the selected programme (Ml/d) input as +ve 2027-28: 0.010527; Gains in Water Available For Use / Savings in Demand under the selected programme (Ml/d) input as +ve 2028-29: 0.014811; Gains in Water Available For Use / Savings in Demand under the selected programme (Ml/d) input as +ve 2029-30: 0.019399; Gains in Water Available For Use / Savings in Demand under the selected programme (Ml/d) input as +ve 2030-31: 0.024359; Gains in Water Available For Use / Savings in Demand under the selected programme (Ml/d) input as +ve 2031-32: 0.029774; Gains in Water Available For Use / Savings in Demand under the selected programme (Ml/d) input as +ve 2032-33: 0.033394; Gains in Water Available For Use / Savings in Demand under the selected programme (Ml/d) input as +ve 2033-34: 0.036953; Gains in Water Available For Use / Savings in Demand under the selected programme (Ml/d) input as +ve 2034-35: 0.040454; Gains in Water Available For Use / Savings in Demand under the selected programme (Ml/d) input as +ve 2035-36: 0.043854; Gains in Water Available For Use / Savings in Demand under the selected programme (Ml/d) input as +ve 2036-37: 0.047202; Gains in Water Available For Use / Savings in Demand under the selected programme (Ml/d) input as +ve 2037-38: 0.050477; Gains in Water Available For Use / Savings in Demand under the selected programme (Ml/d) input as +ve 2038-39: 0.053683; Gains in Water Available For Use / Savings in Demand under the selected programme (Ml/d) input as +ve 2039-40: 0.056864; Gains in Water Available For Use / Savings in Demand under the selected programme (Ml/d) input as +ve 2040-41: 0.059995; Gains in Water Available For Use / Savings in Demand under the selected programme (Ml/d) input as +ve 2041-42: 0.063073; Gains in Water Available For Use / Savings in Demand under the selected programme (Ml/d) input as +ve 2042-43: 0.066078; Gains in Water Available For Use / Savings in Demand under the selected programme (Ml/d) input as +ve 2043-44: 0.069072; Gains in Water Available For Use / Savings in Demand under the selected programme (Ml/d) input as +ve 2044-45: 0.072033; Gains in Water Available For Use / Savings in Demand under the selected programme (Ml/d) input as +ve 2045-46: 0.074632; Gains in Water Available For Use / Savings in Demand under the selected programme (Ml/d) input as +ve 2046-47: 0.077169; Gains in Water Available For Use / Savings in Demand under the selected programme (Ml/d) input as +ve 2047-48: 0.079642; Gains in Water Available For Use / Savings in Demand under the selected programme (Ml/d) input as +ve 2048-49: 0.08207; Gains in Water Available For Use / Savings in Demand under the selected programme (Ml/d) input as +ve 2049-50: 0.084284
51dF | Smart Metering.AWSNBR | Smart Metering.AWSNBR | Metering other selective | Customer Options | N | Ofwat Core | AWSNBR | Ml/d | 2 | Gains in Water Available For Use / Savings in Demand under the selected programme (Ml/d) input as +ve 2019-20: 0; Gains in Water Available For Use / Savings in Demand under the selected programme (Ml/d) input as +ve 2020-21: 0; Gains in Water Available For Use / Savings in Demand under the selected programme (Ml/d) input as +ve 2021-22: 0; Gains in Water Available For Use / Savings in Demand under the selected programme (Ml/d) input as +ve 2022-23: 0; Gains in Water Available For Use / Savings in Demand under the selected programme (Ml/d) input as +ve 2023-24: 0; Gains in Water Available For Use / Savings in Demand under the selected programme (Ml/d) input as +ve 2024-25: 0; Gains in Water Available For Use / Savings in Demand under the selected programme (Ml/d) input as +ve 2025-26: 0.0024112; Gains in Water Available For Use / Savings in Demand under the selected programme (Ml/d) input as +ve 2026-27: 0.0062659; Gains in Water Available For Use / Savings in Demand under the selected programme (Ml/d) input as +ve 2027-28: 0.010527; Gains in Water Available For Use / Savings in Demand under the selected programme (Ml/d) input as +ve 2028-29: 0.014811; Gains in Water Available For Use / Savings in Demand under the selected programme (Ml/d) input as +ve 2029-30: 0.019399; Gains in Water Available For Use / Savings in Demand under the selected programme (Ml/d) input as +ve 2030-31: 0.024359; Gains in Water Available For Use / Savings in Demand under the selected programme (Ml/d) input as +ve 2031-32: 0.029774; Gains in Water Available For Use / Savings in Demand under the selected programme (Ml/d) input as +ve 2032-33: 0.033394; Gains in Water Available For Use / Savings in Demand under the selected programme (Ml/d) input as +ve 2033-34: 0.036953; Gains in Water Available For Use / Savings in Demand under the selected programme (Ml/d) input as +ve 2034-35: 0.040454; Gains in Water Available For Use / Savings in Demand under the selected programme (Ml/d) input as +ve 2035-36: 0.043854; Gains in Water Available For Use / Savings in Demand under the selected programme (Ml/d) input as +ve 2036-37: 0.047202; Gains in Water Available For Use / Savings in Demand under the selected programme (Ml/d) input as +ve 2037-38: 0.050477; Gains in Water Available For Use / Savings in Demand under the selected programme (Ml/d) input as +ve 2038-39: 0.053683; Gains in Water Available For Use / Savings in Demand under the selected programme (Ml/d) input as +ve 2039-40: 0.056864; Gains in Water Available For Use / Savings in Demand under the selected programme (Ml/d) input as +ve 2040-41: 0.059995; Gains in Water Available For Use / Savings in Demand under the selected programme (Ml/d) input as +ve 2041-42: 0.063073; Gains in Water Available For Use / Savings in Demand under the selected programme (Ml/d) input as +ve 2042-43: 0.066078; Gains in Water Available For Use / Savings in Demand under the selected programme (Ml/d) input as +ve 2043-44: 0.069072; Gains in Water Available For Use / Savings in Demand under the selected programme (Ml/d) input as +ve 2044-45: 0.072033; Gains in Water Available For Use / Savings in Demand under the selected programme (Ml/d) input as +ve 2045-46: 0.074632; Gains in Water Available For Use / Savings in Demand under the selected programme (Ml/d) input as +ve 2046-47: 0.077169; Gains in Water Available For Use / Savings in Demand under the selected programme (Ml/d) input as +ve 2047-48: 0.079642; Gains in Water Available For Use / Savings in Demand under the selected programme (Ml/d) input as +ve 2048-49: 0.08207; Gains in Water Available For Use / Savings in Demand under the selected programme (Ml/d) input as +ve 2049-50: 0.084284
51dP | Smart Metering.AWSNBR | Smart Metering.AWSNBR | Metering other selective | Customer Options | N | Preferred | AWSNBR | Ml/d | 2 | Gains in Water Available For Use / Savings in Demand under the selected programme (Ml/d) input as +ve 2019-20: 0; Gains in Water Available For Use / Savings in Demand under the selected programme (Ml/d) input as +ve 2020-21: 0; Gains in Water Available For Use / Savings in Demand under the selected programme (Ml/d) input as +ve 2021-22: 0; Gains in Water Available For Use / Savings in Demand under the selected programme (Ml/d) input as +ve 2022-23: 0; Gains in Water Available For Use / Savings in Demand under the selected programme (Ml/d) input as +ve 2023-24: 0; Gains in Water Available For Use / Savings in Demand under the selected programme (Ml/d) input as +ve 2024-25: 0; Gains in Water Available For Use / Savings in Demand under the selected programme (Ml/d) input as +ve 2025-26: 0.0024112; Gains in Water Available For Use / Savings in Demand under the selected programme (Ml/d) input as +ve 2026-27: 0.0062659; Gains in Water Available For Use / Savings in Demand under the selected programme (Ml/d) input as +ve 2027-28: 0.010527; Gains in Water Available For Use / Savings in Demand under the selected programme (Ml/d) input as +ve 2028-29: 0.014811; Gains in Water Available For Use / Savings in Demand under the selected programme (Ml/d) input as +ve 2029-30: 0.019399; Gains in Water Available For Use / Savings in Demand under the selected programme (Ml/d) input as +ve 2030-31: 0.024359; Gains in Water Available For Use / Savings in Demand under the selected programme (Ml/d) input as +ve 2031-32: 0.029774; Gains in Water Available For Use / Savings in Demand under the selected programme (Ml/d) input as +ve 2032-33: 0.033394; Gains in Water Available For Use / Savings in Demand under the selected programme (Ml/d) input as +ve 2033-34: 0.036953; Gains in Water Available For Use / Savings in Demand under the selected programme (Ml/d) input as +ve 2034-35: 0.040454; Gains in Water Available For Use / Savings in Demand under the selected programme (Ml/d) input as +ve 2035-36: 0.043854; Gains in Water Available For Use / Savings in Demand under the selected programme (Ml/d) input as +ve 2036-37: 0.047202; Gains in Water Available For Use / Savings in Demand under the selected programme (Ml/d) input as +ve 2037-38: 0.050477; Gains in Water Available For Use / Savings in Demand under the selected programme (Ml/d) input as +ve 2038-39: 0.053683; Gains in Water Available For Use / Savings in Demand under the selected programme (Ml/d) input as +ve 2039-40: 0.056864; Gains in Water Available For Use / Savings in Demand under the selected programme (Ml/d) input as +ve 2040-41: 0.059995; Gains in Water Available For Use / Savings in Demand under the selected programme (Ml/d) input as +ve 2041-42: 0.063073; Gains in Water Available For Use / Savings in Demand under the selected programme (Ml/d) input as +ve 2042-43: 0.066078; Gains in Water Available For Use / Savings in Demand under the selected programme (Ml/d) input as +ve 2043-44: 0.069072; Gains in Water Available For Use / Savings in Demand under the selected programme (Ml/d) input as +ve 2044-45: 0.072033; Gains in Water Available For Use / Savings in Demand under the selected programme (Ml/d) input as +ve 2045-46: 0.074632; Gains in Water Available For Use / Savings in Demand under the selected programme (Ml/d) input as +ve 2046-47: 0.077169; Gains in Water Available For Use / Savings in Demand under the selected programme (Ml/d) input as +ve 2047-48: 0.079642; Gains in Water Available For Use / Savings in Demand under the selected programme (Ml/d) input as +ve 2048-49: 0.08207; Gains in Water Available For Use / Savings in Demand under the selected programme (Ml/d) input as +ve 2049-50: 0.084284
51dF | USPL_HH_MET.AWSNBR | USPL_HH_MET.AWSNBR | Supply pipe repairs / replacement | Customer Options | N | Least Cost | AWSNBR | Ml/d | 2 | Gains in Water Available For Use / Savings in Demand under the selected programme (Ml/d) input as +ve 2019-20: 0; Gains in Water Available For Use / Savings in Demand under the selected programme (Ml/d) input as +ve 2020-21: 0; Gains in Water Available For Use / Savings in Demand under the selected programme (Ml/d) input as +ve 2021-22: 0; Gains in Water Available For Use / Savings in Demand under the selected programme (Ml/d) input as +ve 2022-23: 0; Gains in Water Available For Use / Savings in Demand under the selected programme (Ml/d) input as +ve 2023-24: 0; Gains in Water Available For Use / Savings in Demand under the selected programme (Ml/d) input as +ve 2024-25: 0; Gains in Water Available For Use / Savings in Demand under the selected programme (Ml/d) input as +ve 2025-26: 0.00049002; Gains in Water Available For Use / Savings in Demand under the selected programme (Ml/d) input as +ve 2026-27: 0.0014854; Gains in Water Available For Use / Savings in Demand under the selected programme (Ml/d) input as +ve 2027-28: 0.0027474; Gains in Water Available For Use / Savings in Demand under the selected programme (Ml/d) input as +ve 2028-29: 0.0041383; Gains in Water Available For Use / Savings in Demand under the selected programme (Ml/d) input as +ve 2029-30: 0.005721; Gains in Water Available For Use / Savings in Demand under the selected programme (Ml/d) input as +ve 2030-31: 0.0075043; Gains in Water Available For Use / Savings in Demand under the selected programme (Ml/d) input as +ve 2031-32: 0.009515; Gains in Water Available For Use / Savings in Demand under the selected programme (Ml/d) input as +ve 2032-33: 0.010672; Gains in Water Available For Use / Savings in Demand under the selected programme (Ml/d) input as +ve 2033-34: 0.011814; Gains in Water Available For Use / Savings in Demand under the selected programme (Ml/d) input as +ve 2034-35: 0.01294; Gains in Water Available For Use / Savings in Demand under the selected programme (Ml/d) input as +ve 2035-36: 0.014035; Gains in Water Available For Use / Savings in Demand under the selected programme (Ml/d) input as +ve 2036-37: 0.015116; Gains in Water Available For Use / Savings in Demand under the selected programme (Ml/d) input as +ve 2037-38: 0.016177; Gains in Water Available For Use / Savings in Demand under the selected programme (Ml/d) input as +ve 2038-39: 0.017217; Gains in Water Available For Use / Savings in Demand under the selected programme (Ml/d) input as +ve 2039-40: 0.018253; Gains in Water Available For Use / Savings in Demand under the selected programme (Ml/d) input as +ve 2040-41: 0.019275; Gains in Water Available For Use / Savings in Demand under the selected programme (Ml/d) input as +ve 2041-42: 0.020282; Gains in Water Available For Use / Savings in Demand under the selected programme (Ml/d) input as +ve 2042-43: 0.021266; Gains in Water Available For Use / Savings in Demand under the selected programme (Ml/d) input as +ve 2043-44: 0.022249; Gains in Water Available For Use / Savings in Demand under the selected programme (Ml/d) input as +ve 2044-45: 0.023224; Gains in Water Available For Use / Savings in Demand under the selected programme (Ml/d) input as +ve 2045-46: 0.024134; Gains in Water Available For Use / Savings in Demand under the selected programme (Ml/d) input as +ve 2046-47: 0.025022; Gains in Water Available For Use / Savings in Demand under the selected programme (Ml/d) input as +ve 2047-48: 0.025889; Gains in Water Available For Use / Savings in Demand under the selected programme (Ml/d) input as +ve 2048-49: 0.02674; Gains in Water Available For Use / Savings in Demand under the selected programme (Ml/d) input as +ve 2049-50: 0.027547
51dF | USPL_HH_MET.AWSNBR | USPL_HH_MET.AWSNBR | Supply pipe repairs / replacement | Customer Options | N | Ofwat Core | AWSNBR | Ml/d | 2 | Gains in Water Available For Use / Savings in Demand under the selected programme (Ml/d) input as +ve 2019-20: 0; Gains in Water Available For Use / Savings in Demand under the selected programme (Ml/d) input as +ve 2020-21: 0; Gains in Water Available For Use / Savings in Demand under the selected programme (Ml/d) input as +ve 2021-22: 0; Gains in Water Available For Use / Savings in Demand under the selected programme (Ml/d) input as +ve 2022-23: 0; Gains in Water Available For Use / Savings in Demand under the selected programme (Ml/d) input as +ve 2023-24: 0; Gains in Water Available For Use / Savings in Demand under the selected programme (Ml/d) input as +ve 2024-25: 0; Gains in Water Available For Use / Savings in Demand under the selected programme (Ml/d) input as +ve 2025-26: 0.00049002; Gains in Water Available For Use / Savings in Demand under the selected programme (Ml/d) input as +ve 2026-27: 0.0014854; Gains in Water Available For Use / Savings in Demand under the selected programme (Ml/d) input as +ve 2027-28: 0.0027474; Gains in Water Available For Use / Savings in Demand under the selected programme (Ml/d) input as +ve 2028-29: 0.0041383; Gains in Water Available For Use / Savings in Demand under the selected programme (Ml/d) input as +ve 2029-30: 0.005721; Gains in Water Available For Use / Savings in Demand under the selected programme (Ml/d) input as +ve 2030-31: 0.0075043; Gains in Water Available For Use / Savings in Demand under the selected programme (Ml/d) input as +ve 2031-32: 0.009515; Gains in Water Available For Use / Savings in Demand under the selected programme (Ml/d) input as +ve 2032-33: 0.010672; Gains in Water Available For Use / Savings in Demand under the selected programme (Ml/d) input as +ve 2033-34: 0.011814; Gains in Water Available For Use / Savings in Demand under the selected programme (Ml/d) input as +ve 2034-35: 0.01294; Gains in Water Available For Use / Savings in Demand under the selected programme (Ml/d) input as +ve 2035-36: 0.014035; Gains in Water Available For Use / Savings in Demand under the selected programme (Ml/d) input as +ve 2036-37: 0.015116; Gains in Water Available For Use / Savings in Demand under the selected programme (Ml/d) input as +ve 2037-38: 0.016177; Gains in Water Available For Use / Savings in Demand under the selected programme (Ml/d) input as +ve 2038-39: 0.017217; Gains in Water Available For Use / Savings in Demand under the selected programme (Ml/d) input as +ve 2039-40: 0.018253; Gains in Water Available For Use / Savings in Demand under the selected programme (Ml/d) input as +ve 2040-41: 0.019275; Gains in Water Available For Use / Savings in Demand under the selected programme (Ml/d) input as +ve 2041-42: 0.020282; Gains in Water Available For Use / Savings in Demand under the selected programme (Ml/d) input as +ve 2042-43: 0.021266; Gains in Water Available For Use / Savings in Demand under the selected programme (Ml/d) input as +ve 2043-44: 0.022249; Gains in Water Available For Use / Savings in Demand under the selected programme (Ml/d) input as +ve 2044-45: 0.023224; Gains in Water Available For Use / Savings in Demand under the selected programme (Ml/d) input as +ve 2045-46: 0.024134; Gains in Water Available For Use / Savings in Demand under the selected programme (Ml/d) input as +ve 2046-47: 0.025022; Gains in Water Available For Use / Savings in Demand under the selected programme (Ml/d) input as +ve 2047-48: 0.025889; Gains in Water Available For Use / Savings in Demand under the selected programme (Ml/d) input as +ve 2048-49: 0.02674; Gains in Water Available For Use / Savings in Demand under the selected programme (Ml/d) input as +ve 2049-50: 0.027547
51dP | USPL_HH_MET.AWSNBR | USPL_HH_MET.AWSNBR | Supply pipe repairs / replacement | Customer Options | N | Preferred | AWSNBR | Ml/d | 2 | Gains in Water Available For Use / Savings in Demand under the selected programme (Ml/d) input as +ve 2019-20: 0; Gains in Water Available For Use / Savings in Demand under the selected programme (Ml/d) input as +ve 2020-21: 0; Gains in Water Available For Use / Savings in Demand under the selected programme (Ml/d) input as +ve 2021-22: 0; Gains in Water Available For Use / Savings in Demand under the selected programme (Ml/d) input as +ve 2022-23: 0; Gains in Water Available For Use / Savings in Demand under the selected programme (Ml/d) input as +ve 2023-24: 0; Gains in Water Available For Use / Savings in Demand under the selected programme (Ml/d) input as +ve 2024-25: 0; Gains in Water Available For Use / Savings in Demand under the selected programme (Ml/d) input as +ve 2025-26: 0.00049002; Gains in Water Available For Use / Savings in Demand under the selected programme (Ml/d) input as +ve 2026-27: 0.0014854; Gains in Water Available For Use / Savings in Demand under the selected programme (Ml/d) input as +ve 2027-28: 0.0027474; Gains in Water Available For Use / Savings in Demand under the selected programme (Ml/d) input as +ve 2028-29: 0.0041383; Gains in Water Available For Use / Savings in Demand under the selected programme (Ml/d) input as +ve 2029-30: 0.005721; Gains in Water Available For Use / Savings in Demand under the selected programme (Ml/d) input as +ve 2030-31: 0.0075043; Gains in Water Available For Use / Savings in Demand under the selected programme (Ml/d) input as +ve 2031-32: 0.009515; Gains in Water Available For Use / Savings in Demand under the selected programme (Ml/d) input as +ve 2032-33: 0.010672; Gains in Water Available For Use / Savings in Demand under the selected programme (Ml/d) input as +ve 2033-34: 0.011814; Gains in Water Available For Use / Savings in Demand under the selected programme (Ml/d) input as +ve 2034-35: 0.01294; Gains in Water Available For Use / Savings in Demand under the selected programme (Ml/d) input as +ve 2035-36: 0.014035; Gains in Water Available For Use / Savings in Demand under the selected programme (Ml/d) input as +ve 2036-37: 0.015116; Gains in Water Available For Use / Savings in Demand under the selected programme (Ml/d) input as +ve 2037-38: 0.016177; Gains in Water Available For Use / Savings in Demand under the selected programme (Ml/d) input as +ve 2038-39: 0.017217; Gains in Water Available For Use / Savings in Demand under the selected programme (Ml/d) input as +ve 2039-40: 0.018253; Gains in Water Available For Use / Savings in Demand under the selected programme (Ml/d) input as +ve 2040-41: 0.019275; Gains in Water Available For Use / Savings in Demand under the selected programme (Ml/d) input as +ve 2041-42: 0.020282; Gains in Water Available For Use / Savings in Demand under the selected programme (Ml/d) input as +ve 2042-43: 0.021266; Gains in Water Available For Use / Savings in Demand under the selected programme (Ml/d) input as +ve 2043-44: 0.022249; Gains in Water Available For Use / Savings in Demand under the selected programme (Ml/d) input as +ve 2044-45: 0.023224; Gains in Water Available For Use / Savings in Demand under the selected programme (Ml/d) input as +ve 2045-46: 0.024134; Gains in Water Available For Use / Savings in Demand under the selected programme (Ml/d) input as +ve 2046-47: 0.025022; Gains in Water Available For Use / Savings in Demand under the selected programme (Ml/d) input as +ve 2047-48: 0.025889; Gains in Water Available For Use / Savings in Demand under the selected programme (Ml/d) input as +ve 2048-49: 0.02674; Gains in Water Available For Use / Savings in Demand under the selected programme (Ml/d) input as +ve 2049-50: 0.027547
51dF | USPL_ShSupplies.AWSNBR | USPL_ShSupplies.AWSNBR | Supply pipe repairs / replacement | Customer Options | N | Least Cost | AWSNBR | Ml/d | 2 | Gains in Water Available For Use / Savings in Demand under the selected programme (Ml/d) input as +ve 2019-20: 0; Gains in Water Available For Use / Savings in Demand under the selected programme (Ml/d) input as +ve 2020-21: 0; Gains in Water Available For Use / Savings in Demand under the selected programme (Ml/d) input as +ve 2021-22: 0; Gains in Water Available For Use / Savings in Demand under the selected programme (Ml/d) input as +ve 2022-23: 0; Gains in Water Available For Use / Savings in Demand under the selected programme (Ml/d) input as +ve 2023-24: 0; Gains in Water Available For Use / Savings in Demand under the selected programme (Ml/d) input as +ve 2024-25: 0; Gains in Water Available For Use / Savings in Demand under the selected programme (Ml/d) input as +ve 2025-26: 0.0063953; Gains in Water Available For Use / Savings in Demand under the selected programme (Ml/d) input as +ve 2026-27: 0.0063953; Gains in Water Available For Use / Savings in Demand under the selected programme (Ml/d) input as +ve 2027-28: 0.0063953; Gains in Water Available For Use / Savings in Demand under the selected programme (Ml/d) input as +ve 2028-29: 0.0063953; Gains in Water Available For Use / Savings in Demand under the selected programme (Ml/d) input as +ve 2029-30: 0.0063953; Gains in Water Available For Use / Savings in Demand under the selected programme (Ml/d) input as +ve 2030-31: 0.0063953; Gains in Water Available For Use / Savings in Demand under the selected programme (Ml/d) input as +ve 2031-32: 0.0063953; Gains in Water Available For Use / Savings in Demand under the selected programme (Ml/d) input as +ve 2032-33: 0.0063953; Gains in Water Available For Use / Savings in Demand under the selected programme (Ml/d) input as +ve 2033-34: 0.0063953; Gains in Water Available For Use / Savings in Demand under the selected programme (Ml/d) input as +ve 2034-35: 0.0063953; Gains in Water Available For Use / Savings in Demand under the selected programme (Ml/d) input as +ve 2035-36: 0.0063953; Gains in Water Available For Use / Savings in Demand under the selected programme (Ml/d) input as +ve 2036-37: 0.0063953; Gains in Water Available For Use / Savings in Demand under the selected programme (Ml/d) input as +ve 2037-38: 0.0063953; Gains in Water Available For Use / Savings in Demand under the selected programme (Ml/d) input as +ve 2038-39: 0.0063953; Gains in Water Available For Use / Savings in Demand under the selected programme (Ml/d) input as +ve 2039-40: 0.0063953; Gains in Water Available For Use / Savings in Demand under the selected programme (Ml/d) input as +ve 2040-41: 0.0063953; Gains in Water Available For Use / Savings in Demand under the selected programme (Ml/d) input as +ve 2041-42: 0.0063953; Gains in Water Available For Use / Savings in Demand under the selected programme (Ml/d) input as +ve 2042-43: 0.0063953; Gains in Water Available For Use / Savings in Demand under the selected programme (Ml/d) input as +ve 2043-44: 0.0063953; Gains in Water Available For Use / Savings in Demand under the selected programme (Ml/d) input as +ve 2044-45: 0.0063953; Gains in Water Available For Use / Savings in Demand under the selected programme (Ml/d) input as +ve 2045-46: 0.0063953; Gains in Water Available For Use / Savings in Demand under the selected programme (Ml/d) input as +ve 2046-47: 0.0063953; Gains in Water Available For Use / Savings in Demand under the selected programme (Ml/d) input as +ve 2047-48: 0.0063953; Gains in Water Available For Use / Savings in Demand under the selected programme (Ml/d) input as +ve 2048-49: 0.0063953; Gains in Water Available For Use / Savings in Demand under the selected programme (Ml/d) input as +ve 2049-50: 0.0063953
51dF | USPL_ShSupplies.AWSNBR | USPL_ShSupplies.AWSNBR | Supply pipe repairs / replacement | Customer Options | N | Ofwat Core | AWSNBR | Ml/d | 2 | Gains in Water Available For Use / Savings in Demand under the selected programme (Ml/d) input as +ve 2019-20: 0; Gains in Water Available For Use / Savings in Demand under the selected programme (Ml/d) input as +ve 2020-21: 0; Gains in Water Available For Use / Savings in Demand under the selected programme (Ml/d) input as +ve 2021-22: 0; Gains in Water Available For Use / Savings in Demand under the selected programme (Ml/d) input as +ve 2022-23: 0; Gains in Water Available For Use / Savings in Demand under the selected programme (Ml/d) input as +ve 2023-24: 0; Gains in Water Available For Use / Savings in Demand under the selected programme (Ml/d) input as +ve 2024-25: 0; Gains in Water Available For Use / Savings in Demand under the selected programme (Ml/d) input as +ve 2025-26: 0.0063953; Gains in Water Available For Use / Savings in Demand under the selected programme (Ml/d) input as +ve 2026-27: 0.0063953; Gains in Water Available For Use / Savings in Demand under the selected programme (Ml/d) input as +ve 2027-28: 0.0063953; Gains in Water Available For Use / Savings in Demand under the selected programme (Ml/d) input as +ve 2028-29: 0.0063953; Gains in Water Available For Use / Savings in Demand under the selected programme (Ml/d) input as +ve 2029-30: 0.0063953; Gains in Water Available For Use / Savings in Demand under the selected programme (Ml/d) input as +ve 2030-31: 0.0063953; Gains in Water Available For Use / Savings in Demand under the selected programme (Ml/d) input as +ve 2031-32: 0.0063953; Gains in Water Available For Use / Savings in Demand under the selected programme (Ml/d) input as +ve 2032-33: 0.0063953; Gains in Water Available For Use / Savings in Demand under the selected programme (Ml/d) input as +ve 2033-34: 0.0063953; Gains in Water Available For Use / Savings in Demand under the selected programme (Ml/d) input as +ve 2034-35: 0.0063953; Gains in Water Available For Use / Savings in Demand under the selected programme (Ml/d) input as +ve 2035-36: 0.0063953; Gains in Water Available For Use / Savings in Demand under the selected programme (Ml/d) input as +ve 2036-37: 0.0063953; Gains in Water Available For Use / Savings in Demand under the selected programme (Ml/d) input as +ve 2037-38: 0.0063953; Gains in Water Available For Use / Savings in Demand under the selected programme (Ml/d) input as +ve 2038-39: 0.0063953; Gains in Water Available For Use / Savings in Demand under the selected programme (Ml/d) input as +ve 2039-40: 0.0063953; Gains in Water Available For Use / Savings in Demand under the selected programme (Ml/d) input as +ve 2040-41: 0.0063953; Gains in Water Available For Use / Savings in Demand under the selected programme (Ml/d) input as +ve 2041-42: 0.0063953; Gains in Water Available For Use / Savings in Demand under the selected programme (Ml/d) input as +ve 2042-43: 0.0063953; Gains in Water Available For Use / Savings in Demand under the selected programme (Ml/d) input as +ve 2043-44: 0.0063953; Gains in Water Available For Use / Savings in Demand under the selected programme (Ml/d) input as +ve 2044-45: 0.0063953; Gains in Water Available For Use / Savings in Demand under the selected programme (Ml/d) input as +ve 2045-46: 0.0063953; Gains in Water Available For Use / Savings in Demand under the selected programme (Ml/d) input as +ve 2046-47: 0.0063953; Gains in Water Available For Use / Savings in Demand under the selected programme (Ml/d) input as +ve 2047-48: 0.0063953; Gains in Water Available For Use / Savings in Demand under the selected programme (Ml/d) input as +ve 2048-49: 0.0063953; Gains in Water Available For Use / Savings in Demand under the selected programme (Ml/d) input as +ve 2049-50: 0.0063953
51dP | USPL_ShSupplies.AWSNBR | USPL_ShSupplies.AWSNBR | Supply pipe repairs / replacement | Customer Options | N | Preferred | AWSNBR | Ml/d | 2 | Gains in Water Available For Use / Savings in Demand under the selected programme (Ml/d) input as +ve 2019-20: 0; Gains in Water Available For Use / Savings in Demand under the selected programme (Ml/d) input as +ve 2020-21: 0; Gains in Water Available For Use / Savings in Demand under the selected programme (Ml/d) input as +ve 2021-22: 0; Gains in Water Available For Use / Savings in Demand under the selected programme (Ml/d) input as +ve 2022-23: 0; Gains in Water Available For Use / Savings in Demand under the selected programme (Ml/d) input as +ve 2023-24: 0; Gains in Water Available For Use / Savings in Demand under the selected programme (Ml/d) input as +ve 2024-25: 0; Gains in Water Available For Use / Savings in Demand under the selected programme (Ml/d) input as +ve 2025-26: 0.0063953; Gains in Water Available For Use / Savings in Demand under the selected programme (Ml/d) input as +ve 2026-27: 0.0063953; Gains in Water Available For Use / Savings in Demand under the selected programme (Ml/d) input as +ve 2027-28: 0.0063953; Gains in Water Available For Use / Savings in Demand under the selected programme (Ml/d) input as +ve 2028-29: 0.0063953; Gains in Water Available For Use / Savings in Demand under the selected programme (Ml/d) input as +ve 2029-30: 0.0063953; Gains in Water Available For Use / Savings in Demand under the selected programme (Ml/d) input as +ve 2030-31: 0.0063953; Gains in Water Available For Use / Savings in Demand under the selected programme (Ml/d) input as +ve 2031-32: 0.0063953; Gains in Water Available For Use / Savings in Demand under the selected programme (Ml/d) input as +ve 2032-33: 0.0063953; Gains in Water Available For Use / Savings in Demand under the selected programme (Ml/d) input as +ve 2033-34: 0.0063953; Gains in Water Available For Use / Savings in Demand under the selected programme (Ml/d) input as +ve 2034-35: 0.0063953; Gains in Water Available For Use / Savings in Demand under the selected programme (Ml/d) input as +ve 2035-36: 0.0063953; Gains in Water Available For Use / Savings in Demand under the selected programme (Ml/d) input as +ve 2036-37: 0.0063953; Gains in Water Available For Use / Savings in Demand under the selected programme (Ml/d) input as +ve 2037-38: 0.0063953; Gains in Water Available For Use / Savings in Demand under the selected programme (Ml/d) input as +ve 2038-39: 0.0063953; Gains in Water Available For Use / Savings in Demand under the selected programme (Ml/d) input as +ve 2039-40: 0.0063953; Gains in Water Available For Use / Savings in Demand under the selected programme (Ml/d) input as +ve 2040-41: 0.0063953; Gains in Water Available For Use / Savings in Demand under the selected programme (Ml/d) input as +ve 2041-42: 0.0063953; Gains in Water Available For Use / Savings in Demand under the selected programme (Ml/d) input as +ve 2042-43: 0.0063953; Gains in Water Available For Use / Savings in Demand under the selected programme (Ml/d) input as +ve 2043-44: 0.0063953; Gains in Water Available For Use / Savings in Demand under the selected programme (Ml/d) input as +ve 2044-45: 0.0063953; Gains in Water Available For Use / Savings in Demand under the selected programme (Ml/d) input as +ve 2045-46: 0.0063953; Gains in Water Available For Use / Savings in Demand under the selected programme (Ml/d) input as +ve 2046-47: 0.0063953; Gains in Water Available For Use / Savings in Demand under the selected programme (Ml/d) input as +ve 2047-48: 0.0063953; Gains in Water Available For Use / Savings in Demand under the selected programme (Ml/d) input as +ve 2048-49: 0.0063953; Gains in Water Available For Use / Savings in Demand under the selected programme (Ml/d) input as +ve 2049-50: 0.0063953
52aA | Adjustment for Licence cap scenario 8 | LC08 | Other changes to DO | Resource Options | N | Ofwat Core | AWSNBR | Ml/d | 2 | Gains in Water Available For Use / Savings in Demand under the selected programme (Ml/d) input as +ve 2025-26: 1.29; Gains in Water Available For Use / Savings in Demand under the selected programme (Ml/d) input as +ve 2026-27: 1.29; Gains in Water Available For Use / Savings in Demand under the selected programme (Ml/d) input as +ve 2027-28: 1.29; Gains in Water Available For Use / Savings in Demand under the selected programme (Ml/d) input as +ve 2028-29: 1.29; Gains in Water Available For Use / Savings in Demand under the selected programme (Ml/d) input as +ve 2029-30: 1.29; Gains in Water Available For Use / Savings in Demand under the selected programme (Ml/d) input as +ve 2030-31: 0; Gains in Water Available For Use / Savings in Demand under the selected programme (Ml/d) input as +ve 2031-32: 0; Gains in Water Available For Use / Savings in Demand under the selected programme (Ml/d) input as +ve 2032-33: 0; Gains in Water Available For Use / Savings in Demand under the selected programme (Ml/d) input as +ve 2033-34: 0; Gains in Water Available For Use / Savings in Demand under the selected programme (Ml/d) input as +ve 2034-35: 0; Gains in Water Available For Use / Savings in Demand under the selected programme (Ml/d) input as +ve 2035-36: 0; Gains in Water Available For Use / Savings in Demand under the selected programme (Ml/d) input as +ve 2036-37: 0; Gains in Water Available For Use / Savings in Demand under the selected programme (Ml/d) input as +ve 2037-38: 0; Gains in Water Available For Use / Savings in Demand under the selected programme (Ml/d) input as +ve 2038-39: 0; Gains in Water Available For Use / Savings in Demand under the selected programme (Ml/d) input as +ve 2039-40: 0; Gains in Water Available For Use / Savings in Demand under the selected programme (Ml/d) input as +ve 2040-41: 0; Gains in Water Available For Use / Savings in Demand under the selected programme (Ml/d) input as +ve 2041-42: 0; Gains in Water Available For Use / Savings in Demand under the selected programme (Ml/d) input as +ve 2042-43: 0; Gains in Water Available For Use / Savings in Demand under the selected programme (Ml/d) input as +ve 2043-44: 0; Gains in Water Available For Use / Savings in Demand under the selected programme (Ml/d) input as +ve 2044-45: 0; Gains in Water Available For Use / Savings in Demand under the selected programme (Ml/d) input as +ve 2045-46: 0; Gains in Water Available For Use / Savings in Demand under the selected programme (Ml/d) input as +ve 2046-47: 0; Gains in Water Available For Use / Savings in Demand under the selected programme (Ml/d) input as +ve 2047-48: 0; Gains in Water Available For Use / Savings in Demand under the selected programme (Ml/d) input as +ve 2048-49: 0; Gains in Water Available For Use / Savings in Demand under the selected programme (Ml/d) input as +ve 2049-50: 0
52aA | Adjustment for Licence cap scenario 8 | LC08 | Other changes to DO | Resource Options | N | Least Cost | AWSNBR | Ml/d | 2 | Gains in Water Available For Use / Savings in Demand under the selected programme (Ml/d) input as +ve 2025-26: 1.29; Gains in Water Available For Use / Savings in Demand under the selected programme (Ml/d) input as +ve 2026-27: 1.29; Gains in Water Available For Use / Savings in Demand under the selected programme (Ml/d) input as +ve 2027-28: 1.29; Gains in Water Available For Use / Savings in Demand under the selected programme (Ml/d) input as +ve 2028-29: 1.29; Gains in Water Available For Use / Savings in Demand under the selected programme (Ml/d) input as +ve 2029-30: 1.29; Gains in Water Available For Use / Savings in Demand under the selected programme (Ml/d) input as +ve 2030-31: 0; Gains in Water Available For Use / Savings in Demand under the selected programme (Ml/d) input as +ve 2031-32: 0; Gains in Water Available For Use / Savings in Demand under the selected programme (Ml/d) input as +ve 2032-33: 0; Gains in Water Available For Use / Savings in Demand under the selected programme (Ml/d) input as +ve 2033-34: 0; Gains in Water Available For Use / Savings in Demand under the selected programme (Ml/d) input as +ve 2034-35: 0; Gains in Water Available For Use / Savings in Demand under the selected programme (Ml/d) input as +ve 2035-36: 0; Gains in Water Available For Use / Savings in Demand under the selected programme (Ml/d) input as +ve 2036-37: 0; Gains in Water Available For Use / Savings in Demand under the selected programme (Ml/d) input as +ve 2037-38: 0; Gains in Water Available For Use / Savings in Demand under the selected programme (Ml/d) input as +ve 2038-39: 0; Gains in Water Available For Use / Savings in Demand under the selected programme (Ml/d) input as +ve 2039-40: 0; Gains in Water Available For Use / Savings in Demand under the selected programme (Ml/d) input as +ve 2040-41: 0; Gains in Water Available For Use / Savings in Demand under the selected programme (Ml/d) input as +ve 2041-42: 0; Gains in Water Available For Use / Savings in Demand under the selected programme (Ml/d) input as +ve 2042-43: 0; Gains in Water Available For Use / Savings in Demand under the selected programme (Ml/d) input as +ve 2043-44: 0; Gains in Water Available For Use / Savings in Demand under the selected programme (Ml/d) input as +ve 2044-45: 0; Gains in Water Available For Use / Savings in Demand under the selected programme (Ml/d) input as +ve 2045-46: 0; Gains in Water Available For Use / Savings in Demand under the selected programme (Ml/d) input as +ve 2046-47: 0; Gains in Water Available For Use / Savings in Demand under the selected programme (Ml/d) input as +ve 2047-48: 0; Gains in Water Available For Use / Savings in Demand under the selected programme (Ml/d) input as +ve 2048-49: 0; Gains in Water Available For Use / Savings in Demand under the selected programme (Ml/d) input as +ve 2049-50: 0
52aP | Adjustment for Licence cap scenario 8 | LC08 | Other changes to DO | Resource Options | N | Preferred | AWSNBR | Ml/d | 2 | Gains in Water Available For Use / Savings in Demand under the selected programme (Ml/d) input as +ve 2025-26: 1.29; Gains in Water Available For Use / Savings in Demand under the selected programme (Ml/d) input as +ve 2026-27: 1.29; Gains in Water Available For Use / Savings in Demand under the selected programme (Ml/d) input as +ve 2027-28: 1.29; Gains in Water Available For Use / Savings in Demand under the selected programme (Ml/d) input as +ve 2028-29: 1.29; Gains in Water Available For Use / Savings in Demand under the selected programme (Ml/d) input as +ve 2029-30: 1.29; Gains in Water Available For Use / Savings in Demand under the selected programme (Ml/d) input as +ve 2030-31: 0; Gains in Water Available For Use / Savings in Demand under the selected programme (Ml/d) input as +ve 2031-32: 0; Gains in Water Available For Use / Savings in Demand under the selected programme (Ml/d) input as +ve 2032-33: 0; Gains in Water Available For Use / Savings in Demand under the selected programme (Ml/d) input as +ve 2033-34: 0; Gains in Water Available For Use / Savings in Demand under the selected programme (Ml/d) input as +ve 2034-35: 0; Gains in Water Available For Use / Savings in Demand under the selected programme (Ml/d) input as +ve 2035-36: 0; Gains in Water Available For Use / Savings in Demand under the selected programme (Ml/d) input as +ve 2036-37: 0; Gains in Water Available For Use / Savings in Demand under the selected programme (Ml/d) input as +ve 2037-38: 0; Gains in Water Available For Use / Savings in Demand under the selected programme (Ml/d) input as +ve 2038-39: 0; Gains in Water Available For Use / Savings in Demand under the selected programme (Ml/d) input as +ve 2039-40: 0; Gains in Water Available For Use / Savings in Demand under the selected programme (Ml/d) input as +ve 2040-41: 0; Gains in Water Available For Use / Savings in Demand under the selected programme (Ml/d) input as +ve 2041-42: 0; Gains in Water Available For Use / Savings in Demand under the selected programme (Ml/d) input as +ve 2042-43: 0; Gains in Water Available For Use / Savings in Demand under the selected programme (Ml/d) input as +ve 2043-44: 0; Gains in Water Available For Use / Savings in Demand under the selected programme (Ml/d) input as +ve 2044-45: 0; Gains in Water Available For Use / Savings in Demand under the selected programme (Ml/d) input as +ve 2045-46: 0; Gains in Water Available For Use / Savings in Demand under the selected programme (Ml/d) input as +ve 2046-47: 0; Gains in Water Available For Use / Savings in Demand under the selected programme (Ml/d) input as +ve 2047-48: 0; Gains in Water Available For Use / Savings in Demand under the selected programme (Ml/d) input as +ve 2048-49: 0; Gains in Water Available For Use / Savings in Demand under the selected programme (Ml/d) input as +ve 2049-50: 0
52bA | Norfolk Bradenham WTW backwash water recovery | NBR9 | Water treatment works loss recovery | Production Options | N | Ofwat Core | AWSNBR | Ml/d | 2 | Gains in Water Available For Use / Savings in Demand under the selected programme (Ml/d) input as +ve 2025-26: 0; Gains in Water Available For Use / Savings in Demand under the selected programme (Ml/d) input as +ve 2026-27: 0; Gains in Water Available For Use / Savings in Demand under the selected programme (Ml/d) input as +ve 2027-28: 0; Gains in Water Available For Use / Savings in Demand under the selected programme (Ml/d) input as +ve 2028-29: 0; Gains in Water Available For Use / Savings in Demand under the selected programme (Ml/d) input as +ve 2029-30: 0; Gains in Water Available For Use / Savings in Demand under the selected programme (Ml/d) input as +ve 2030-31: 0.2; Gains in Water Available For Use / Savings in Demand under the selected programme (Ml/d) input as +ve 2031-32: 0.2; Gains in Water Available For Use / Savings in Demand under the selected programme (Ml/d) input as +ve 2032-33: 0.2; Gains in Water Available For Use / Savings in Demand under the selected programme (Ml/d) input as +ve 2033-34: 0.2; Gains in Water Available For Use / Savings in Demand under the selected programme (Ml/d) input as +ve 2034-35: 0.2; Gains in Water Available For Use / Savings in Demand under the selected programme (Ml/d) input as +ve 2035-36: 0.2; Gains in Water Available For Use / Savings in Demand under the selected programme (Ml/d) input as +ve 2036-37: 0.2; Gains in Water Available For Use / Savings in Demand under the selected programme (Ml/d) input as +ve 2037-38: 0.2; Gains in Water Available For Use / Savings in Demand under the selected programme (Ml/d) input as +ve 2038-39: 0.2; Gains in Water Available For Use / Savings in Demand under the selected programme (Ml/d) input as +ve 2039-40: 0.2; Gains in Water Available For Use / Savings in Demand under the selected programme (Ml/d) input as +ve 2040-41: 0.2; Gains in Water Available For Use / Savings in Demand under the selected programme (Ml/d) input as +ve 2041-42: 0.2; Gains in Water Available For Use / Savings in Demand under the selected programme (Ml/d) input as +ve 2042-43: 0.2; Gains in Water Available For Use / Savings in Demand under the selected programme (Ml/d) input as +ve 2043-44: 0.2; Gains in Water Available For Use / Savings in Demand under the selected programme (Ml/d) input as +ve 2044-45: 0.2; Gains in Water Available For Use / Savings in Demand under the selected programme (Ml/d) input as +ve 2045-46: 0.2; Gains in Water Available For Use / Savings in Demand under the selected programme (Ml/d) input as +ve 2046-47: 0.2; Gains in Water Available For Use / Savings in Demand under the selected programme (Ml/d) input as +ve 2047-48: 0.2; Gains in Water Available For Use / Savings in Demand under the selected programme (Ml/d) input as +ve 2048-49: 0.2; Gains in Water Available For Use / Savings in Demand under the selected programme (Ml/d) input as +ve 2049-50: 0.2
52bP | Norfolk Bradenham WTW backwash water recovery | NBR9 | Water treatment works loss recovery | Production Options | N | Preferred | AWSNBR | Ml/d | 2 | Gains in Water Available For Use / Savings in Demand under the selected programme (Ml/d) input as +ve 2025-26: 0; Gains in Water Available For Use / Savings in Demand under the selected programme (Ml/d) input as +ve 2026-27: 0; Gains in Water Available For Use / Savings in Demand under the selected programme (Ml/d) input as +ve 2027-28: 0; Gains in Water Available For Use / Savings in Demand under the selected programme (Ml/d) input as +ve 2028-29: 0; Gains in Water Available For Use / Savings in Demand under the selected programme (Ml/d) input as +ve 2029-30: 0; Gains in Water Available For Use / Savings in Demand under the selected programme (Ml/d) input as +ve 2030-31: 0.2; Gains in Water Available For Use / Savings in Demand under the selected programme (Ml/d) input as +ve 2031-32: 0.2; Gains in Water Available For Use / Savings in Demand under the selected programme (Ml/d) input as +ve 2032-33: 0.2; Gains in Water Available For Use / Savings in Demand under the selected programme (Ml/d) input as +ve 2033-34: 0.2; Gains in Water Available For Use / Savings in Demand under the selected programme (Ml/d) input as +ve 2034-35: 0.2; Gains in Water Available For Use / Savings in Demand under the selected programme (Ml/d) input as +ve 2035-36: 0.2; Gains in Water Available For Use / Savings in Demand under the selected programme (Ml/d) input as +ve 2036-37: 0.2; Gains in Water Available For Use / Savings in Demand under the selected programme (Ml/d) input as +ve 2037-38: 0.2; Gains in Water Available For Use / Savings in Demand under the selected programme (Ml/d) input as +ve 2038-39: 0.2; Gains in Water Available For Use / Savings in Demand under the selected programme (Ml/d) input as +ve 2039-40: 0.2; Gains in Water Available For Use / Savings in Demand under the selected programme (Ml/d) input as +ve 2040-41: 0.2; Gains in Water Available For Use / Savings in Demand under the selected programme (Ml/d) input as +ve 2041-42: 0.2; Gains in Water Available For Use / Savings in Demand under the selected programme (Ml/d) input as +ve 2042-43: 0.2; Gains in Water Available For Use / Savings in Demand under the selected programme (Ml/d) input as +ve 2043-44: 0.2; Gains in Water Available For Use / Savings in Demand under the selected programme (Ml/d) input as +ve 2044-45: 0.2; Gains in Water Available For Use / Savings in Demand under the selected programme (Ml/d) input as +ve 2045-46: 0.2; Gains in Water Available For Use / Savings in Demand under the selected programme (Ml/d) input as +ve 2046-47: 0.2; Gains in Water Available For Use / Savings in Demand under the selected programme (Ml/d) input as +ve 2047-48: 0.2; Gains in Water Available For Use / Savings in Demand under the selected programme (Ml/d) input as +ve 2048-49: 0.2; Gains in Water Available For Use / Savings in Demand under the selected programme (Ml/d) input as +ve 2049-50: 0.2
52cA | Adjustment to existing potable water export | EE06 | Internal potable transfer | Distribution Options | N | Ofwat Core | AWSNBR | Ml/d | 2 | Gains in Water Available For Use / Savings in Demand under the selected programme (Ml/d) input as +ve 2025-26: 0.152; Gains in Water Available For Use / Savings in Demand under the selected programme (Ml/d) input as +ve 2026-27: 0.122; Gains in Water Available For Use / Savings in Demand under the selected programme (Ml/d) input as +ve 2027-28: 0.092; Gains in Water Available For Use / Savings in Demand under the selected programme (Ml/d) input as +ve 2028-29: 0.042; Gains in Water Available For Use / Savings in Demand under the selected programme (Ml/d) input as +ve 2029-30: -0.018; Gains in Water Available For Use / Savings in Demand under the selected programme (Ml/d) input as +ve 2030-31: 0.831; Gains in Water Available For Use / Savings in Demand under the selected programme (Ml/d) input as +ve 2031-32: 0.841; Gains in Water Available For Use / Savings in Demand under the selected programme (Ml/d) input as +ve 2032-33: 0.202; Gains in Water Available For Use / Savings in Demand under the selected programme (Ml/d) input as +ve 2033-34: 0.232; Gains in Water Available For Use / Savings in Demand under the selected programme (Ml/d) input as +ve 2034-35: 0.262; Gains in Water Available For Use / Savings in Demand under the selected programme (Ml/d) input as +ve 2035-36: -0.748; Gains in Water Available For Use / Savings in Demand under the selected programme (Ml/d) input as +ve 2036-37: 0; Gains in Water Available For Use / Savings in Demand under the selected programme (Ml/d) input as +ve 2037-38: 0; Gains in Water Available For Use / Savings in Demand under the selected programme (Ml/d) input as +ve 2038-39: 0; Gains in Water Available For Use / Savings in Demand under the selected programme (Ml/d) input as +ve 2039-40: 0; Gains in Water Available For Use / Savings in Demand under the selected programme (Ml/d) input as +ve 2040-41: 0; Gains in Water Available For Use / Savings in Demand under the selected programme (Ml/d) input as +ve 2041-42: 0; Gains in Water Available For Use / Savings in Demand under the selected programme (Ml/d) input as +ve 2042-43: 0; Gains in Water Available For Use / Savings in Demand under the selected programme (Ml/d) input as +ve 2043-44: 0; Gains in Water Available For Use / Savings in Demand under the selected programme (Ml/d) input as +ve 2044-45: 0; Gains in Water Available For Use / Savings in Demand under the selected programme (Ml/d) input as +ve 2045-46: 0; Gains in Water Available For Use / Savings in Demand under the selected programme (Ml/d) input as +ve 2046-47: 0; Gains in Water Available For Use / Savings in Demand under the selected programme (Ml/d) input as +ve 2047-48: 0; Gains in Water Available For Use / Savings in Demand under the selected programme (Ml/d) input as +ve 2048-49: 0; Gains in Water Available For Use / Savings in Demand under the selected programme (Ml/d) input as +ve 2049-50: 0
52cA | Fenland to Norfolk Bradenham potable transfer (45 Ml/d) | NBR6 | Internal potable transfer | Distribution Options | N | Ofwat Core | AWSNBR | Ml/d | 2 | Gains in Water Available For Use / Savings in Demand under the selected programme (Ml/d) input as +ve 2025-26: 0; Gains in Water Available For Use / Savings in Demand under the selected programme (Ml/d) input as +ve 2026-27: 0; Gains in Water Available For Use / Savings in Demand under the selected programme (Ml/d) input as +ve 2027-28: 0; Gains in Water Available For Use / Savings in Demand under the selected programme (Ml/d) input as +ve 2028-29: 0; Gains in Water Available For Use / Savings in Demand under the selected programme (Ml/d) input as +ve 2029-30: 0; Gains in Water Available For Use / Savings in Demand under the selected programme (Ml/d) input as +ve 2030-31: 17.721; Gains in Water Available For Use / Savings in Demand under the selected programme (Ml/d) input as +ve 2031-32: 17.421; Gains in Water Available For Use / Savings in Demand under the selected programme (Ml/d) input as +ve 2032-33: 21.13; Gains in Water Available For Use / Savings in Demand under the selected programme (Ml/d) input as +ve 2033-34: 20.93; Gains in Water Available For Use / Savings in Demand under the selected programme (Ml/d) input as +ve 2034-35: 20.69; Gains in Water Available For Use / Savings in Demand under the selected programme (Ml/d) input as +ve 2035-36: 21.45; Gains in Water Available For Use / Savings in Demand under the selected programme (Ml/d) input as +ve 2036-37: 38; Gains in Water Available For Use / Savings in Demand under the selected programme (Ml/d) input as +ve 2037-38: 37.4; Gains in Water Available For Use / Savings in Demand under the selected programme (Ml/d) input as +ve 2038-39: 37.18; Gains in Water Available For Use / Savings in Demand under the selected programme (Ml/d) input as +ve 2039-40: 35.29; Gains in Water Available For Use / Savings in Demand under the selected programme (Ml/d) input as +ve 2040-41: 42.04; Gains in Water Available For Use / Savings in Demand under the selected programme (Ml/d) input as +ve 2041-42: 41.57; Gains in Water Available For Use / Savings in Demand under the selected programme (Ml/d) input as +ve 2042-43: 40.96; Gains in Water Available For Use / Savings in Demand under the selected programme (Ml/d) input as +ve 2043-44: 40.62; Gains in Water Available For Use / Savings in Demand under the selected programme (Ml/d) input as +ve 2044-45: 40.3; Gains in Water Available For Use / Savings in Demand under the selected programme (Ml/d) input as +ve 2045-46: 39.26; Gains in Water Available For Use / Savings in Demand under the selected programme (Ml/d) input as +ve 2046-47: 39.18; Gains in Water Available For Use / Savings in Demand under the selected programme (Ml/d) input as +ve 2047-48: 38.98; Gains in Water Available For Use / Savings in Demand under the selected programme (Ml/d) input as +ve 2048-49: 38.73; Gains in Water Available For Use / Savings in Demand under the selected programme (Ml/d) input as +ve 2049-50: 38.11
52cA | Norfolk Bradenham to Norfolk East Dereham potable transfer (10 Ml/d) | NED2 | Internal potable transfer | Distribution Options | N | Alternative | AWSNBR | Ml/d | 2 | Gains in Water Available For Use / Savings in Demand under the selected programme (Ml/d) input as +ve 2025-26: 0; Gains in Water Available For Use / Savings in Demand under the selected programme (Ml/d) input as +ve 2026-27: 0; Gains in Water Available For Use / Savings in Demand under the selected programme (Ml/d) input as +ve 2027-28: 0; Gains in Water Available For Use / Savings in Demand under the selected programme (Ml/d) input as +ve 2028-29: 0; Gains in Water Available For Use / Savings in Demand under the selected programme (Ml/d) input as +ve 2029-30: 0; Gains in Water Available For Use / Savings in Demand under the selected programme (Ml/d) input as +ve 2030-31: 0; Gains in Water Available For Use / Savings in Demand under the selected programme (Ml/d) input as +ve 2031-32: 0; Gains in Water Available For Use / Savings in Demand under the selected programme (Ml/d) input as +ve 2032-33: 0; Gains in Water Available For Use / Savings in Demand under the selected programme (Ml/d) input as +ve 2033-34: 0; Gains in Water Available For Use / Savings in Demand under the selected programme (Ml/d) input as +ve 2034-35: 0; Gains in Water Available For Use / Savings in Demand under the selected programme (Ml/d) input as +ve 2035-36: -0.87; Gains in Water Available For Use / Savings in Demand under the selected programme (Ml/d) input as +ve 2036-37: -7.45; Gains in Water Available For Use / Savings in Demand under the selected programme (Ml/d) input as +ve 2037-38: -7.27; Gains in Water Available For Use / Savings in Demand under the selected programme (Ml/d) input as +ve 2038-39: -7.34; Gains in Water Available For Use / Savings in Demand under the selected programme (Ml/d) input as +ve 2039-40: -7.09; Gains in Water Available For Use / Savings in Demand under the selected programme (Ml/d) input as +ve 2040-41: -7.02; Gains in Water Available For Use / Savings in Demand under the selected programme (Ml/d) input as +ve 2041-42: -6.96; Gains in Water Available For Use / Savings in Demand under the selected programme (Ml/d) input as +ve 2042-43: -6.79; Gains in Water Available For Use / Savings in Demand under the selected programme (Ml/d) input as +ve 2043-44: -6.72; Gains in Water Available For Use / Savings in Demand under the selected programme (Ml/d) input as +ve 2044-45: -6.64; Gains in Water Available For Use / Savings in Demand under the selected programme (Ml/d) input as +ve 2045-46: -6.42; Gains in Water Available For Use / Savings in Demand under the selected programme (Ml/d) input as +ve 2046-47: -6.4; Gains in Water Available For Use / Savings in Demand under the selected programme (Ml/d) input as +ve 2047-48: -6.35; Gains in Water Available For Use / Savings in Demand under the selected programme (Ml/d) input as +ve 2048-49: -6.29; Gains in Water Available For Use / Savings in Demand under the selected programme (Ml/d) input as +ve 2049-50: -5.86
52cA | Norfolk Bradneham to Norwich and the Broads potable transfer (20 Ml/d) | NTB10 | Internal potable transfer | Distribution Options | N | Ofwat Core | AWSNBR | Ml/d | 2 | Gains in Water Available For Use / Savings in Demand under the selected programme (Ml/d) input as +ve 2025-26: 0; Gains in Water Available For Use / Savings in Demand under the selected programme (Ml/d) input as +ve 2026-27: 0; Gains in Water Available For Use / Savings in Demand under the selected programme (Ml/d) input as +ve 2027-28: 0; Gains in Water Available For Use / Savings in Demand under the selected programme (Ml/d) input as +ve 2028-29: 0; Gains in Water Available For Use / Savings in Demand under the selected programme (Ml/d) input as +ve 2029-30: 0; Gains in Water Available For Use / Savings in Demand under the selected programme (Ml/d) input as +ve 2030-31: -16.68; Gains in Water Available For Use / Savings in Demand under the selected programme (Ml/d) input as +ve 2031-32: -16.41; Gains in Water Available For Use / Savings in Demand under the selected programme (Ml/d) input as +ve 2032-33: -16.77; Gains in Water Available For Use / Savings in Demand under the selected programme (Ml/d) input as +ve 2033-34: -16.57; Gains in Water Available For Use / Savings in Demand under the selected programme (Ml/d) input as +ve 2034-35: -16.35; Gains in Water Available For Use / Savings in Demand under the selected programme (Ml/d) input as +ve 2035-36: -15.37; Gains in Water Available For Use / Savings in Demand under the selected programme (Ml/d) input as +ve 2036-37: -14.46; Gains in Water Available For Use / Savings in Demand under the selected programme (Ml/d) input as +ve 2037-38: -14.23; Gains in Water Available For Use / Savings in Demand under the selected programme (Ml/d) input as +ve 2038-39: -14.02; Gains in Water Available For Use / Savings in Demand under the selected programme (Ml/d) input as +ve 2039-40: -12.85; Gains in Water Available For Use / Savings in Demand under the selected programme (Ml/d) input as +ve 2040-41: -19.76; Gains in Water Available For Use / Savings in Demand under the selected programme (Ml/d) input as +ve 2041-42: -19.53; Gains in Water Available For Use / Savings in Demand under the selected programme (Ml/d) input as +ve 2042-43: -19.3; Gains in Water Available For Use / Savings in Demand under the selected programme (Ml/d) input as +ve 2043-44: -19.13; Gains in Water Available For Use / Savings in Demand under the selected programme (Ml/d) input as +ve 2044-45: -19.04; Gains in Water Available For Use / Savings in Demand under the selected programme (Ml/d) input as +ve 2045-46: -18.5; Gains in Water Available For Use / Savings in Demand under the selected programme (Ml/d) input as +ve 2046-47: -18.51; Gains in Water Available For Use / Savings in Demand under the selected programme (Ml/d) input as +ve 2047-48: -18.41; Gains in Water Available For Use / Savings in Demand under the selected programme (Ml/d) input as +ve 2048-49: -18.26; Gains in Water Available For Use / Savings in Demand under the selected programme (Ml/d) input as +ve 2049-50: -18.3
52cA | Norfolk Bradneham to Suffolk Thetford (10 Ml/d) | SUT5 | Internal potable transfer | Distribution Options | N | Alternative | AWSNBR | Ml/d | 2 | Gains in Water Available For Use / Savings in Demand under the selected programme (Ml/d) input as +ve 2025-26: 0; Gains in Water Available For Use / Savings in Demand under the selected programme (Ml/d) input as +ve 2026-27: 0; Gains in Water Available For Use / Savings in Demand under the selected programme (Ml/d) input as +ve 2027-28: 0; Gains in Water Available For Use / Savings in Demand under the selected programme (Ml/d) input as +ve 2028-29: 0; Gains in Water Available For Use / Savings in Demand under the selected programme (Ml/d) input as +ve 2029-30: 0; Gains in Water Available For Use / Savings in Demand under the selected programme (Ml/d) input as +ve 2030-31: 0; Gains in Water Available For Use / Savings in Demand under the selected programme (Ml/d) input as +ve 2031-32: 0; Gains in Water Available For Use / Savings in Demand under the selected programme (Ml/d) input as +ve 2032-33: -2.71; Gains in Water Available For Use / Savings in Demand under the selected programme (Ml/d) input as +ve 2033-34: -2.71; Gains in Water Available For Use / Savings in Demand under the selected programme (Ml/d) input as +ve 2034-35: -2.71; Gains in Water Available For Use / Savings in Demand under the selected programme (Ml/d) input as +ve 2035-36: -2.71; Gains in Water Available For Use / Savings in Demand under the selected programme (Ml/d) input as +ve 2036-37: -9.83; Gains in Water Available For Use / Savings in Demand under the selected programme (Ml/d) input as +ve 2037-38: -9.64; Gains in Water Available For Use / Savings in Demand under the selected programme (Ml/d) input as +ve 2038-39: -9.57; Gains in Water Available For Use / Savings in Demand under the selected programme (Ml/d) input as +ve 2039-40: -9.22; Gains in Water Available For Use / Savings in Demand under the selected programme (Ml/d) input as +ve 2040-41: -9.15; Gains in Water Available For Use / Savings in Demand under the selected programme (Ml/d) input as +ve 2041-42: -9.08; Gains in Water Available For Use / Savings in Demand under the selected programme (Ml/d) input as +ve 2042-43: -8.9; Gains in Water Available For Use / Savings in Demand under the selected programme (Ml/d) input as +ve 2043-44: -8.81; Gains in Water Available For Use / Savings in Demand under the selected programme (Ml/d) input as +ve 2044-45: -8.66; Gains in Water Available For Use / Savings in Demand under the selected programme (Ml/d) input as +ve 2045-46: -8.44; Gains in Water Available For Use / Savings in Demand under the selected programme (Ml/d) input as +ve 2046-47: -8.36; Gains in Water Available For Use / Savings in Demand under the selected programme (Ml/d) input as +ve 2047-48: -8.31; Gains in Water Available For Use / Savings in Demand under the selected programme (Ml/d) input as +ve 2048-49: -8.28; Gains in Water Available For Use / Savings in Demand under the selected programme (Ml/d) input as +ve 2049-50: -8.24
52cA | Adjustment to existing potable water export | EE06 | Internal potable transfer | Distribution Options | N | Least Cost | AWSNBR | Ml/d | 2 | Gains in Water Available For Use / Savings in Demand under the selected programme (Ml/d) input as +ve 2025-26: 0.152; Gains in Water Available For Use / Savings in Demand under the selected programme (Ml/d) input as +ve 2026-27: 0.122; Gains in Water Available For Use / Savings in Demand under the selected programme (Ml/d) input as +ve 2027-28: 0.092; Gains in Water Available For Use / Savings in Demand under the selected programme (Ml/d) input as +ve 2028-29: 0.042; Gains in Water Available For Use / Savings in Demand under the selected programme (Ml/d) input as +ve 2029-30: -0.018; Gains in Water Available For Use / Savings in Demand under the selected programme (Ml/d) input as +ve 2030-31: 0.831; Gains in Water Available For Use / Savings in Demand under the selected programme (Ml/d) input as +ve 2031-32: 0.841; Gains in Water Available For Use / Savings in Demand under the selected programme (Ml/d) input as +ve 2032-33: 0.202; Gains in Water Available For Use / Savings in Demand under the selected programme (Ml/d) input as +ve 2033-34: 0.232; Gains in Water Available For Use / Savings in Demand under the selected programme (Ml/d) input as +ve 2034-35: 0.262; Gains in Water Available For Use / Savings in Demand under the selected programme (Ml/d) input as +ve 2035-36: -0.748; Gains in Water Available For Use / Savings in Demand under the selected programme (Ml/d) input as +ve 2036-37: 0; Gains in Water Available For Use / Savings in Demand under the selected programme (Ml/d) input as +ve 2037-38: 0; Gains in Water Available For Use / Savings in Demand under the selected programme (Ml/d) input as +ve 2038-39: 0; Gains in Water Available For Use / Savings in Demand under the selected programme (Ml/d) input as +ve 2039-40: 0; Gains in Water Available For Use / Savings in Demand under the selected programme (Ml/d) input as +ve 2040-41: 0; Gains in Water Available For Use / Savings in Demand under the selected programme (Ml/d) input as +ve 2041-42: 0; Gains in Water Available For Use / Savings in Demand under the selected programme (Ml/d) input as +ve 2042-43: 0; Gains in Water Available For Use / Savings in Demand under the selected programme (Ml/d) input as +ve 2043-44: 0; Gains in Water Available For Use / Savings in Demand under the selected programme (Ml/d) input as +ve 2044-45: 0; Gains in Water Available For Use / Savings in Demand under the selected programme (Ml/d) input as +ve 2045-46: 0; Gains in Water Available For Use / Savings in Demand under the selected programme (Ml/d) input as +ve 2046-47: 0; Gains in Water Available For Use / Savings in Demand under the selected programme (Ml/d) input as +ve 2047-48: 0; Gains in Water Available For Use / Savings in Demand under the selected programme (Ml/d) input as +ve 2048-49: 0; Gains in Water Available For Use / Savings in Demand under the selected programme (Ml/d) input as +ve 2049-50: 0
52cA | Fenland to Norfolk Bradenham potable transfer (45 Ml/d) | NBR6 | Internal potable transfer | Distribution Options | N | Least Cost | AWSNBR | Ml/d | 2 | Gains in Water Available For Use / Savings in Demand under the selected programme (Ml/d) input as +ve 2025-26: 0; Gains in Water Available For Use / Savings in Demand under the selected programme (Ml/d) input as +ve 2026-27: 0; Gains in Water Available For Use / Savings in Demand under the selected programme (Ml/d) input as +ve 2027-28: 0; Gains in Water Available For Use / Savings in Demand under the selected programme (Ml/d) input as +ve 2028-29: 0; Gains in Water Available For Use / Savings in Demand under the selected programme (Ml/d) input as +ve 2029-30: 0; Gains in Water Available For Use / Savings in Demand under the selected programme (Ml/d) input as +ve 2030-31: 17.471; Gains in Water Available For Use / Savings in Demand under the selected programme (Ml/d) input as +ve 2031-32: 17.171; Gains in Water Available For Use / Savings in Demand under the selected programme (Ml/d) input as +ve 2032-33: 20.88; Gains in Water Available For Use / Savings in Demand under the selected programme (Ml/d) input as +ve 2033-34: 20.68; Gains in Water Available For Use / Savings in Demand under the selected programme (Ml/d) input as +ve 2034-35: 20.44; Gains in Water Available For Use / Savings in Demand under the selected programme (Ml/d) input as +ve 2035-36: 21.2; Gains in Water Available For Use / Savings in Demand under the selected programme (Ml/d) input as +ve 2036-37: 37.75; Gains in Water Available For Use / Savings in Demand under the selected programme (Ml/d) input as +ve 2037-38: 37.15; Gains in Water Available For Use / Savings in Demand under the selected programme (Ml/d) input as +ve 2038-39: 36.93; Gains in Water Available For Use / Savings in Demand under the selected programme (Ml/d) input as +ve 2039-40: 35.04; Gains in Water Available For Use / Savings in Demand under the selected programme (Ml/d) input as +ve 2040-41: 41.79; Gains in Water Available For Use / Savings in Demand under the selected programme (Ml/d) input as +ve 2041-42: 41.32; Gains in Water Available For Use / Savings in Demand under the selected programme (Ml/d) input as +ve 2042-43: 40.71; Gains in Water Available For Use / Savings in Demand under the selected programme (Ml/d) input as +ve 2043-44: 40.37; Gains in Water Available For Use / Savings in Demand under the selected programme (Ml/d) input as +ve 2044-45: 40.05; Gains in Water Available For Use / Savings in Demand under the selected programme (Ml/d) input as +ve 2045-46: 39.01; Gains in Water Available For Use / Savings in Demand under the selected programme (Ml/d) input as +ve 2046-47: 38.93; Gains in Water Available For Use / Savings in Demand under the selected programme (Ml/d) input as +ve 2047-48: 38.73; Gains in Water Available For Use / Savings in Demand under the selected programme (Ml/d) input as +ve 2048-49: 38.48; Gains in Water Available For Use / Savings in Demand under the selected programme (Ml/d) input as +ve 2049-50: 38.06
52cA | Norfolk Bradenham to Norfolk East Dereham potable transfer (10 Ml/d) | NED2 | Internal potable transfer | Distribution Options | N | Least Cost | AWSNBR | Ml/d | 2 | Gains in Water Available For Use / Savings in Demand under the selected programme (Ml/d) input as +ve 2025-26: 0; Gains in Water Available For Use / Savings in Demand under the selected programme (Ml/d) input as +ve 2026-27: 0; Gains in Water Available For Use / Savings in Demand under the selected programme (Ml/d) input as +ve 2027-28: 0; Gains in Water Available For Use / Savings in Demand under the selected programme (Ml/d) input as +ve 2028-29: 0; Gains in Water Available For Use / Savings in Demand under the selected programme (Ml/d) input as +ve 2029-30: 0; Gains in Water Available For Use / Savings in Demand under the selected programme (Ml/d) input as +ve 2030-31: 0; Gains in Water Available For Use / Savings in Demand under the selected programme (Ml/d) input as +ve 2031-32: 0; Gains in Water Available For Use / Savings in Demand under the selected programme (Ml/d) input as +ve 2032-33: 0; Gains in Water Available For Use / Savings in Demand under the selected programme (Ml/d) input as +ve 2033-34: 0; Gains in Water Available For Use / Savings in Demand under the selected programme (Ml/d) input as +ve 2034-35: 0; Gains in Water Available For Use / Savings in Demand under the selected programme (Ml/d) input as +ve 2035-36: -0.87; Gains in Water Available For Use / Savings in Demand under the selected programme (Ml/d) input as +ve 2036-37: -7.45; Gains in Water Available For Use / Savings in Demand under the selected programme (Ml/d) input as +ve 2037-38: -7.27; Gains in Water Available For Use / Savings in Demand under the selected programme (Ml/d) input as +ve 2038-39: -7.34; Gains in Water Available For Use / Savings in Demand under the selected programme (Ml/d) input as +ve 2039-40: -7.09; Gains in Water Available For Use / Savings in Demand under the selected programme (Ml/d) input as +ve 2040-41: -7.02; Gains in Water Available For Use / Savings in Demand under the selected programme (Ml/d) input as +ve 2041-42: -6.96; Gains in Water Available For Use / Savings in Demand under the selected programme (Ml/d) input as +ve 2042-43: -6.79; Gains in Water Available For Use / Savings in Demand under the selected programme (Ml/d) input as +ve 2043-44: -6.72; Gains in Water Available For Use / Savings in Demand under the selected programme (Ml/d) input as +ve 2044-45: -6.64; Gains in Water Available For Use / Savings in Demand under the selected programme (Ml/d) input as +ve 2045-46: -6.42; Gains in Water Available For Use / Savings in Demand under the selected programme (Ml/d) input as +ve 2046-47: -6.4; Gains in Water Available For Use / Savings in Demand under the selected programme (Ml/d) input as +ve 2047-48: -6.35; Gains in Water Available For Use / Savings in Demand under the selected programme (Ml/d) input as +ve 2048-49: -6.29; Gains in Water Available For Use / Savings in Demand under the selected programme (Ml/d) input as +ve 2049-50: -5.86
52cA | Norfolk Bradneham to Norwich and the Broads potable transfer (20 Ml/d) | NTB10 | Internal potable transfer | Distribution Options | N | Least Cost | AWSNBR | Ml/d | 2 | Gains in Water Available For Use / Savings in Demand under the selected programme (Ml/d) input as +ve 2025-26: 0; Gains in Water Available For Use / Savings in Demand under the selected programme (Ml/d) input as +ve 2026-27: 0; Gains in Water Available For Use / Savings in Demand under the selected programme (Ml/d) input as +ve 2027-28: 0; Gains in Water Available For Use / Savings in Demand under the selected programme (Ml/d) input as +ve 2028-29: 0; Gains in Water Available For Use / Savings in Demand under the selected programme (Ml/d) input as +ve 2029-30: 0; Gains in Water Available For Use / Savings in Demand under the selected programme (Ml/d) input as +ve 2030-31: -16.43; Gains in Water Available For Use / Savings in Demand under the selected programme (Ml/d) input as +ve 2031-32: -16.16; Gains in Water Available For Use / Savings in Demand under the selected programme (Ml/d) input as +ve 2032-33: -16.52; Gains in Water Available For Use / Savings in Demand under the selected programme (Ml/d) input as +ve 2033-34: -16.32; Gains in Water Available For Use / Savings in Demand under the selected programme (Ml/d) input as +ve 2034-35: -16.1; Gains in Water Available For Use / Savings in Demand under the selected programme (Ml/d) input as +ve 2035-36: -15.12; Gains in Water Available For Use / Savings in Demand under the selected programme (Ml/d) input as +ve 2036-37: -14.21; Gains in Water Available For Use / Savings in Demand under the selected programme (Ml/d) input as +ve 2037-38: -13.98; Gains in Water Available For Use / Savings in Demand under the selected programme (Ml/d) input as +ve 2038-39: -13.77; Gains in Water Available For Use / Savings in Demand under the selected programme (Ml/d) input as +ve 2039-40: -12.6; Gains in Water Available For Use / Savings in Demand under the selected programme (Ml/d) input as +ve 2040-41: -19.51; Gains in Water Available For Use / Savings in Demand under the selected programme (Ml/d) input as +ve 2041-42: -19.28; Gains in Water Available For Use / Savings in Demand under the selected programme (Ml/d) input as +ve 2042-43: -19.05; Gains in Water Available For Use / Savings in Demand under the selected programme (Ml/d) input as +ve 2043-44: -18.88; Gains in Water Available For Use / Savings in Demand under the selected programme (Ml/d) input as +ve 2044-45: -18.79; Gains in Water Available For Use / Savings in Demand under the selected programme (Ml/d) input as +ve 2045-46: -18.25; Gains in Water Available For Use / Savings in Demand under the selected programme (Ml/d) input as +ve 2046-47: -18.26; Gains in Water Available For Use / Savings in Demand under the selected programme (Ml/d) input as +ve 2047-48: -18.16; Gains in Water Available For Use / Savings in Demand under the selected programme (Ml/d) input as +ve 2048-49: -18.01; Gains in Water Available For Use / Savings in Demand under the selected programme (Ml/d) input as +ve 2049-50: -18.05
52cA | Norfolk Bradneham to Suffolk Thetford (10 Ml/d) | SUT5 | Internal potable transfer | Distribution Options | N | Least Cost | AWSNBR | Ml/d | 2 | Gains in Water Available For Use / Savings in Demand under the selected programme (Ml/d) input as +ve 2025-26: 0; Gains in Water Available For Use / Savings in Demand under the selected programme (Ml/d) input as +ve 2026-27: 0; Gains in Water Available For Use / Savings in Demand under the selected programme (Ml/d) input as +ve 2027-28: 0; Gains in Water Available For Use / Savings in Demand under the selected programme (Ml/d) input as +ve 2028-29: 0; Gains in Water Available For Use / Savings in Demand under the selected programme (Ml/d) input as +ve 2029-30: 0; Gains in Water Available For Use / Savings in Demand under the selected programme (Ml/d) input as +ve 2030-31: 0; Gains in Water Available For Use / Savings in Demand under the selected programme (Ml/d) input as +ve 2031-32: 0; Gains in Water Available For Use / Savings in Demand under the selected programme (Ml/d) input as +ve 2032-33: -2.71; Gains in Water Available For Use / Savings in Demand under the selected programme (Ml/d) input as +ve 2033-34: -2.71; Gains in Water Available For Use / Savings in Demand under the selected programme (Ml/d) input as +ve 2034-35: -2.71; Gains in Water Available For Use / Savings in Demand under the selected programme (Ml/d) input as +ve 2035-36: -2.71; Gains in Water Available For Use / Savings in Demand under the selected programme (Ml/d) input as +ve 2036-37: -9.83; Gains in Water Available For Use / Savings in Demand under the selected programme (Ml/d) input as +ve 2037-38: -9.64; Gains in Water Available For Use / Savings in Demand under the selected programme (Ml/d) input as +ve 2038-39: -9.57; Gains in Water Available For Use / Savings in Demand under the selected programme (Ml/d) input as +ve 2039-40: -9.22; Gains in Water Available For Use / Savings in Demand under the selected programme (Ml/d) input as +ve 2040-41: -9.15; Gains in Water Available For Use / Savings in Demand under the selected programme (Ml/d) input as +ve 2041-42: -9.08; Gains in Water Available For Use / Savings in Demand under the selected programme (Ml/d) input as +ve 2042-43: -8.9; Gains in Water Available For Use / Savings in Demand under the selected programme (Ml/d) input as +ve 2043-44: -8.81; Gains in Water Available For Use / Savings in Demand under the selected programme (Ml/d) input as +ve 2044-45: -8.66; Gains in Water Available For Use / Savings in Demand under the selected programme (Ml/d) input as +ve 2045-46: -8.44; Gains in Water Available For Use / Savings in Demand under the selected programme (Ml/d) input as +ve 2046-47: -8.36; Gains in Water Available For Use / Savings in Demand under the selected programme (Ml/d) input as +ve 2047-48: -8.31; Gains in Water Available For Use / Savings in Demand under the selected programme (Ml/d) input as +ve 2048-49: -8.28; Gains in Water Available For Use / Savings in Demand under the selected programme (Ml/d) input as +ve 2049-50: -8.24
52cP | Adjustment to existing potable water export | EE06 | Internal potable transfer | Distribution Options | N | Preferred | AWSNBR | Ml/d | 2 | Gains in Water Available For Use / Savings in Demand under the selected programme (Ml/d) input as +ve 2025-26: 0.152; Gains in Water Available For Use / Savings in Demand under the selected programme (Ml/d) input as +ve 2026-27: 0.122; Gains in Water Available For Use / Savings in Demand under the selected programme (Ml/d) input as +ve 2027-28: 0.092; Gains in Water Available For Use / Savings in Demand under the selected programme (Ml/d) input as +ve 2028-29: 0.042; Gains in Water Available For Use / Savings in Demand under the selected programme (Ml/d) input as +ve 2029-30: -0.018; Gains in Water Available For Use / Savings in Demand under the selected programme (Ml/d) input as +ve 2030-31: 0.831; Gains in Water Available For Use / Savings in Demand under the selected programme (Ml/d) input as +ve 2031-32: 0.841; Gains in Water Available For Use / Savings in Demand under the selected programme (Ml/d) input as +ve 2032-33: 0.202; Gains in Water Available For Use / Savings in Demand under the selected programme (Ml/d) input as +ve 2033-34: 0.232; Gains in Water Available For Use / Savings in Demand under the selected programme (Ml/d) input as +ve 2034-35: 0.262; Gains in Water Available For Use / Savings in Demand under the selected programme (Ml/d) input as +ve 2035-36: -0.748; Gains in Water Available For Use / Savings in Demand under the selected programme (Ml/d) input as +ve 2036-37: 0; Gains in Water Available For Use / Savings in Demand under the selected programme (Ml/d) input as +ve 2037-38: 0; Gains in Water Available For Use / Savings in Demand under the selected programme (Ml/d) input as +ve 2038-39: 0; Gains in Water Available For Use / Savings in Demand under the selected programme (Ml/d) input as +ve 2039-40: 0; Gains in Water Available For Use / Savings in Demand under the selected programme (Ml/d) input as +ve 2040-41: 0; Gains in Water Available For Use / Savings in Demand under the selected programme (Ml/d) input as +ve 2041-42: 0; Gains in Water Available For Use / Savings in Demand under the selected programme (Ml/d) input as +ve 2042-43: 0; Gains in Water Available For Use / Savings in Demand under the selected programme (Ml/d) input as +ve 2043-44: 0; Gains in Water Available For Use / Savings in Demand under the selected programme (Ml/d) input as +ve 2044-45: 0; Gains in Water Available For Use / Savings in Demand under the selected programme (Ml/d) input as +ve 2045-46: 0; Gains in Water Available For Use / Savings in Demand under the selected programme (Ml/d) input as +ve 2046-47: 0; Gains in Water Available For Use / Savings in Demand under the selected programme (Ml/d) input as +ve 2047-48: 0; Gains in Water Available For Use / Savings in Demand under the selected programme (Ml/d) input as +ve 2048-49: 0; Gains in Water Available For Use / Savings in Demand under the selected programme (Ml/d) input as +ve 2049-50: 0
52cP | Fenland to Norfolk Bradenham potable transfer (45 Ml/d) | NBR6 | Internal potable transfer | Distribution Options | N | Preferred | AWSNBR | Ml/d | 2 | Gains in Water Available For Use / Savings in Demand under the selected programme (Ml/d) input as +ve 2025-26: 0; Gains in Water Available For Use / Savings in Demand under the selected programme (Ml/d) input as +ve 2026-27: 0; Gains in Water Available For Use / Savings in Demand under the selected programme (Ml/d) input as +ve 2027-28: 0; Gains in Water Available For Use / Savings in Demand under the selected programme (Ml/d) input as +ve 2028-29: 0; Gains in Water Available For Use / Savings in Demand under the selected programme (Ml/d) input as +ve 2029-30: 0; Gains in Water Available For Use / Savings in Demand under the selected programme (Ml/d) input as +ve 2030-31: 17.721; Gains in Water Available For Use / Savings in Demand under the selected programme (Ml/d) input as +ve 2031-32: 17.421; Gains in Water Available For Use / Savings in Demand under the selected programme (Ml/d) input as +ve 2032-33: 21.13; Gains in Water Available For Use / Savings in Demand under the selected programme (Ml/d) input as +ve 2033-34: 20.93; Gains in Water Available For Use / Savings in Demand under the selected programme (Ml/d) input as +ve 2034-35: 20.69; Gains in Water Available For Use / Savings in Demand under the selected programme (Ml/d) input as +ve 2035-36: 21.45; Gains in Water Available For Use / Savings in Demand under the selected programme (Ml/d) input as +ve 2036-37: 38; Gains in Water Available For Use / Savings in Demand under the selected programme (Ml/d) input as +ve 2037-38: 37.4; Gains in Water Available For Use / Savings in Demand under the selected programme (Ml/d) input as +ve 2038-39: 37.18; Gains in Water Available For Use / Savings in Demand under the selected programme (Ml/d) input as +ve 2039-40: 35.29; Gains in Water Available For Use / Savings in Demand under the selected programme (Ml/d) input as +ve 2040-41: 42.04; Gains in Water Available For Use / Savings in Demand under the selected programme (Ml/d) input as +ve 2041-42: 41.57; Gains in Water Available For Use / Savings in Demand under the selected programme (Ml/d) input as +ve 2042-43: 40.96; Gains in Water Available For Use / Savings in Demand under the selected programme (Ml/d) input as +ve 2043-44: 40.62; Gains in Water Available For Use / Savings in Demand under the selected programme (Ml/d) input as +ve 2044-45: 40.3; Gains in Water Available For Use / Savings in Demand under the selected programme (Ml/d) input as +ve 2045-46: 39.26; Gains in Water Available For Use / Savings in Demand under the selected programme (Ml/d) input as +ve 2046-47: 39.18; Gains in Water Available For Use / Savings in Demand under the selected programme (Ml/d) input as +ve 2047-48: 38.98; Gains in Water Available For Use / Savings in Demand under the selected programme (Ml/d) input as +ve 2048-49: 38.73; Gains in Water Available For Use / Savings in Demand under the selected programme (Ml/d) input as +ve 2049-50: 38.11
52cP | Norfolk Bradenham to Norfolk East Dereham potable transfer (10 Ml/d) | NED2 | Internal potable transfer | Distribution Options | N | Preferred | AWSNBR | Ml/d | 2 | Gains in Water Available For Use / Savings in Demand under the selected programme (Ml/d) input as +ve 2025-26: 0; Gains in Water Available For Use / Savings in Demand under the selected programme (Ml/d) input as +ve 2026-27: 0; Gains in Water Available For Use / Savings in Demand under the selected programme (Ml/d) input as +ve 2027-28: 0; Gains in Water Available For Use / Savings in Demand under the selected programme (Ml/d) input as +ve 2028-29: 0; Gains in Water Available For Use / Savings in Demand under the selected programme (Ml/d) input as +ve 2029-30: 0; Gains in Water Available For Use / Savings in Demand under the selected programme (Ml/d) input as +ve 2030-31: 0; Gains in Water Available For Use / Savings in Demand under the selected programme (Ml/d) input as +ve 2031-32: 0; Gains in Water Available For Use / Savings in Demand under the selected programme (Ml/d) input as +ve 2032-33: 0; Gains in Water Available For Use / Savings in Demand under the selected programme (Ml/d) input as +ve 2033-34: 0; Gains in Water Available For Use / Savings in Demand under the selected programme (Ml/d) input as +ve 2034-35: 0; Gains in Water Available For Use / Savings in Demand under the selected programme (Ml/d) input as +ve 2035-36: -0.87; Gains in Water Available For Use / Savings in Demand under the selected programme (Ml/d) input as +ve 2036-37: -7.45; Gains in Water Available For Use / Savings in Demand under the selected programme (Ml/d) input as +ve 2037-38: -7.27; Gains in Water Available For Use / Savings in Demand under the selected programme (Ml/d) input as +ve 2038-39: -7.34; Gains in Water Available For Use / Savings in Demand under the selected programme (Ml/d) input as +ve 2039-40: -7.09; Gains in Water Available For Use / Savings in Demand under the selected programme (Ml/d) input as +ve 2040-41: -7.02; Gains in Water Available For Use / Savings in Demand under the selected programme (Ml/d) input as +ve 2041-42: -6.96; Gains in Water Available For Use / Savings in Demand under the selected programme (Ml/d) input as +ve 2042-43: -6.79; Gains in Water Available For Use / Savings in Demand under the selected programme (Ml/d) input as +ve 2043-44: -6.72; Gains in Water Available For Use / Savings in Demand under the selected programme (Ml/d) input as +ve 2044-45: -6.64; Gains in Water Available For Use / Savings in Demand under the selected programme (Ml/d) input as +ve 2045-46: -6.42; Gains in Water Available For Use / Savings in Demand under the selected programme (Ml/d) input as +ve 2046-47: -6.4; Gains in Water Available For Use / Savings in Demand under the selected programme (Ml/d) input as +ve 2047-48: -6.35; Gains in Water Available For Use / Savings in Demand under the selected programme (Ml/d) input as +ve 2048-49: -6.29; Gains in Water Available For Use / Savings in Demand under the selected programme (Ml/d) input as +ve 2049-50: -5.86
52cP | Norfolk Bradneham to Norwich and the Broads potable transfer (20 Ml/d) | NTB10 | Internal potable transfer | Distribution Options | N | Preferred | AWSNBR | Ml/d | 2 | Gains in Water Available For Use / Savings in Demand under the selected programme (Ml/d) input as +ve 2025-26: 0; Gains in Water Available For Use / Savings in Demand under the selected programme (Ml/d) input as +ve 2026-27: 0; Gains in Water Available For Use / Savings in Demand under the selected programme (Ml/d) input as +ve 2027-28: 0; Gains in Water Available For Use / Savings in Demand under the selected programme (Ml/d) input as +ve 2028-29: 0; Gains in Water Available For Use / Savings in Demand under the selected programme (Ml/d) input as +ve 2029-30: 0; Gains in Water Available For Use / Savings in Demand under the selected programme (Ml/d) input as +ve 2030-31: -16.68; Gains in Water Available For Use / Savings in Demand under the selected programme (Ml/d) input as +ve 2031-32: -16.41; Gains in Water Available For Use / Savings in Demand under the selected programme (Ml/d) input as +ve 2032-33: -16.77; Gains in Water Available For Use / Savings in Demand under the selected programme (Ml/d) input as +ve 2033-34: -16.57; Gains in Water Available For Use / Savings in Demand under the selected programme (Ml/d) input as +ve 2034-35: -16.35; Gains in Water Available For Use / Savings in Demand under the selected programme (Ml/d) input as +ve 2035-36: -15.37; Gains in Water Available For Use / Savings in Demand under the selected programme (Ml/d) input as +ve 2036-37: -14.46; Gains in Water Available For Use / Savings in Demand under the selected programme (Ml/d) input as +ve 2037-38: -14.23; Gains in Water Available For Use / Savings in Demand under the selected programme (Ml/d) input as +ve 2038-39: -14.02; Gains in Water Available For Use / Savings in Demand under the selected programme (Ml/d) input as +ve 2039-40: -12.85; Gains in Water Available For Use / Savings in Demand under the selected programme (Ml/d) input as +ve 2040-41: -19.76; Gains in Water Available For Use / Savings in Demand under the selected programme (Ml/d) input as +ve 2041-42: -19.53; Gains in Water Available For Use / Savings in Demand under the selected programme (Ml/d) input as +ve 2042-43: -19.3; Gains in Water Available For Use / Savings in Demand under the selected programme (Ml/d) input as +ve 2043-44: -19.13; Gains in Water Available For Use / Savings in Demand under the selected programme (Ml/d) input as +ve 2044-45: -19.04; Gains in Water Available For Use / Savings in Demand under the selected programme (Ml/d) input as +ve 2045-46: -18.5; Gains in Water Available For Use / Savings in Demand under the selected programme (Ml/d) input as +ve 2046-47: -18.51; Gains in Water Available For Use / Savings in Demand under the selected programme (Ml/d) input as +ve 2047-48: -18.41; Gains in Water Available For Use / Savings in Demand under the selected programme (Ml/d) input as +ve 2048-49: -18.26; Gains in Water Available For Use / Savings in Demand under the selected programme (Ml/d) input as +ve 2049-50: -18.3
52cP | Norfolk Bradneham to Suffolk Thetford (10 Ml/d) | SUT5 | Internal potable transfer | Distribution Options | N | Preferred | AWSNBR | Ml/d | 2 | Gains in Water Available For Use / Savings in Demand under the selected programme (Ml/d) input as +ve 2025-26: 0; Gains in Water Available For Use / Savings in Demand under the selected programme (Ml/d) input as +ve 2026-27: 0; Gains in Water Available For Use / Savings in Demand under the selected programme (Ml/d) input as +ve 2027-28: 0; Gains in Water Available For Use / Savings in Demand under the selected programme (Ml/d) input as +ve 2028-29: 0; Gains in Water Available For Use / Savings in Demand under the selected programme (Ml/d) input as +ve 2029-30: 0; Gains in Water Available For Use / Savings in Demand under the selected programme (Ml/d) input as +ve 2030-31: 0; Gains in Water Available For Use / Savings in Demand under the selected programme (Ml/d) input as +ve 2031-32: 0; Gains in Water Available For Use / Savings in Demand under the selected programme (Ml/d) input as +ve 2032-33: -2.71; Gains in Water Available For Use / Savings in Demand under the selected programme (Ml/d) input as +ve 2033-34: -2.71; Gains in Water Available For Use / Savings in Demand under the selected programme (Ml/d) input as +ve 2034-35: -2.71; Gains in Water Available For Use / Savings in Demand under the selected programme (Ml/d) input as +ve 2035-36: -2.71; Gains in Water Available For Use / Savings in Demand under the selected programme (Ml/d) input as +ve 2036-37: -9.83; Gains in Water Available For Use / Savings in Demand under the selected programme (Ml/d) input as +ve 2037-38: -9.64; Gains in Water Available For Use / Savings in Demand under the selected programme (Ml/d) input as +ve 2038-39: -9.57; Gains in Water Available For Use / Savings in Demand under the selected programme (Ml/d) input as +ve 2039-40: -9.22; Gains in Water Available For Use / Savings in Demand under the selected programme (Ml/d) input as +ve 2040-41: -9.15; Gains in Water Available For Use / Savings in Demand under the selected programme (Ml/d) input as +ve 2041-42: -9.08; Gains in Water Available For Use / Savings in Demand under the selected programme (Ml/d) input as +ve 2042-43: -8.9; Gains in Water Available For Use / Savings in Demand under the selected programme (Ml/d) input as +ve 2043-44: -8.81; Gains in Water Available For Use / Savings in Demand under the selected programme (Ml/d) input as +ve 2044-45: -8.66; Gains in Water Available For Use / Savings in Demand under the selected programme (Ml/d) input as +ve 2045-46: -8.44; Gains in Water Available For Use / Savings in Demand under the selected programme (Ml/d) input as +ve 2046-47: -8.36; Gains in Water Available For Use / Savings in Demand under the selected programme (Ml/d) input as +ve 2047-48: -8.31; Gains in Water Available For Use / Savings in Demand under the selected programme (Ml/d) input as +ve 2048-49: -8.28; Gains in Water Available For Use / Savings in Demand under the selected programme (Ml/d) input as +ve 2049-50: -8.24
51cF | CC Mains Replacement.AWSNBR | CC Mains Replacement.AWSNBR | Mains replacement (not trunk mains) | Distribution Options | N | Least Cost | AWSNBR | Ml/d | 2 | 0 | 0 | 0 | 0 | 0 | 0 | 0.0017003 | 0.0034007 | 0.005101 | 0.0068013 | 0.0085017 | 0.010202 | 0.011902 | 0.013603 | 0.015303 | 0.017003 | 0.018704 | 0.020404 | 0.022104 | 0.023805 | 0.025505 | 0.027205 | 0.028906 | 0.030606 | 0.032306 | 0.034007 | 0.035707 | 0.037407 | 0.039108 | 0.040808 | 0.042508 | 0.044209 | 0.045909 | 0.047609 | 0.04931 | 0.05101 | 0.05271 | 0.054411 | 0.056111 | 0.057811 | 0.059512 | 0.061212 | 0.062912 | 0.064613 | 0.066313 | 0.068013 | 0.069714 | 0.071414 | 0.073114 | 0.074815 | 0.076515 | 0.078215 | 0.079916 | 0.081616 | 0.083316 | 0.085017 | 0.086717 | 0.088417 | 0.090118 | 0.091818 | 0.093518 | 0.095219 | 0.096919 | 0.098619 | 0.10032 | 0.10202 | 0.10372 | 0.10542 | 0.10712 | 0.10882 | 0.11052 | 0.11222 | 0.11392 | 0.11562 | 0.11732 | 0.11902 | 0.12072 | 0.12242 | 0.12412 | 0.12582 | 0.12753
51cF | CC Mains Replacement.AWSNBR | CC Mains Replacement.AWSNBR | Mains replacement (not trunk mains) | Distribution Options | N | Ofwat Core | AWSNBR | Ml/d | 2 | 0 | 0 | 0 | 0 | 0 | 0 | 0.0017003 | 0.0034007 | 0.005101 | 0.0068013 | 0.0085017 | 0.010202 | 0.011902 | 0.013603 | 0.015303 | 0.017003 | 0.018704 | 0.020404 | 0.022104 | 0.023805 | 0.025505 | 0.027205 | 0.028906 | 0.030606 | 0.032306 | 0.034007 | 0.035707 | 0.037407 | 0.039108 | 0.040808 | 0.042508 | 0.044209 | 0.045909 | 0.047609 | 0.04931 | 0.05101 | 0.05271 | 0.054411 | 0.056111 | 0.057811 | 0.059512 | 0.061212 | 0.062912 | 0.064613 | 0.066313 | 0.068013 | 0.069714 | 0.071414 | 0.073114 | 0.074815 | 0.076515 | 0.078215 | 0.079916 | 0.081616 | 0.083316 | 0.085017 | 0.086717 | 0.088417 | 0.090118 | 0.091818 | 0.093518 | 0.095219 | 0.096919 | 0.098619 | 0.10032 | 0.10202 | 0.10372 | 0.10542 | 0.10712 | 0.10882 | 0.11052 | 0.11222 | 0.11392 | 0.11562 | 0.11732 | 0.11902 | 0.12072 | 0.12242 | 0.12412 | 0.12582 | 0.12753
51cP | CC Mains Replacement.AWSNBR | CC Mains Replacement.AWSNBR | Mains replacement (not trunk mains) | Distribution Options | N | Preferred | AWSNBR | Ml/d | 2 | 0 | 0 | 0 | 0 | 0 | 0 | 0.0017003 | 0.0034007 | 0.005101 | 0.0068013 | 0.0085017 | 0.010202 | 0.011902 | 0.013603 | 0.015303 | 0.017003 | 0.018704 | 0.020404 | 0.022104 | 0.023805 | 0.025505 | 0.027205 | 0.028906 | 0.030606 | 0.032306 | 0.034007 | 0.035707 | 0.037407 | 0.039108 | 0.040808 | 0.042508 | 0.044209 | 0.045909 | 0.047609 | 0.04931 | 0.05101 | 0.05271 | 0.054411 | 0.056111 | 0.057811 | 0.059512 | 0.061212 | 0.062912 | 0.064613 | 0.066313 | 0.068013 | 0.069714 | 0.071414 | 0.073114 | 0.074815 | 0.076515 | 0.078215 | 0.079916 | 0.081616 | 0.083316 | 0.085017 | 0.086717 | 0.088417 | 0.090118 | 0.091818 | 0.093518 | 0.095219 | 0.096919 | 0.098619 | 0.10032 | 0.10202 | 0.10372 | 0.10542 | 0.10712 | 0.10882 | 0.11052 | 0.11222 | 0.11392 | 0.11562 | 0.11732 | 0.11902 | 0.12072 | 0.12242 | 0.12412 | 0.12582 | 0.12753
51dF | 1a WRMP24. Smart Showers.AWSNED | WEF 1a.AWSNED | Retrofitting indoor water efficiency devices | Customer Options | N | Least Cost | AWSNED | Ml/d | 2 | Gains in Water Available For Use / Savings in Demand under the selected programme (Ml/d) input as +ve 2019-20: 0; Gains in Water Available For Use / Savings in Demand under the selected programme (Ml/d) input as +ve 2020-21: 0; Gains in Water Available For Use / Savings in Demand under the selected programme (Ml/d) input as +ve 2021-22: 0; Gains in Water Available For Use / Savings in Demand under the selected programme (Ml/d) input as +ve 2022-23: 0; Gains in Water Available For Use / Savings in Demand under the selected programme (Ml/d) input as +ve 2023-24: 0; Gains in Water Available For Use / Savings in Demand under the selected programme (Ml/d) input as +ve 2024-25: 0; Gains in Water Available For Use / Savings in Demand under the selected programme (Ml/d) input as +ve 2025-26: 0.001876; Gains in Water Available For Use / Savings in Demand under the selected programme (Ml/d) input as +ve 2026-27: 0.0035346; Gains in Water Available For Use / Savings in Demand under the selected programme (Ml/d) input as +ve 2027-28: 0.0050029; Gains in Water Available For Use / Savings in Demand under the selected programme (Ml/d) input as +ve 2028-29: 0.0063321; Gains in Water Available For Use / Savings in Demand under the selected programme (Ml/d) input as +ve 2029-30: 0.0075496; Gains in Water Available For Use / Savings in Demand under the selected programme (Ml/d) input as +ve 2030-31: 0.0073428; Gains in Water Available For Use / Savings in Demand under the selected programme (Ml/d) input as +ve 2031-32: 0.0072983; Gains in Water Available For Use / Savings in Demand under the selected programme (Ml/d) input as +ve 2032-33: 0.007396; Gains in Water Available For Use / Savings in Demand under the selected programme (Ml/d) input as +ve 2033-34: 0.0075973; Gains in Water Available For Use / Savings in Demand under the selected programme (Ml/d) input as +ve 2034-35: 0.007882; Gains in Water Available For Use / Savings in Demand under the selected programme (Ml/d) input as +ve 2035-36: 0.0081676; Gains in Water Available For Use / Savings in Demand under the selected programme (Ml/d) input as +ve 2036-37: 0.0084537; Gains in Water Available For Use / Savings in Demand under the selected programme (Ml/d) input as +ve 2037-38: 0.00874; Gains in Water Available For Use / Savings in Demand under the selected programme (Ml/d) input as +ve 2038-39: 0.0090265; Gains in Water Available For Use / Savings in Demand under the selected programme (Ml/d) input as +ve 2039-40: 0.0093128; Gains in Water Available For Use / Savings in Demand under the selected programme (Ml/d) input as +ve 2040-41: 0.009599; Gains in Water Available For Use / Savings in Demand under the selected programme (Ml/d) input as +ve 2041-42: 0.0098848; Gains in Water Available For Use / Savings in Demand under the selected programme (Ml/d) input as +ve 2042-43: 0.01017; Gains in Water Available For Use / Savings in Demand under the selected programme (Ml/d) input as +ve 2043-44: 0.010455; Gains in Water Available For Use / Savings in Demand under the selected programme (Ml/d) input as +ve 2044-45: 0.010739; Gains in Water Available For Use / Savings in Demand under the selected programme (Ml/d) input as +ve 2045-46: 0.011022; Gains in Water Available For Use / Savings in Demand under the selected programme (Ml/d) input as +ve 2046-47: 0.011305; Gains in Water Available For Use / Savings in Demand under the selected programme (Ml/d) input as +ve 2047-48: 0.011587; Gains in Water Available For Use / Savings in Demand under the selected programme (Ml/d) input as +ve 2048-49: 0.011869; Gains in Water Available For Use / Savings in Demand under the selected programme (Ml/d) input as +ve 2049-50: 0.01215
51dF | 1a WRMP24. Smart Showers.AWSNED | WEF 1a.AWSNED | Retrofitting indoor water efficiency devices | Customer Options | N | Ofwat Core | AWSNED | Ml/d | 2 | Gains in Water Available For Use / Savings in Demand under the selected programme (Ml/d) input as +ve 2019-20: 0; Gains in Water Available For Use / Savings in Demand under the selected programme (Ml/d) input as +ve 2020-21: 0; Gains in Water Available For Use / Savings in Demand under the selected programme (Ml/d) input as +ve 2021-22: 0; Gains in Water Available For Use / Savings in Demand under the selected programme (Ml/d) input as +ve 2022-23: 0; Gains in Water Available For Use / Savings in Demand under the selected programme (Ml/d) input as +ve 2023-24: 0; Gains in Water Available For Use / Savings in Demand under the selected programme (Ml/d) input as +ve 2024-25: 0; Gains in Water Available For Use / Savings in Demand under the selected programme (Ml/d) input as +ve 2025-26: 0.001876; Gains in Water Available For Use / Savings in Demand under the selected programme (Ml/d) input as +ve 2026-27: 0.0035346; Gains in Water Available For Use / Savings in Demand under the selected programme (Ml/d) input as +ve 2027-28: 0.0050029; Gains in Water Available For Use / Savings in Demand under the selected programme (Ml/d) input as +ve 2028-29: 0.0063321; Gains in Water Available For Use / Savings in Demand under the selected programme (Ml/d) input as +ve 2029-30: 0.0075496; Gains in Water Available For Use / Savings in Demand under the selected programme (Ml/d) input as +ve 2030-31: 0.0073428; Gains in Water Available For Use / Savings in Demand under the selected programme (Ml/d) input as +ve 2031-32: 0.0072983; Gains in Water Available For Use / Savings in Demand under the selected programme (Ml/d) input as +ve 2032-33: 0.007396; Gains in Water Available For Use / Savings in Demand under the selected programme (Ml/d) input as +ve 2033-34: 0.0075973; Gains in Water Available For Use / Savings in Demand under the selected programme (Ml/d) input as +ve 2034-35: 0.007882; Gains in Water Available For Use / Savings in Demand under the selected programme (Ml/d) input as +ve 2035-36: 0.0081676; Gains in Water Available For Use / Savings in Demand under the selected programme (Ml/d) input as +ve 2036-37: 0.0084537; Gains in Water Available For Use / Savings in Demand under the selected programme (Ml/d) input as +ve 2037-38: 0.00874; Gains in Water Available For Use / Savings in Demand under the selected programme (Ml/d) input as +ve 2038-39: 0.0090265; Gains in Water Available For Use / Savings in Demand under the selected programme (Ml/d) input as +ve 2039-40: 0.0093128; Gains in Water Available For Use / Savings in Demand under the selected programme (Ml/d) input as +ve 2040-41: 0.009599; Gains in Water Available For Use / Savings in Demand under the selected programme (Ml/d) input as +ve 2041-42: 0.0098848; Gains in Water Available For Use / Savings in Demand under the selected programme (Ml/d) input as +ve 2042-43: 0.01017; Gains in Water Available For Use / Savings in Demand under the selected programme (Ml/d) input as +ve 2043-44: 0.010455; Gains in Water Available For Use / Savings in Demand under the selected programme (Ml/d) input as +ve 2044-45: 0.010739; Gains in Water Available For Use / Savings in Demand under the selected programme (Ml/d) input as +ve 2045-46: 0.011022; Gains in Water Available For Use / Savings in Demand under the selected programme (Ml/d) input as +ve 2046-47: 0.011305; Gains in Water Available For Use / Savings in Demand under the selected programme (Ml/d) input as +ve 2047-48: 0.011587; Gains in Water Available For Use / Savings in Demand under the selected programme (Ml/d) input as +ve 2048-49: 0.011869; Gains in Water Available For Use / Savings in Demand under the selected programme (Ml/d) input as +ve 2049-50: 0.01215
51dP | 1a WRMP24. Smart Showers.AWSNED | WEF 1a.AWSNED | Retrofitting indoor water efficiency devices | Customer Options | N | Preferred | AWSNED | Ml/d | 2 | Gains in Water Available For Use / Savings in Demand under the selected programme (Ml/d) input as +ve 2019-20: 0; Gains in Water Available For Use / Savings in Demand under the selected programme (Ml/d) input as +ve 2020-21: 0; Gains in Water Available For Use / Savings in Demand under the selected programme (Ml/d) input as +ve 2021-22: 0; Gains in Water Available For Use / Savings in Demand under the selected programme (Ml/d) input as +ve 2022-23: 0; Gains in Water Available For Use / Savings in Demand under the selected programme (Ml/d) input as +ve 2023-24: 0; Gains in Water Available For Use / Savings in Demand under the selected programme (Ml/d) input as +ve 2024-25: 0; Gains in Water Available For Use / Savings in Demand under the selected programme (Ml/d) input as +ve 2025-26: 0.001876; Gains in Water Available For Use / Savings in Demand under the selected programme (Ml/d) input as +ve 2026-27: 0.0035346; Gains in Water Available For Use / Savings in Demand under the selected programme (Ml/d) input as +ve 2027-28: 0.0050029; Gains in Water Available For Use / Savings in Demand under the selected programme (Ml/d) input as +ve 2028-29: 0.0063321; Gains in Water Available For Use / Savings in Demand under the selected programme (Ml/d) input as +ve 2029-30: 0.0075496; Gains in Water Available For Use / Savings in Demand under the selected programme (Ml/d) input as +ve 2030-31: 0.0073428; Gains in Water Available For Use / Savings in Demand under the selected programme (Ml/d) input as +ve 2031-32: 0.0072983; Gains in Water Available For Use / Savings in Demand under the selected programme (Ml/d) input as +ve 2032-33: 0.007396; Gains in Water Available For Use / Savings in Demand under the selected programme (Ml/d) input as +ve 2033-34: 0.0075973; Gains in Water Available For Use / Savings in Demand under the selected programme (Ml/d) input as +ve 2034-35: 0.007882; Gains in Water Available For Use / Savings in Demand under the selected programme (Ml/d) input as +ve 2035-36: 0.0081676; Gains in Water Available For Use / Savings in Demand under the selected programme (Ml/d) input as +ve 2036-37: 0.0084537; Gains in Water Available For Use / Savings in Demand under the selected programme (Ml/d) input as +ve 2037-38: 0.00874; Gains in Water Available For Use / Savings in Demand under the selected programme (Ml/d) input as +ve 2038-39: 0.0090265; Gains in Water Available For Use / Savings in Demand under the selected programme (Ml/d) input as +ve 2039-40: 0.0093128; Gains in Water Available For Use / Savings in Demand under the selected programme (Ml/d) input as +ve 2040-41: 0.009599; Gains in Water Available For Use / Savings in Demand under the selected programme (Ml/d) input as +ve 2041-42: 0.0098848; Gains in Water Available For Use / Savings in Demand under the selected programme (Ml/d) input as +ve 2042-43: 0.01017; Gains in Water Available For Use / Savings in Demand under the selected programme (Ml/d) input as +ve 2043-44: 0.010455; Gains in Water Available For Use / Savings in Demand under the selected programme (Ml/d) input as +ve 2044-45: 0.010739; Gains in Water Available For Use / Savings in Demand under the selected programme (Ml/d) input as +ve 2045-46: 0.011022; Gains in Water Available For Use / Savings in Demand under the selected programme (Ml/d) input as +ve 2046-47: 0.011305; Gains in Water Available For Use / Savings in Demand under the selected programme (Ml/d) input as +ve 2047-48: 0.011587; Gains in Water Available For Use / Savings in Demand under the selected programme (Ml/d) input as +ve 2048-49: 0.011869; Gains in Water Available For Use / Savings in Demand under the selected programme (Ml/d) input as +ve 2049-50: 0.01215
51dF | 2c WRMP24. Garden Advice.AWSNED | WEF 2c.AWSNED | Water efficiency customer education / awareness | Customer Options | N | Least Cost | AWSNED | Ml/d | 2 | Gains in Water Available For Use / Savings in Demand under the selected programme (Ml/d) input as +ve 2019-20: 0; Gains in Water Available For Use / Savings in Demand under the selected programme (Ml/d) input as +ve 2020-21: 0; Gains in Water Available For Use / Savings in Demand under the selected programme (Ml/d) input as +ve 2021-22: 0; Gains in Water Available For Use / Savings in Demand under the selected programme (Ml/d) input as +ve 2022-23: 0; Gains in Water Available For Use / Savings in Demand under the selected programme (Ml/d) input as +ve 2023-24: 0; Gains in Water Available For Use / Savings in Demand under the selected programme (Ml/d) input as +ve 2024-25: 0; Gains in Water Available For Use / Savings in Demand under the selected programme (Ml/d) input as +ve 2025-26: 0.00026955; Gains in Water Available For Use / Savings in Demand under the selected programme (Ml/d) input as +ve 2026-27: 0.00053907; Gains in Water Available For Use / Savings in Demand under the selected programme (Ml/d) input as +ve 2027-28: 0.0008082; Gains in Water Available For Use / Savings in Demand under the selected programme (Ml/d) input as +ve 2028-29: 0.0010765; Gains in Water Available For Use / Savings in Demand under the selected programme (Ml/d) input as +ve 2029-30: 0.0013441; Gains in Water Available For Use / Savings in Demand under the selected programme (Ml/d) input as +ve 2030-31: 0.0016112; Gains in Water Available For Use / Savings in Demand under the selected programme (Ml/d) input as +ve 2031-32: 0.0018778; Gains in Water Available For Use / Savings in Demand under the selected programme (Ml/d) input as +ve 2032-33: 0.0021442; Gains in Water Available For Use / Savings in Demand under the selected programme (Ml/d) input as +ve 2033-34: 0.0024102; Gains in Water Available For Use / Savings in Demand under the selected programme (Ml/d) input as +ve 2034-35: 0.0026761; Gains in Water Available For Use / Savings in Demand under the selected programme (Ml/d) input as +ve 2035-36: 0.0029418; Gains in Water Available For Use / Savings in Demand under the selected programme (Ml/d) input as +ve 2036-37: 0.0032073; Gains in Water Available For Use / Savings in Demand under the selected programme (Ml/d) input as +ve 2037-38: 0.0034726; Gains in Water Available For Use / Savings in Demand under the selected programme (Ml/d) input as +ve 2038-39: 0.0037377; Gains in Water Available For Use / Savings in Demand under the selected programme (Ml/d) input as +ve 2039-40: 0.0040026; Gains in Water Available For Use / Savings in Demand under the selected programme (Ml/d) input as +ve 2040-41: 0.0042674; Gains in Water Available For Use / Savings in Demand under the selected programme (Ml/d) input as +ve 2041-42: 0.004532; Gains in Water Available For Use / Savings in Demand under the selected programme (Ml/d) input as +ve 2042-43: 0.0047963; Gains in Water Available For Use / Savings in Demand under the selected programme (Ml/d) input as +ve 2043-44: 0.0050603; Gains in Water Available For Use / Savings in Demand under the selected programme (Ml/d) input as +ve 2044-45: 0.0053241; Gains in Water Available For Use / Savings in Demand under the selected programme (Ml/d) input as +ve 2045-46: 0.0055876; Gains in Water Available For Use / Savings in Demand under the selected programme (Ml/d) input as +ve 2046-47: 0.0058508; Gains in Water Available For Use / Savings in Demand under the selected programme (Ml/d) input as +ve 2047-48: 0.0061137; Gains in Water Available For Use / Savings in Demand under the selected programme (Ml/d) input as +ve 2048-49: 0.0063763; Gains in Water Available For Use / Savings in Demand under the selected programme (Ml/d) input as +ve 2049-50: 0.0066385
51dF | 2c WRMP24. Garden Advice.AWSNED | WEF 2c.AWSNED | Water efficiency customer education / awareness | Customer Options | N | Ofwat Core | AWSNED | Ml/d | 2 | Gains in Water Available For Use / Savings in Demand under the selected programme (Ml/d) input as +ve 2019-20: 0; Gains in Water Available For Use / Savings in Demand under the selected programme (Ml/d) input as +ve 2020-21: 0; Gains in Water Available For Use / Savings in Demand under the selected programme (Ml/d) input as +ve 2021-22: 0; Gains in Water Available For Use / Savings in Demand under the selected programme (Ml/d) input as +ve 2022-23: 0; Gains in Water Available For Use / Savings in Demand under the selected programme (Ml/d) input as +ve 2023-24: 0; Gains in Water Available For Use / Savings in Demand under the selected programme (Ml/d) input as +ve 2024-25: 0; Gains in Water Available For Use / Savings in Demand under the selected programme (Ml/d) input as +ve 2025-26: 0.00026955; Gains in Water Available For Use / Savings in Demand under the selected programme (Ml/d) input as +ve 2026-27: 0.00053907; Gains in Water Available For Use / Savings in Demand under the selected programme (Ml/d) input as +ve 2027-28: 0.0008082; Gains in Water Available For Use / Savings in Demand under the selected programme (Ml/d) input as +ve 2028-29: 0.0010765; Gains in Water Available For Use / Savings in Demand under the selected programme (Ml/d) input as +ve 2029-30: 0.0013441; Gains in Water Available For Use / Savings in Demand under the selected programme (Ml/d) input as +ve 2030-31: 0.0016112; Gains in Water Available For Use / Savings in Demand under the selected programme (Ml/d) input as +ve 2031-32: 0.0018778; Gains in Water Available For Use / Savings in Demand under the selected programme (Ml/d) input as +ve 2032-33: 0.0021442; Gains in Water Available For Use / Savings in Demand under the selected programme (Ml/d) input as +ve 2033-34: 0.0024102; Gains in Water Available For Use / Savings in Demand under the selected programme (Ml/d) input as +ve 2034-35: 0.0026761; Gains in Water Available For Use / Savings in Demand under the selected programme (Ml/d) input as +ve 2035-36: 0.0029418; Gains in Water Available For Use / Savings in Demand under the selected programme (Ml/d) input as +ve 2036-37: 0.0032073; Gains in Water Available For Use / Savings in Demand under the selected programme (Ml/d) input as +ve 2037-38: 0.0034726; Gains in Water Available For Use / Savings in Demand under the selected programme (Ml/d) input as +ve 2038-39: 0.0037377; Gains in Water Available For Use / Savings in Demand under the selected programme (Ml/d) input as +ve 2039-40: 0.0040026; Gains in Water Available For Use / Savings in Demand under the selected programme (Ml/d) input as +ve 2040-41: 0.0042674; Gains in Water Available For Use / Savings in Demand under the selected programme (Ml/d) input as +ve 2041-42: 0.004532; Gains in Water Available For Use / Savings in Demand under the selected programme (Ml/d) input as +ve 2042-43: 0.0047963; Gains in Water Available For Use / Savings in Demand under the selected programme (Ml/d) input as +ve 2043-44: 0.0050603; Gains in Water Available For Use / Savings in Demand under the selected programme (Ml/d) input as +ve 2044-45: 0.0053241; Gains in Water Available For Use / Savings in Demand under the selected programme (Ml/d) input as +ve 2045-46: 0.0055876; Gains in Water Available For Use / Savings in Demand under the selected programme (Ml/d) input as +ve 2046-47: 0.0058508; Gains in Water Available For Use / Savings in Demand under the selected programme (Ml/d) input as +ve 2047-48: 0.0061137; Gains in Water Available For Use / Savings in Demand under the selected programme (Ml/d) input as +ve 2048-49: 0.0063763; Gains in Water Available For Use / Savings in Demand under the selected programme (Ml/d) input as +ve 2049-50: 0.0066385
51dP | 2c WRMP24. Garden Advice.AWSNED | WEF 2c.AWSNED | Water efficiency customer education / awareness | Customer Options | N | Preferred | AWSNED | Ml/d | 2 | Gains in Water Available For Use / Savings in Demand under the selected programme (Ml/d) input as +ve 2019-20: 0; Gains in Water Available For Use / Savings in Demand under the selected programme (Ml/d) input as +ve 2020-21: 0; Gains in Water Available For Use / Savings in Demand under the selected programme (Ml/d) input as +ve 2021-22: 0; Gains in Water Available For Use / Savings in Demand under the selected programme (Ml/d) input as +ve 2022-23: 0; Gains in Water Available For Use / Savings in Demand under the selected programme (Ml/d) input as +ve 2023-24: 0; Gains in Water Available For Use / Savings in Demand under the selected programme (Ml/d) input as +ve 2024-25: 0; Gains in Water Available For Use / Savings in Demand under the selected programme (Ml/d) input as +ve 2025-26: 0.00026955; Gains in Water Available For Use / Savings in Demand under the selected programme (Ml/d) input as +ve 2026-27: 0.00053907; Gains in Water Available For Use / Savings in Demand under the selected programme (Ml/d) input as +ve 2027-28: 0.0008082; Gains in Water Available For Use / Savings in Demand under the selected programme (Ml/d) input as +ve 2028-29: 0.0010765; Gains in Water Available For Use / Savings in Demand under the selected programme (Ml/d) input as +ve 2029-30: 0.0013441; Gains in Water Available For Use / Savings in Demand under the selected programme (Ml/d) input as +ve 2030-31: 0.0016112; Gains in Water Available For Use / Savings in Demand under the selected programme (Ml/d) input as +ve 2031-32: 0.0018778; Gains in Water Available For Use / Savings in Demand under the selected programme (Ml/d) input as +ve 2032-33: 0.0021442; Gains in Water Available For Use / Savings in Demand under the selected programme (Ml/d) input as +ve 2033-34: 0.0024102; Gains in Water Available For Use / Savings in Demand under the selected programme (Ml/d) input as +ve 2034-35: 0.0026761; Gains in Water Available For Use / Savings in Demand under the selected programme (Ml/d) input as +ve 2035-36: 0.0029418; Gains in Water Available For Use / Savings in Demand under the selected programme (Ml/d) input as +ve 2036-37: 0.0032073; Gains in Water Available For Use / Savings in Demand under the selected programme (Ml/d) input as +ve 2037-38: 0.0034726; Gains in Water Available For Use / Savings in Demand under the selected programme (Ml/d) input as +ve 2038-39: 0.0037377; Gains in Water Available For Use / Savings in Demand under the selected programme (Ml/d) input as +ve 2039-40: 0.0040026; Gains in Water Available For Use / Savings in Demand under the selected programme (Ml/d) input as +ve 2040-41: 0.0042674; Gains in Water Available For Use / Savings in Demand under the selected programme (Ml/d) input as +ve 2041-42: 0.004532; Gains in Water Available For Use / Savings in Demand under the selected programme (Ml/d) input as +ve 2042-43: 0.0047963; Gains in Water Available For Use / Savings in Demand under the selected programme (Ml/d) input as +ve 2043-44: 0.0050603; Gains in Water Available For Use / Savings in Demand under the selected programme (Ml/d) input as +ve 2044-45: 0.0053241; Gains in Water Available For Use / Savings in Demand under the selected programme (Ml/d) input as +ve 2045-46: 0.0055876; Gains in Water Available For Use / Savings in Demand under the selected programme (Ml/d) input as +ve 2046-47: 0.0058508; Gains in Water Available For Use / Savings in Demand under the selected programme (Ml/d) input as +ve 2047-48: 0.0061137; Gains in Water Available For Use / Savings in Demand under the selected programme (Ml/d) input as +ve 2048-49: 0.0063763; Gains in Water Available For Use / Savings in Demand under the selected programme (Ml/d) input as +ve 2049-50: 0.0066385
51dF | 3a WRMP24. Community Reward.AWSNED | WEF 3a.AWSNED | Water efficiency customer education / awareness | Customer Options | N | Least Cost | AWSNED | Ml/d | 2 | Gains in Water Available For Use / Savings in Demand under the selected programme (Ml/d) input as +ve 2019-20: 0; Gains in Water Available For Use / Savings in Demand under the selected programme (Ml/d) input as +ve 2020-21: 0; Gains in Water Available For Use / Savings in Demand under the selected programme (Ml/d) input as +ve 2021-22: 0; Gains in Water Available For Use / Savings in Demand under the selected programme (Ml/d) input as +ve 2022-23: 0; Gains in Water Available For Use / Savings in Demand under the selected programme (Ml/d) input as +ve 2023-24: 0; Gains in Water Available For Use / Savings in Demand under the selected programme (Ml/d) input as +ve 2024-25: 0; Gains in Water Available For Use / Savings in Demand under the selected programme (Ml/d) input as +ve 2025-26: 0.00053772; Gains in Water Available For Use / Savings in Demand under the selected programme (Ml/d) input as +ve 2026-27: 0.0010077; Gains in Water Available For Use / Savings in Demand under the selected programme (Ml/d) input as +ve 2027-28: 0.001419; Gains in Water Available For Use / Savings in Demand under the selected programme (Ml/d) input as +ve 2028-29: 0.0017869; Gains in Water Available For Use / Savings in Demand under the selected programme (Ml/d) input as +ve 2029-30: 0.0021196; Gains in Water Available For Use / Savings in Demand under the selected programme (Ml/d) input as +ve 2030-31: 0.002448; Gains in Water Available For Use / Savings in Demand under the selected programme (Ml/d) input as +ve 2031-32: 0.0027726; Gains in Water Available For Use / Savings in Demand under the selected programme (Ml/d) input as +ve 2032-33: 0.0030951; Gains in Water Available For Use / Savings in Demand under the selected programme (Ml/d) input as +ve 2033-34: 0.0034159; Gains in Water Available For Use / Savings in Demand under the selected programme (Ml/d) input as +ve 2034-35: 0.0037353; Gains in Water Available For Use / Savings in Demand under the selected programme (Ml/d) input as +ve 2035-36: 0.0040531; Gains in Water Available For Use / Savings in Demand under the selected programme (Ml/d) input as +ve 2036-37: 0.0043693; Gains in Water Available For Use / Savings in Demand under the selected programme (Ml/d) input as +ve 2037-38: 0.0046839; Gains in Water Available For Use / Savings in Demand under the selected programme (Ml/d) input as +ve 2038-39: 0.0049972; Gains in Water Available For Use / Savings in Demand under the selected programme (Ml/d) input as +ve 2039-40: 0.0053097; Gains in Water Available For Use / Savings in Demand under the selected programme (Ml/d) input as +ve 2040-41: 0.0052967; Gains in Water Available For Use / Savings in Demand under the selected programme (Ml/d) input as +ve 2041-42: 0.005326; Gains in Water Available For Use / Savings in Demand under the selected programme (Ml/d) input as +ve 2042-43: 0.0053917; Gains in Water Available For Use / Savings in Demand under the selected programme (Ml/d) input as +ve 2043-44: 0.0054844; Gains in Water Available For Use / Savings in Demand under the selected programme (Ml/d) input as +ve 2044-45: 0.0055991; Gains in Water Available For Use / Savings in Demand under the selected programme (Ml/d) input as +ve 2045-46: 0.0057171; Gains in Water Available For Use / Savings in Demand under the selected programme (Ml/d) input as +ve 2046-47: 0.005838; Gains in Water Available For Use / Savings in Demand under the selected programme (Ml/d) input as +ve 2047-48: 0.0059603; Gains in Water Available For Use / Savings in Demand under the selected programme (Ml/d) input as +ve 2048-49: 0.0060837; Gains in Water Available For Use / Savings in Demand under the selected programme (Ml/d) input as +ve 2049-50: 0.006208
51dF | 3a WRMP24. Community Reward.AWSNED | WEF 3a.AWSNED | Water efficiency customer education / awareness | Customer Options | N | Ofwat Core | AWSNED | Ml/d | 2 | Gains in Water Available For Use / Savings in Demand under the selected programme (Ml/d) input as +ve 2019-20: 0; Gains in Water Available For Use / Savings in Demand under the selected programme (Ml/d) input as +ve 2020-21: 0; Gains in Water Available For Use / Savings in Demand under the selected programme (Ml/d) input as +ve 2021-22: 0; Gains in Water Available For Use / Savings in Demand under the selected programme (Ml/d) input as +ve 2022-23: 0; Gains in Water Available For Use / Savings in Demand under the selected programme (Ml/d) input as +ve 2023-24: 0; Gains in Water Available For Use / Savings in Demand under the selected programme (Ml/d) input as +ve 2024-25: 0; Gains in Water Available For Use / Savings in Demand under the selected programme (Ml/d) input as +ve 2025-26: 0.00053772; Gains in Water Available For Use / Savings in Demand under the selected programme (Ml/d) input as +ve 2026-27: 0.0010077; Gains in Water Available For Use / Savings in Demand under the selected programme (Ml/d) input as +ve 2027-28: 0.001419; Gains in Water Available For Use / Savings in Demand under the selected programme (Ml/d) input as +ve 2028-29: 0.0017869; Gains in Water Available For Use / Savings in Demand under the selected programme (Ml/d) input as +ve 2029-30: 0.0021196; Gains in Water Available For Use / Savings in Demand under the selected programme (Ml/d) input as +ve 2030-31: 0.002448; Gains in Water Available For Use / Savings in Demand under the selected programme (Ml/d) input as +ve 2031-32: 0.0027726; Gains in Water Available For Use / Savings in Demand under the selected programme (Ml/d) input as +ve 2032-33: 0.0030951; Gains in Water Available For Use / Savings in Demand under the selected programme (Ml/d) input as +ve 2033-34: 0.0034159; Gains in Water Available For Use / Savings in Demand under the selected programme (Ml/d) input as +ve 2034-35: 0.0037353; Gains in Water Available For Use / Savings in Demand under the selected programme (Ml/d) input as +ve 2035-36: 0.0040531; Gains in Water Available For Use / Savings in Demand under the selected programme (Ml/d) input as +ve 2036-37: 0.0043693; Gains in Water Available For Use / Savings in Demand under the selected programme (Ml/d) input as +ve 2037-38: 0.0046839; Gains in Water Available For Use / Savings in Demand under the selected programme (Ml/d) input as +ve 2038-39: 0.0049972; Gains in Water Available For Use / Savings in Demand under the selected programme (Ml/d) input as +ve 2039-40: 0.0053097; Gains in Water Available For Use / Savings in Demand under the selected programme (Ml/d) input as +ve 2040-41: 0.0052967; Gains in Water Available For Use / Savings in Demand under the selected programme (Ml/d) input as +ve 2041-42: 0.005326; Gains in Water Available For Use / Savings in Demand under the selected programme (Ml/d) input as +ve 2042-43: 0.0053917; Gains in Water Available For Use / Savings in Demand under the selected programme (Ml/d) input as +ve 2043-44: 0.0054844; Gains in Water Available For Use / Savings in Demand under the selected programme (Ml/d) input as +ve 2044-45: 0.0055991; Gains in Water Available For Use / Savings in Demand under the selected programme (Ml/d) input as +ve 2045-46: 0.0057171; Gains in Water Available For Use / Savings in Demand under the selected programme (Ml/d) input as +ve 2046-47: 0.005838; Gains in Water Available For Use / Savings in Demand under the selected programme (Ml/d) input as +ve 2047-48: 0.0059603; Gains in Water Available For Use / Savings in Demand under the selected programme (Ml/d) input as +ve 2048-49: 0.0060837; Gains in Water Available For Use / Savings in Demand under the selected programme (Ml/d) input as +ve 2049-50: 0.006208
51dP | 3a WRMP24. Community Reward.AWSNED | WEF 3a.AWSNED | Water efficiency customer education / awareness | Customer Options | N | Preferred | AWSNED | Ml/d | 2 | Gains in Water Available For Use / Savings in Demand under the selected programme (Ml/d) input as +ve 2019-20: 0; Gains in Water Available For Use / Savings in Demand under the selected programme (Ml/d) input as +ve 2020-21: 0; Gains in Water Available For Use / Savings in Demand under the selected programme (Ml/d) input as +ve 2021-22: 0; Gains in Water Available For Use / Savings in Demand under the selected programme (Ml/d) input as +ve 2022-23: 0; Gains in Water Available For Use / Savings in Demand under the selected programme (Ml/d) input as +ve 2023-24: 0; Gains in Water Available For Use / Savings in Demand under the selected programme (Ml/d) input as +ve 2024-25: 0; Gains in Water Available For Use / Savings in Demand under the selected programme (Ml/d) input as +ve 2025-26: 0.00053772; Gains in Water Available For Use / Savings in Demand under the selected programme (Ml/d) input as +ve 2026-27: 0.0010077; Gains in Water Available For Use / Savings in Demand under the selected programme (Ml/d) input as +ve 2027-28: 0.001419; Gains in Water Available For Use / Savings in Demand under the selected programme (Ml/d) input as +ve 2028-29: 0.0017869; Gains in Water Available For Use / Savings in Demand under the selected programme (Ml/d) input as +ve 2029-30: 0.0021196; Gains in Water Available For Use / Savings in Demand under the selected programme (Ml/d) input as +ve 2030-31: 0.002448; Gains in Water Available For Use / Savings in Demand under the selected programme (Ml/d) input as +ve 2031-32: 0.0027726; Gains in Water Available For Use / Savings in Demand under the selected programme (Ml/d) input as +ve 2032-33: 0.0030951; Gains in Water Available For Use / Savings in Demand under the selected programme (Ml/d) input as +ve 2033-34: 0.0034159; Gains in Water Available For Use / Savings in Demand under the selected programme (Ml/d) input as +ve 2034-35: 0.0037353; Gains in Water Available For Use / Savings in Demand under the selected programme (Ml/d) input as +ve 2035-36: 0.0040531; Gains in Water Available For Use / Savings in Demand under the selected programme (Ml/d) input as +ve 2036-37: 0.0043693; Gains in Water Available For Use / Savings in Demand under the selected programme (Ml/d) input as +ve 2037-38: 0.0046839; Gains in Water Available For Use / Savings in Demand under the selected programme (Ml/d) input as +ve 2038-39: 0.0049972; Gains in Water Available For Use / Savings in Demand under the selected programme (Ml/d) input as +ve 2039-40: 0.0053097; Gains in Water Available For Use / Savings in Demand under the selected programme (Ml/d) input as +ve 2040-41: 0.0052967; Gains in Water Available For Use / Savings in Demand under the selected programme (Ml/d) input as +ve 2041-42: 0.005326; Gains in Water Available For Use / Savings in Demand under the selected programme (Ml/d) input as +ve 2042-43: 0.0053917; Gains in Water Available For Use / Savings in Demand under the selected programme (Ml/d) input as +ve 2043-44: 0.0054844; Gains in Water Available For Use / Savings in Demand under the selected programme (Ml/d) input as +ve 2044-45: 0.0055991; Gains in Water Available For Use / Savings in Demand under the selected programme (Ml/d) input as +ve 2045-46: 0.0057171; Gains in Water Available For Use / Savings in Demand under the selected programme (Ml/d) input as +ve 2046-47: 0.005838; Gains in Water Available For Use / Savings in Demand under the selected programme (Ml/d) input as +ve 2047-48: 0.0059603; Gains in Water Available For Use / Savings in Demand under the selected programme (Ml/d) input as +ve 2048-49: 0.0060837; Gains in Water Available For Use / Savings in Demand under the selected programme (Ml/d) input as +ve 2049-50: 0.006208
51dF | 4a WRMP24. PL Uplift - Vulnerable Customers.AWSNED | WEF 4a.AWSNED | Other water efficiency | Customer Options | N | Least Cost | AWSNED | Ml/d | 2 | Gains in Water Available For Use / Savings in Demand under the selected programme (Ml/d) input as +ve 2019-20: 0; Gains in Water Available For Use / Savings in Demand under the selected programme (Ml/d) input as +ve 2020-21: 0; Gains in Water Available For Use / Savings in Demand under the selected programme (Ml/d) input as +ve 2021-22: 0; Gains in Water Available For Use / Savings in Demand under the selected programme (Ml/d) input as +ve 2022-23: 0; Gains in Water Available For Use / Savings in Demand under the selected programme (Ml/d) input as +ve 2023-24: 0; Gains in Water Available For Use / Savings in Demand under the selected programme (Ml/d) input as +ve 2024-25: 0; Gains in Water Available For Use / Savings in Demand under the selected programme (Ml/d) input as +ve 2025-26: 0.0013085; Gains in Water Available For Use / Savings in Demand under the selected programme (Ml/d) input as +ve 2026-27: 0.0016662; Gains in Water Available For Use / Savings in Demand under the selected programme (Ml/d) input as +ve 2027-28: 0.0020341; Gains in Water Available For Use / Savings in Demand under the selected programme (Ml/d) input as +ve 2028-29: 0.002407; Gains in Water Available For Use / Savings in Demand under the selected programme (Ml/d) input as +ve 2029-30: 0.0027876; Gains in Water Available For Use / Savings in Demand under the selected programme (Ml/d) input as +ve 2030-31: 0.0031758; Gains in Water Available For Use / Savings in Demand under the selected programme (Ml/d) input as +ve 2031-32: 0.003574; Gains in Water Available For Use / Savings in Demand under the selected programme (Ml/d) input as +ve 2032-33: 0.0036183; Gains in Water Available For Use / Savings in Demand under the selected programme (Ml/d) input as +ve 2033-34: 0.0036607; Gains in Water Available For Use / Savings in Demand under the selected programme (Ml/d) input as +ve 2034-35: 0.0037018; Gains in Water Available For Use / Savings in Demand under the selected programme (Ml/d) input as +ve 2035-36: 0.0037417; Gains in Water Available For Use / Savings in Demand under the selected programme (Ml/d) input as +ve 2036-37: 0.0037816; Gains in Water Available For Use / Savings in Demand under the selected programme (Ml/d) input as +ve 2037-38: 0.0038209; Gains in Water Available For Use / Savings in Demand under the selected programme (Ml/d) input as +ve 2038-39: 0.00386; Gains in Water Available For Use / Savings in Demand under the selected programme (Ml/d) input as +ve 2039-40: 0.0038983; Gains in Water Available For Use / Savings in Demand under the selected programme (Ml/d) input as +ve 2040-41: 0.0039358; Gains in Water Available For Use / Savings in Demand under the selected programme (Ml/d) input as +ve 2041-42: 0.0039723; Gains in Water Available For Use / Savings in Demand under the selected programme (Ml/d) input as +ve 2042-43: 0.0040078; Gains in Water Available For Use / Savings in Demand under the selected programme (Ml/d) input as +ve 2043-44: 0.0040429; Gains in Water Available For Use / Savings in Demand under the selected programme (Ml/d) input as +ve 2044-45: 0.0040774; Gains in Water Available For Use / Savings in Demand under the selected programme (Ml/d) input as +ve 2045-46: 0.0041065; Gains in Water Available For Use / Savings in Demand under the selected programme (Ml/d) input as +ve 2046-47: 0.0041351; Gains in Water Available For Use / Savings in Demand under the selected programme (Ml/d) input as +ve 2047-48: 0.0041638; Gains in Water Available For Use / Savings in Demand under the selected programme (Ml/d) input as +ve 2048-49: 0.0041921; Gains in Water Available For Use / Savings in Demand under the selected programme (Ml/d) input as +ve 2049-50: 0.0042168
51dF | 4a WRMP24. PL Uplift - Vulnerable Customers.AWSNED | WEF 4a.AWSNED | Other water efficiency | Customer Options | N | Ofwat Core | AWSNED | Ml/d | 2 | Gains in Water Available For Use / Savings in Demand under the selected programme (Ml/d) input as +ve 2019-20: 0; Gains in Water Available For Use / Savings in Demand under the selected programme (Ml/d) input as +ve 2020-21: 0; Gains in Water Available For Use / Savings in Demand under the selected programme (Ml/d) input as +ve 2021-22: 0; Gains in Water Available For Use / Savings in Demand under the selected programme (Ml/d) input as +ve 2022-23: 0; Gains in Water Available For Use / Savings in Demand under the selected programme (Ml/d) input as +ve 2023-24: 0; Gains in Water Available For Use / Savings in Demand under the selected programme (Ml/d) input as +ve 2024-25: 0; Gains in Water Available For Use / Savings in Demand under the selected programme (Ml/d) input as +ve 2025-26: 0.0013085; Gains in Water Available For Use / Savings in Demand under the selected programme (Ml/d) input as +ve 2026-27: 0.0016662; Gains in Water Available For Use / Savings in Demand under the selected programme (Ml/d) input as +ve 2027-28: 0.0020341; Gains in Water Available For Use / Savings in Demand under the selected programme (Ml/d) input as +ve 2028-29: 0.002407; Gains in Water Available For Use / Savings in Demand under the selected programme (Ml/d) input as +ve 2029-30: 0.0027876; Gains in Water Available For Use / Savings in Demand under the selected programme (Ml/d) input as +ve 2030-31: 0.0031758; Gains in Water Available For Use / Savings in Demand under the selected programme (Ml/d) input as +ve 2031-32: 0.003574; Gains in Water Available For Use / Savings in Demand under the selected programme (Ml/d) input as +ve 2032-33: 0.0036183; Gains in Water Available For Use / Savings in Demand under the selected programme (Ml/d) input as +ve 2033-34: 0.0036607; Gains in Water Available For Use / Savings in Demand under the selected programme (Ml/d) input as +ve 2034-35: 0.0037018; Gains in Water Available For Use / Savings in Demand under the selected programme (Ml/d) input as +ve 2035-36: 0.0037417; Gains in Water Available For Use / Savings in Demand under the selected programme (Ml/d) input as +ve 2036-37: 0.0037816; Gains in Water Available For Use / Savings in Demand under the selected programme (Ml/d) input as +ve 2037-38: 0.0038209; Gains in Water Available For Use / Savings in Demand under the selected programme (Ml/d) input as +ve 2038-39: 0.00386; Gains in Water Available For Use / Savings in Demand under the selected programme (Ml/d) input as +ve 2039-40: 0.0038983; Gains in Water Available For Use / Savings in Demand under the selected programme (Ml/d) input as +ve 2040-41: 0.0039358; Gains in Water Available For Use / Savings in Demand under the selected programme (Ml/d) input as +ve 2041-42: 0.0039723; Gains in Water Available For Use / Savings in Demand under the selected programme (Ml/d) input as +ve 2042-43: 0.0040078; Gains in Water Available For Use / Savings in Demand under the selected programme (Ml/d) input as +ve 2043-44: 0.0040429; Gains in Water Available For Use / Savings in Demand under the selected programme (Ml/d) input as +ve 2044-45: 0.0040774; Gains in Water Available For Use / Savings in Demand under the selected programme (Ml/d) input as +ve 2045-46: 0.0041065; Gains in Water Available For Use / Savings in Demand under the selected programme (Ml/d) input as +ve 2046-47: 0.0041351; Gains in Water Available For Use / Savings in Demand under the selected programme (Ml/d) input as +ve 2047-48: 0.0041638; Gains in Water Available For Use / Savings in Demand under the selected programme (Ml/d) input as +ve 2048-49: 0.0041921; Gains in Water Available For Use / Savings in Demand under the selected programme (Ml/d) input as +ve 2049-50: 0.0042168
51dP | 4a WRMP24. PL Uplift - Vulnerable Customers.AWSNED | WEF 4a.AWSNED | Other water efficiency | Customer Options | N | Preferred | AWSNED | Ml/d | 2 | Gains in Water Available For Use / Savings in Demand under the selected programme (Ml/d) input as +ve 2019-20: 0; Gains in Water Available For Use / Savings in Demand under the selected programme (Ml/d) input as +ve 2020-21: 0; Gains in Water Available For Use / Savings in Demand under the selected programme (Ml/d) input as +ve 2021-22: 0; Gains in Water Available For Use / Savings in Demand under the selected programme (Ml/d) input as +ve 2022-23: 0; Gains in Water Available For Use / Savings in Demand under the selected programme (Ml/d) input as +ve 2023-24: 0; Gains in Water Available For Use / Savings in Demand under the selected programme (Ml/d) input as +ve 2024-25: 0; Gains in Water Available For Use / Savings in Demand under the selected programme (Ml/d) input as +ve 2025-26: 0.0013085; Gains in Water Available For Use / Savings in Demand under the selected programme (Ml/d) input as +ve 2026-27: 0.0016662; Gains in Water Available For Use / Savings in Demand under the selected programme (Ml/d) input as +ve 2027-28: 0.0020341; Gains in Water Available For Use / Savings in Demand under the selected programme (Ml/d) input as +ve 2028-29: 0.002407; Gains in Water Available For Use / Savings in Demand under the selected programme (Ml/d) input as +ve 2029-30: 0.0027876; Gains in Water Available For Use / Savings in Demand under the selected programme (Ml/d) input as +ve 2030-31: 0.0031758; Gains in Water Available For Use / Savings in Demand under the selected programme (Ml/d) input as +ve 2031-32: 0.003574; Gains in Water Available For Use / Savings in Demand under the selected programme (Ml/d) input as +ve 2032-33: 0.0036183; Gains in Water Available For Use / Savings in Demand under the selected programme (Ml/d) input as +ve 2033-34: 0.0036607; Gains in Water Available For Use / Savings in Demand under the selected programme (Ml/d) input as +ve 2034-35: 0.0037018; Gains in Water Available For Use / Savings in Demand under the selected programme (Ml/d) input as +ve 2035-36: 0.0037417; Gains in Water Available For Use / Savings in Demand under the selected programme (Ml/d) input as +ve 2036-37: 0.0037816; Gains in Water Available For Use / Savings in Demand under the selected programme (Ml/d) input as +ve 2037-38: 0.0038209; Gains in Water Available For Use / Savings in Demand under the selected programme (Ml/d) input as +ve 2038-39: 0.00386; Gains in Water Available For Use / Savings in Demand under the selected programme (Ml/d) input as +ve 2039-40: 0.0038983; Gains in Water Available For Use / Savings in Demand under the selected programme (Ml/d) input as +ve 2040-41: 0.0039358; Gains in Water Available For Use / Savings in Demand under the selected programme (Ml/d) input as +ve 2041-42: 0.0039723; Gains in Water Available For Use / Savings in Demand under the selected programme (Ml/d) input as +ve 2042-43: 0.0040078; Gains in Water Available For Use / Savings in Demand under the selected programme (Ml/d) input as +ve 2043-44: 0.0040429; Gains in Water Available For Use / Savings in Demand under the selected programme (Ml/d) input as +ve 2044-45: 0.0040774; Gains in Water Available For Use / Savings in Demand under the selected programme (Ml/d) input as +ve 2045-46: 0.0041065; Gains in Water Available For Use / Savings in Demand under the selected programme (Ml/d) input as +ve 2046-47: 0.0041351; Gains in Water Available For Use / Savings in Demand under the selected programme (Ml/d) input as +ve 2047-48: 0.0041638; Gains in Water Available For Use / Savings in Demand under the selected programme (Ml/d) input as +ve 2048-49: 0.0041921; Gains in Water Available For Use / Savings in Demand under the selected programme (Ml/d) input as +ve 2049-50: 0.0042168
51dF | 4c-PL WRMP24. PL uplift - Non-Vulnerable Customers.AWSNED | WEF 4c-PL.AWSNED | Other water efficiency | Customer Options | N | Least Cost | AWSNED | Ml/d | 2 | Gains in Water Available For Use / Savings in Demand under the selected programme (Ml/d) input as +ve 2019-20: 0; Gains in Water Available For Use / Savings in Demand under the selected programme (Ml/d) input as +ve 2020-21: 0; Gains in Water Available For Use / Savings in Demand under the selected programme (Ml/d) input as +ve 2021-22: 0; Gains in Water Available For Use / Savings in Demand under the selected programme (Ml/d) input as +ve 2022-23: 0; Gains in Water Available For Use / Savings in Demand under the selected programme (Ml/d) input as +ve 2023-24: 0; Gains in Water Available For Use / Savings in Demand under the selected programme (Ml/d) input as +ve 2024-25: 0; Gains in Water Available For Use / Savings in Demand under the selected programme (Ml/d) input as +ve 2025-26: 0.011298; Gains in Water Available For Use / Savings in Demand under the selected programme (Ml/d) input as +ve 2026-27: 0.014386; Gains in Water Available For Use / Savings in Demand under the selected programme (Ml/d) input as +ve 2027-28: 0.017562; Gains in Water Available For Use / Savings in Demand under the selected programme (Ml/d) input as +ve 2028-29: 0.020782; Gains in Water Available For Use / Savings in Demand under the selected programme (Ml/d) input as +ve 2029-30: 0.024068; Gains in Water Available For Use / Savings in Demand under the selected programme (Ml/d) input as +ve 2030-31: 0.02742; Gains in Water Available For Use / Savings in Demand under the selected programme (Ml/d) input as +ve 2031-32: 0.030859; Gains in Water Available For Use / Savings in Demand under the selected programme (Ml/d) input as +ve 2032-33: 0.031241; Gains in Water Available For Use / Savings in Demand under the selected programme (Ml/d) input as +ve 2033-34: 0.031607; Gains in Water Available For Use / Savings in Demand under the selected programme (Ml/d) input as +ve 2034-35: 0.031962; Gains in Water Available For Use / Savings in Demand under the selected programme (Ml/d) input as +ve 2035-36: 0.032306; Gains in Water Available For Use / Savings in Demand under the selected programme (Ml/d) input as +ve 2036-37: 0.03265; Gains in Water Available For Use / Savings in Demand under the selected programme (Ml/d) input as +ve 2037-38: 0.03299; Gains in Water Available For Use / Savings in Demand under the selected programme (Ml/d) input as +ve 2038-39: 0.033328; Gains in Water Available For Use / Savings in Demand under the selected programme (Ml/d) input as +ve 2039-40: 0.033658; Gains in Water Available For Use / Savings in Demand under the selected programme (Ml/d) input as +ve 2040-41: 0.033982; Gains in Water Available For Use / Savings in Demand under the selected programme (Ml/d) input as +ve 2041-42: 0.034297; Gains in Water Available For Use / Savings in Demand under the selected programme (Ml/d) input as +ve 2042-43: 0.034604; Gains in Water Available For Use / Savings in Demand under the selected programme (Ml/d) input as +ve 2043-44: 0.034907; Gains in Water Available For Use / Savings in Demand under the selected programme (Ml/d) input as +ve 2044-45: 0.035205; Gains in Water Available For Use / Savings in Demand under the selected programme (Ml/d) input as +ve 2045-46: 0.035456; Gains in Water Available For Use / Savings in Demand under the selected programme (Ml/d) input as +ve 2046-47: 0.035703; Gains in Water Available For Use / Savings in Demand under the selected programme (Ml/d) input as +ve 2047-48: 0.035951; Gains in Water Available For Use / Savings in Demand under the selected programme (Ml/d) input as +ve 2048-49: 0.036195; Gains in Water Available For Use / Savings in Demand under the selected programme (Ml/d) input as +ve 2049-50: 0.036408
51dF | 4c-PL WRMP24. PL uplift - Non-Vulnerable Customers.AWSNED | WEF 4c-PL.AWSNED | Other water efficiency | Customer Options | N | Ofwat Core | AWSNED | Ml/d | 2 | Gains in Water Available For Use / Savings in Demand under the selected programme (Ml/d) input as +ve 2019-20: 0; Gains in Water Available For Use / Savings in Demand under the selected programme (Ml/d) input as +ve 2020-21: 0; Gains in Water Available For Use / Savings in Demand under the selected programme (Ml/d) input as +ve 2021-22: 0; Gains in Water Available For Use / Savings in Demand under the selected programme (Ml/d) input as +ve 2022-23: 0; Gains in Water Available For Use / Savings in Demand under the selected programme (Ml/d) input as +ve 2023-24: 0; Gains in Water Available For Use / Savings in Demand under the selected programme (Ml/d) input as +ve 2024-25: 0; Gains in Water Available For Use / Savings in Demand under the selected programme (Ml/d) input as +ve 2025-26: 0.011298; Gains in Water Available For Use / Savings in Demand under the selected programme (Ml/d) input as +ve 2026-27: 0.014386; Gains in Water Available For Use / Savings in Demand under the selected programme (Ml/d) input as +ve 2027-28: 0.017562; Gains in Water Available For Use / Savings in Demand under the selected programme (Ml/d) input as +ve 2028-29: 0.020782; Gains in Water Available For Use / Savings in Demand under the selected programme (Ml/d) input as +ve 2029-30: 0.024068; Gains in Water Available For Use / Savings in Demand under the selected programme (Ml/d) input as +ve 2030-31: 0.02742; Gains in Water Available For Use / Savings in Demand under the selected programme (Ml/d) input as +ve 2031-32: 0.030859; Gains in Water Available For Use / Savings in Demand under the selected programme (Ml/d) input as +ve 2032-33: 0.031241; Gains in Water Available For Use / Savings in Demand under the selected programme (Ml/d) input as +ve 2033-34: 0.031607; Gains in Water Available For Use / Savings in Demand under the selected programme (Ml/d) input as +ve 2034-35: 0.031962; Gains in Water Available For Use / Savings in Demand under the selected programme (Ml/d) input as +ve 2035-36: 0.032306; Gains in Water Available For Use / Savings in Demand under the selected programme (Ml/d) input as +ve 2036-37: 0.03265; Gains in Water Available For Use / Savings in Demand under the selected programme (Ml/d) input as +ve 2037-38: 0.03299; Gains in Water Available For Use / Savings in Demand under the selected programme (Ml/d) input as +ve 2038-39: 0.033328; Gains in Water Available For Use / Savings in Demand under the selected programme (Ml/d) input as +ve 2039-40: 0.033658; Gains in Water Available For Use / Savings in Demand under the selected programme (Ml/d) input as +ve 2040-41: 0.033982; Gains in Water Available For Use / Savings in Demand under the selected programme (Ml/d) input as +ve 2041-42: 0.034297; Gains in Water Available For Use / Savings in Demand under the selected programme (Ml/d) input as +ve 2042-43: 0.034604; Gains in Water Available For Use / Savings in Demand under the selected programme (Ml/d) input as +ve 2043-44: 0.034907; Gains in Water Available For Use / Savings in Demand under the selected programme (Ml/d) input as +ve 2044-45: 0.035205; Gains in Water Available For Use / Savings in Demand under the selected programme (Ml/d) input as +ve 2045-46: 0.035456; Gains in Water Available For Use / Savings in Demand under the selected programme (Ml/d) input as +ve 2046-47: 0.035703; Gains in Water Available For Use / Savings in Demand under the selected programme (Ml/d) input as +ve 2047-48: 0.035951; Gains in Water Available For Use / Savings in Demand under the selected programme (Ml/d) input as +ve 2048-49: 0.036195; Gains in Water Available For Use / Savings in Demand under the selected programme (Ml/d) input as +ve 2049-50: 0.036408
51dP | 4c-PL WRMP24. PL uplift - Non-Vulnerable Customers.AWSNED | WEF 4c-PL.AWSNED | Other water efficiency | Customer Options | N | Preferred | AWSNED | Ml/d | 2 | Gains in Water Available For Use / Savings in Demand under the selected programme (Ml/d) input as +ve 2019-20: 0; Gains in Water Available For Use / Savings in Demand under the selected programme (Ml/d) input as +ve 2020-21: 0; Gains in Water Available For Use / Savings in Demand under the selected programme (Ml/d) input as +ve 2021-22: 0; Gains in Water Available For Use / Savings in Demand under the selected programme (Ml/d) input as +ve 2022-23: 0; Gains in Water Available For Use / Savings in Demand under the selected programme (Ml/d) input as +ve 2023-24: 0; Gains in Water Available For Use / Savings in Demand under the selected programme (Ml/d) input as +ve 2024-25: 0; Gains in Water Available For Use / Savings in Demand under the selected programme (Ml/d) input as +ve 2025-26: 0.011298; Gains in Water Available For Use / Savings in Demand under the selected programme (Ml/d) input as +ve 2026-27: 0.014386; Gains in Water Available For Use / Savings in Demand under the selected programme (Ml/d) input as +ve 2027-28: 0.017562; Gains in Water Available For Use / Savings in Demand under the selected programme (Ml/d) input as +ve 2028-29: 0.020782; Gains in Water Available For Use / Savings in Demand under the selected programme (Ml/d) input as +ve 2029-30: 0.024068; Gains in Water Available For Use / Savings in Demand under the selected programme (Ml/d) input as +ve 2030-31: 0.02742; Gains in Water Available For Use / Savings in Demand under the selected programme (Ml/d) input as +ve 2031-32: 0.030859; Gains in Water Available For Use / Savings in Demand under the selected programme (Ml/d) input as +ve 2032-33: 0.031241; Gains in Water Available For Use / Savings in Demand under the selected programme (Ml/d) input as +ve 2033-34: 0.031607; Gains in Water Available For Use / Savings in Demand under the selected programme (Ml/d) input as +ve 2034-35: 0.031962; Gains in Water Available For Use / Savings in Demand under the selected programme (Ml/d) input as +ve 2035-36: 0.032306; Gains in Water Available For Use / Savings in Demand under the selected programme (Ml/d) input as +ve 2036-37: 0.03265; Gains in Water Available For Use / Savings in Demand under the selected programme (Ml/d) input as +ve 2037-38: 0.03299; Gains in Water Available For Use / Savings in Demand under the selected programme (Ml/d) input as +ve 2038-39: 0.033328; Gains in Water Available For Use / Savings in Demand under the selected programme (Ml/d) input as +ve 2039-40: 0.033658; Gains in Water Available For Use / Savings in Demand under the selected programme (Ml/d) input as +ve 2040-41: 0.033982; Gains in Water Available For Use / Savings in Demand under the selected programme (Ml/d) input as +ve 2041-42: 0.034297; Gains in Water Available For Use / Savings in Demand under the selected programme (Ml/d) input as +ve 2042-43: 0.034604; Gains in Water Available For Use / Savings in Demand under the selected programme (Ml/d) input as +ve 2043-44: 0.034907; Gains in Water Available For Use / Savings in Demand under the selected programme (Ml/d) input as +ve 2044-45: 0.035205; Gains in Water Available For Use / Savings in Demand under the selected programme (Ml/d) input as +ve 2045-46: 0.035456; Gains in Water Available For Use / Savings in Demand under the selected programme (Ml/d) input as +ve 2046-47: 0.035703; Gains in Water Available For Use / Savings in Demand under the selected programme (Ml/d) input as +ve 2047-48: 0.035951; Gains in Water Available For Use / Savings in Demand under the selected programme (Ml/d) input as +ve 2048-49: 0.036195; Gains in Water Available For Use / Savings in Demand under the selected programme (Ml/d) input as +ve 2049-50: 0.036408
51cF | Find and Fix.AWSNED | Find and Fix.AWSNED | Active leakage management | Distribution Options | N | Least Cost | AWSNED | Ml/d | 2 | Gains in Water Available For Use / Savings in Demand under the selected programme (Ml/d) input as +ve 2019-20: 0; Gains in Water Available For Use / Savings in Demand under the selected programme (Ml/d) input as +ve 2020-21: 0; Gains in Water Available For Use / Savings in Demand under the selected programme (Ml/d) input as +ve 2021-22: 0; Gains in Water Available For Use / Savings in Demand under the selected programme (Ml/d) input as +ve 2022-23: 0; Gains in Water Available For Use / Savings in Demand under the selected programme (Ml/d) input as +ve 2023-24: 0; Gains in Water Available For Use / Savings in Demand under the selected programme (Ml/d) input as +ve 2024-25: 0; Gains in Water Available For Use / Savings in Demand under the selected programme (Ml/d) input as +ve 2025-26: 0; Gains in Water Available For Use / Savings in Demand under the selected programme (Ml/d) input as +ve 2026-27: 0; Gains in Water Available For Use / Savings in Demand under the selected programme (Ml/d) input as +ve 2027-28: 0; Gains in Water Available For Use / Savings in Demand under the selected programme (Ml/d) input as +ve 2028-29: 0; Gains in Water Available For Use / Savings in Demand under the selected programme (Ml/d) input as +ve 2029-30: 0; Gains in Water Available For Use / Savings in Demand under the selected programme (Ml/d) input as +ve 2030-31: 0; Gains in Water Available For Use / Savings in Demand under the selected programme (Ml/d) input as +ve 2031-32: 0; Gains in Water Available For Use / Savings in Demand under the selected programme (Ml/d) input as +ve 2032-33: 0; Gains in Water Available For Use / Savings in Demand under the selected programme (Ml/d) input as +ve 2033-34: 0; Gains in Water Available For Use / Savings in Demand under the selected programme (Ml/d) input as +ve 2034-35: 0; Gains in Water Available For Use / Savings in Demand under the selected programme (Ml/d) input as +ve 2035-36: 0; Gains in Water Available For Use / Savings in Demand under the selected programme (Ml/d) input as +ve 2036-37: 0; Gains in Water Available For Use / Savings in Demand under the selected programme (Ml/d) input as +ve 2037-38: 0; Gains in Water Available For Use / Savings in Demand under the selected programme (Ml/d) input as +ve 2038-39: 0; Gains in Water Available For Use / Savings in Demand under the selected programme (Ml/d) input as +ve 2039-40: 0.015792; Gains in Water Available For Use / Savings in Demand under the selected programme (Ml/d) input as +ve 2040-41: 0.031425; Gains in Water Available For Use / Savings in Demand under the selected programme (Ml/d) input as +ve 2041-42: 0.031425; Gains in Water Available For Use / Savings in Demand under the selected programme (Ml/d) input as +ve 2042-43: 0.031425; Gains in Water Available For Use / Savings in Demand under the selected programme (Ml/d) input as +ve 2043-44: 0.031425; Gains in Water Available For Use / Savings in Demand under the selected programme (Ml/d) input as +ve 2044-45: 0.031425; Gains in Water Available For Use / Savings in Demand under the selected programme (Ml/d) input as +ve 2045-46: 0.031425; Gains in Water Available For Use / Savings in Demand under the selected programme (Ml/d) input as +ve 2046-47: 0.039479; Gains in Water Available For Use / Savings in Demand under the selected programme (Ml/d) input as +ve 2047-48: 0.039479; Gains in Water Available For Use / Savings in Demand under the selected programme (Ml/d) input as +ve 2048-49: 0.046269; Gains in Water Available For Use / Savings in Demand under the selected programme (Ml/d) input as +ve 2049-50: 0.046269
51cF | Find and Fix.AWSNED | Find and Fix.AWSNED | Active leakage management | Distribution Options | N | Ofwat Core | AWSNED | Ml/d | 2 | Gains in Water Available For Use / Savings in Demand under the selected programme (Ml/d) input as +ve 2019-20: 0; Gains in Water Available For Use / Savings in Demand under the selected programme (Ml/d) input as +ve 2020-21: 0; Gains in Water Available For Use / Savings in Demand under the selected programme (Ml/d) input as +ve 2021-22: 0; Gains in Water Available For Use / Savings in Demand under the selected programme (Ml/d) input as +ve 2022-23: 0; Gains in Water Available For Use / Savings in Demand under the selected programme (Ml/d) input as +ve 2023-24: 0; Gains in Water Available For Use / Savings in Demand under the selected programme (Ml/d) input as +ve 2024-25: 0; Gains in Water Available For Use / Savings in Demand under the selected programme (Ml/d) input as +ve 2025-26: 0; Gains in Water Available For Use / Savings in Demand under the selected programme (Ml/d) input as +ve 2026-27: 0; Gains in Water Available For Use / Savings in Demand under the selected programme (Ml/d) input as +ve 2027-28: 0; Gains in Water Available For Use / Savings in Demand under the selected programme (Ml/d) input as +ve 2028-29: 0; Gains in Water Available For Use / Savings in Demand under the selected programme (Ml/d) input as +ve 2029-30: 0; Gains in Water Available For Use / Savings in Demand under the selected programme (Ml/d) input as +ve 2030-31: 0; Gains in Water Available For Use / Savings in Demand under the selected programme (Ml/d) input as +ve 2031-32: 0; Gains in Water Available For Use / Savings in Demand under the selected programme (Ml/d) input as +ve 2032-33: 0; Gains in Water Available For Use / Savings in Demand under the selected programme (Ml/d) input as +ve 2033-34: 0; Gains in Water Available For Use / Savings in Demand under the selected programme (Ml/d) input as +ve 2034-35: 0; Gains in Water Available For Use / Savings in Demand under the selected programme (Ml/d) input as +ve 2035-36: 0; Gains in Water Available For Use / Savings in Demand under the selected programme (Ml/d) input as +ve 2036-37: 0; Gains in Water Available For Use / Savings in Demand under the selected programme (Ml/d) input as +ve 2037-38: 0; Gains in Water Available For Use / Savings in Demand under the selected programme (Ml/d) input as +ve 2038-39: 0; Gains in Water Available For Use / Savings in Demand under the selected programme (Ml/d) input as +ve 2039-40: 0.015792; Gains in Water Available For Use / Savings in Demand under the selected programme (Ml/d) input as +ve 2040-41: 0.031425; Gains in Water Available For Use / Savings in Demand under the selected programme (Ml/d) input as +ve 2041-42: 0.031425; Gains in Water Available For Use / Savings in Demand under the selected programme (Ml/d) input as +ve 2042-43: 0.031425; Gains in Water Available For Use / Savings in Demand under the selected programme (Ml/d) input as +ve 2043-44: 0.031425; Gains in Water Available For Use / Savings in Demand under the selected programme (Ml/d) input as +ve 2044-45: 0.031425; Gains in Water Available For Use / Savings in Demand under the selected programme (Ml/d) input as +ve 2045-46: 0.031425; Gains in Water Available For Use / Savings in Demand under the selected programme (Ml/d) input as +ve 2046-47: 0.039479; Gains in Water Available For Use / Savings in Demand under the selected programme (Ml/d) input as +ve 2047-48: 0.039479; Gains in Water Available For Use / Savings in Demand under the selected programme (Ml/d) input as +ve 2048-49: 0.046269; Gains in Water Available For Use / Savings in Demand under the selected programme (Ml/d) input as +ve 2049-50: 0.046269
51cP | Find and Fix.AWSNED | Find and Fix.AWSNED | Active leakage management | Distribution Options | N | Preferred | AWSNED | Ml/d | 2 | Gains in Water Available For Use / Savings in Demand under the selected programme (Ml/d) input as +ve 2019-20: 0; Gains in Water Available For Use / Savings in Demand under the selected programme (Ml/d) input as +ve 2020-21: 0; Gains in Water Available For Use / Savings in Demand under the selected programme (Ml/d) input as +ve 2021-22: 0; Gains in Water Available For Use / Savings in Demand under the selected programme (Ml/d) input as +ve 2022-23: 0; Gains in Water Available For Use / Savings in Demand under the selected programme (Ml/d) input as +ve 2023-24: 0; Gains in Water Available For Use / Savings in Demand under the selected programme (Ml/d) input as +ve 2024-25: 0; Gains in Water Available For Use / Savings in Demand under the selected programme (Ml/d) input as +ve 2025-26: 0; Gains in Water Available For Use / Savings in Demand under the selected programme (Ml/d) input as +ve 2026-27: 0; Gains in Water Available For Use / Savings in Demand under the selected programme (Ml/d) input as +ve 2027-28: 0; Gains in Water Available For Use / Savings in Demand under the selected programme (Ml/d) input as +ve 2028-29: 0; Gains in Water Available For Use / Savings in Demand under the selected programme (Ml/d) input as +ve 2029-30: 0; Gains in Water Available For Use / Savings in Demand under the selected programme (Ml/d) input as +ve 2030-31: 0; Gains in Water Available For Use / Savings in Demand under the selected programme (Ml/d) input as +ve 2031-32: 0; Gains in Water Available For Use / Savings in Demand under the selected programme (Ml/d) input as +ve 2032-33: 0; Gains in Water Available For Use / Savings in Demand under the selected programme (Ml/d) input as +ve 2033-34: 0; Gains in Water Available For Use / Savings in Demand under the selected programme (Ml/d) input as +ve 2034-35: 0; Gains in Water Available For Use / Savings in Demand under the selected programme (Ml/d) input as +ve 2035-36: 0; Gains in Water Available For Use / Savings in Demand under the selected programme (Ml/d) input as +ve 2036-37: 0; Gains in Water Available For Use / Savings in Demand under the selected programme (Ml/d) input as +ve 2037-38: 0; Gains in Water Available For Use / Savings in Demand under the selected programme (Ml/d) input as +ve 2038-39: 0; Gains in Water Available For Use / Savings in Demand under the selected programme (Ml/d) input as +ve 2039-40: 0.015792; Gains in Water Available For Use / Savings in Demand under the selected programme (Ml/d) input as +ve 2040-41: 0.031425; Gains in Water Available For Use / Savings in Demand under the selected programme (Ml/d) input as +ve 2041-42: 0.031425; Gains in Water Available For Use / Savings in Demand under the selected programme (Ml/d) input as +ve 2042-43: 0.031425; Gains in Water Available For Use / Savings in Demand under the selected programme (Ml/d) input as +ve 2043-44: 0.031425; Gains in Water Available For Use / Savings in Demand under the selected programme (Ml/d) input as +ve 2044-45: 0.031425; Gains in Water Available For Use / Savings in Demand under the selected programme (Ml/d) input as +ve 2045-46: 0.031425; Gains in Water Available For Use / Savings in Demand under the selected programme (Ml/d) input as +ve 2046-47: 0.039479; Gains in Water Available For Use / Savings in Demand under the selected programme (Ml/d) input as +ve 2047-48: 0.039479; Gains in Water Available For Use / Savings in Demand under the selected programme (Ml/d) input as +ve 2048-49: 0.046269; Gains in Water Available For Use / Savings in Demand under the selected programme (Ml/d) input as +ve 2049-50: 0.046269
51dF | G2. Mandatory water labelling.AWSNED | WEF g2.AWSNED | Water efficiency customer education / awareness | Customer Options | N | Least Cost | AWSNED | Ml/d | 2 | Gains in Water Available For Use / Savings in Demand under the selected programme (Ml/d) input as +ve 2019-20: 0; Gains in Water Available For Use / Savings in Demand under the selected programme (Ml/d) input as +ve 2020-21: 0; Gains in Water Available For Use / Savings in Demand under the selected programme (Ml/d) input as +ve 2021-22: 0; Gains in Water Available For Use / Savings in Demand under the selected programme (Ml/d) input as +ve 2022-23: 0; Gains in Water Available For Use / Savings in Demand under the selected programme (Ml/d) input as +ve 2023-24: 0; Gains in Water Available For Use / Savings in Demand under the selected programme (Ml/d) input as +ve 2024-25: 0; Gains in Water Available For Use / Savings in Demand under the selected programme (Ml/d) input as +ve 2025-26: 0; Gains in Water Available For Use / Savings in Demand under the selected programme (Ml/d) input as +ve 2026-27: 0; Gains in Water Available For Use / Savings in Demand under the selected programme (Ml/d) input as +ve 2027-28: 0; Gains in Water Available For Use / Savings in Demand under the selected programme (Ml/d) input as +ve 2028-29: 0.0076118; Gains in Water Available For Use / Savings in Demand under the selected programme (Ml/d) input as +ve 2029-30: 0.015285; Gains in Water Available For Use / Savings in Demand under the selected programme (Ml/d) input as +ve 2030-31: 0.023033; Gains in Water Available For Use / Savings in Demand under the selected programme (Ml/d) input as +ve 2031-32: 0.030828; Gains in Water Available For Use / Savings in Demand under the selected programme (Ml/d) input as +ve 2032-33: 0.038689; Gains in Water Available For Use / Savings in Demand under the selected programme (Ml/d) input as +ve 2033-34: 0.046626; Gains in Water Available For Use / Savings in Demand under the selected programme (Ml/d) input as +ve 2034-35: 0.070664; Gains in Water Available For Use / Savings in Demand under the selected programme (Ml/d) input as +ve 2035-36: 0.09488; Gains in Water Available For Use / Savings in Demand under the selected programme (Ml/d) input as +ve 2036-37: 0.11927; Gains in Water Available For Use / Savings in Demand under the selected programme (Ml/d) input as +ve 2037-38: 0.14388; Gains in Water Available For Use / Savings in Demand under the selected programme (Ml/d) input as +ve 2038-39: 0.16875; Gains in Water Available For Use / Savings in Demand under the selected programme (Ml/d) input as +ve 2039-40: 0.19402; Gains in Water Available For Use / Savings in Demand under the selected programme (Ml/d) input as +ve 2040-41: 0.21947; Gains in Water Available For Use / Savings in Demand under the selected programme (Ml/d) input as +ve 2041-42: 0.24521; Gains in Water Available For Use / Savings in Demand under the selected programme (Ml/d) input as +ve 2042-43: 0.27127; Gains in Water Available For Use / Savings in Demand under the selected programme (Ml/d) input as +ve 2043-44: 0.29761; Gains in Water Available For Use / Savings in Demand under the selected programme (Ml/d) input as +ve 2044-45: 0.30711; Gains in Water Available For Use / Savings in Demand under the selected programme (Ml/d) input as +ve 2045-46: 0.31666; Gains in Water Available For Use / Savings in Demand under the selected programme (Ml/d) input as +ve 2046-47: 0.32632; Gains in Water Available For Use / Savings in Demand under the selected programme (Ml/d) input as +ve 2047-48: 0.33614; Gains in Water Available For Use / Savings in Demand under the selected programme (Ml/d) input as +ve 2048-49: 0.34607; Gains in Water Available For Use / Savings in Demand under the selected programme (Ml/d) input as +ve 2049-50: 0.3561
51dF | G2. Mandatory water labelling.AWSNED | WEF g2.AWSNED | Water efficiency customer education / awareness | Customer Options | N | Ofwat Core | AWSNED | Ml/d | 2 | Gains in Water Available For Use / Savings in Demand under the selected programme (Ml/d) input as +ve 2019-20: 0; Gains in Water Available For Use / Savings in Demand under the selected programme (Ml/d) input as +ve 2020-21: 0; Gains in Water Available For Use / Savings in Demand under the selected programme (Ml/d) input as +ve 2021-22: 0; Gains in Water Available For Use / Savings in Demand under the selected programme (Ml/d) input as +ve 2022-23: 0; Gains in Water Available For Use / Savings in Demand under the selected programme (Ml/d) input as +ve 2023-24: 0; Gains in Water Available For Use / Savings in Demand under the selected programme (Ml/d) input as +ve 2024-25: 0; Gains in Water Available For Use / Savings in Demand under the selected programme (Ml/d) input as +ve 2025-26: 0; Gains in Water Available For Use / Savings in Demand under the selected programme (Ml/d) input as +ve 2026-27: 0; Gains in Water Available For Use / Savings in Demand under the selected programme (Ml/d) input as +ve 2027-28: 0; Gains in Water Available For Use / Savings in Demand under the selected programme (Ml/d) input as +ve 2028-29: 0.0076118; Gains in Water Available For Use / Savings in Demand under the selected programme (Ml/d) input as +ve 2029-30: 0.015285; Gains in Water Available For Use / Savings in Demand under the selected programme (Ml/d) input as +ve 2030-31: 0.023033; Gains in Water Available For Use / Savings in Demand under the selected programme (Ml/d) input as +ve 2031-32: 0.030828; Gains in Water Available For Use / Savings in Demand under the selected programme (Ml/d) input as +ve 2032-33: 0.038689; Gains in Water Available For Use / Savings in Demand under the selected programme (Ml/d) input as +ve 2033-34: 0.046626; Gains in Water Available For Use / Savings in Demand under the selected programme (Ml/d) input as +ve 2034-35: 0.070664; Gains in Water Available For Use / Savings in Demand under the selected programme (Ml/d) input as +ve 2035-36: 0.09488; Gains in Water Available For Use / Savings in Demand under the selected programme (Ml/d) input as +ve 2036-37: 0.11927; Gains in Water Available For Use / Savings in Demand under the selected programme (Ml/d) input as +ve 2037-38: 0.14388; Gains in Water Available For Use / Savings in Demand under the selected programme (Ml/d) input as +ve 2038-39: 0.16875; Gains in Water Available For Use / Savings in Demand under the selected programme (Ml/d) input as +ve 2039-40: 0.19402; Gains in Water Available For Use / Savings in Demand under the selected programme (Ml/d) input as +ve 2040-41: 0.21947; Gains in Water Available For Use / Savings in Demand under the selected programme (Ml/d) input as +ve 2041-42: 0.24521; Gains in Water Available For Use / Savings in Demand under the selected programme (Ml/d) input as +ve 2042-43: 0.27127; Gains in Water Available For Use / Savings in Demand under the selected programme (Ml/d) input as +ve 2043-44: 0.29761; Gains in Water Available For Use / Savings in Demand under the selected programme (Ml/d) input as +ve 2044-45: 0.30711; Gains in Water Available For Use / Savings in Demand under the selected programme (Ml/d) input as +ve 2045-46: 0.31666; Gains in Water Available For Use / Savings in Demand under the selected programme (Ml/d) input as +ve 2046-47: 0.32632; Gains in Water Available For Use / Savings in Demand under the selected programme (Ml/d) input as +ve 2047-48: 0.33614; Gains in Water Available For Use / Savings in Demand under the selected programme (Ml/d) input as +ve 2048-49: 0.34607; Gains in Water Available For Use / Savings in Demand under the selected programme (Ml/d) input as +ve 2049-50: 0.3561
51dP | G2. Mandatory water labelling.AWSNED | WEF g2.AWSNED | Water efficiency customer education / awareness | Customer Options | N | Preferred | AWSNED | Ml/d | 2 | Gains in Water Available For Use / Savings in Demand under the selected programme (Ml/d) input as +ve 2019-20: 0; Gains in Water Available For Use / Savings in Demand under the selected programme (Ml/d) input as +ve 2020-21: 0; Gains in Water Available For Use / Savings in Demand under the selected programme (Ml/d) input as +ve 2021-22: 0; Gains in Water Available For Use / Savings in Demand under the selected programme (Ml/d) input as +ve 2022-23: 0; Gains in Water Available For Use / Savings in Demand under the selected programme (Ml/d) input as +ve 2023-24: 0; Gains in Water Available For Use / Savings in Demand under the selected programme (Ml/d) input as +ve 2024-25: 0; Gains in Water Available For Use / Savings in Demand under the selected programme (Ml/d) input as +ve 2025-26: 0; Gains in Water Available For Use / Savings in Demand under the selected programme (Ml/d) input as +ve 2026-27: 0; Gains in Water Available For Use / Savings in Demand under the selected programme (Ml/d) input as +ve 2027-28: 0; Gains in Water Available For Use / Savings in Demand under the selected programme (Ml/d) input as +ve 2028-29: 0.0076118; Gains in Water Available For Use / Savings in Demand under the selected programme (Ml/d) input as +ve 2029-30: 0.015285; Gains in Water Available For Use / Savings in Demand under the selected programme (Ml/d) input as +ve 2030-31: 0.023033; Gains in Water Available For Use / Savings in Demand under the selected programme (Ml/d) input as +ve 2031-32: 0.030828; Gains in Water Available For Use / Savings in Demand under the selected programme (Ml/d) input as +ve 2032-33: 0.038689; Gains in Water Available For Use / Savings in Demand under the selected programme (Ml/d) input as +ve 2033-34: 0.046626; Gains in Water Available For Use / Savings in Demand under the selected programme (Ml/d) input as +ve 2034-35: 0.070664; Gains in Water Available For Use / Savings in Demand under the selected programme (Ml/d) input as +ve 2035-36: 0.09488; Gains in Water Available For Use / Savings in Demand under the selected programme (Ml/d) input as +ve 2036-37: 0.11927; Gains in Water Available For Use / Savings in Demand under the selected programme (Ml/d) input as +ve 2037-38: 0.14388; Gains in Water Available For Use / Savings in Demand under the selected programme (Ml/d) input as +ve 2038-39: 0.16875; Gains in Water Available For Use / Savings in Demand under the selected programme (Ml/d) input as +ve 2039-40: 0.19402; Gains in Water Available For Use / Savings in Demand under the selected programme (Ml/d) input as +ve 2040-41: 0.21947; Gains in Water Available For Use / Savings in Demand under the selected programme (Ml/d) input as +ve 2041-42: 0.24521; Gains in Water Available For Use / Savings in Demand under the selected programme (Ml/d) input as +ve 2042-43: 0.27127; Gains in Water Available For Use / Savings in Demand under the selected programme (Ml/d) input as +ve 2043-44: 0.29761; Gains in Water Available For Use / Savings in Demand under the selected programme (Ml/d) input as +ve 2044-45: 0.30711; Gains in Water Available For Use / Savings in Demand under the selected programme (Ml/d) input as +ve 2045-46: 0.31666; Gains in Water Available For Use / Savings in Demand under the selected programme (Ml/d) input as +ve 2046-47: 0.32632; Gains in Water Available For Use / Savings in Demand under the selected programme (Ml/d) input as +ve 2047-48: 0.33614; Gains in Water Available For Use / Savings in Demand under the selected programme (Ml/d) input as +ve 2048-49: 0.34607; Gains in Water Available For Use / Savings in Demand under the selected programme (Ml/d) input as +ve 2049-50: 0.3561
51dF | LEA: NHH. NHH CSPL repairs.AWSNED | LEA: NHH. NHH CSPL repairs.AWSNED | Supply pipe repairs / replacement | Customer Options | N | Least Cost | AWSNED | Ml/d | 2 | Gains in Water Available For Use / Savings in Demand under the selected programme (Ml/d) input as +ve 2019-20: 0; Gains in Water Available For Use / Savings in Demand under the selected programme (Ml/d) input as +ve 2020-21: 0; Gains in Water Available For Use / Savings in Demand under the selected programme (Ml/d) input as +ve 2021-22: 0; Gains in Water Available For Use / Savings in Demand under the selected programme (Ml/d) input as +ve 2022-23: 0; Gains in Water Available For Use / Savings in Demand under the selected programme (Ml/d) input as +ve 2023-24: 0; Gains in Water Available For Use / Savings in Demand under the selected programme (Ml/d) input as +ve 2024-25: 0; Gains in Water Available For Use / Savings in Demand under the selected programme (Ml/d) input as +ve 2025-26: 0.00017578; Gains in Water Available For Use / Savings in Demand under the selected programme (Ml/d) input as +ve 2026-27: 0.00033659; Gains in Water Available For Use / Savings in Demand under the selected programme (Ml/d) input as +ve 2027-28: 0.00048179; Gains in Water Available For Use / Savings in Demand under the selected programme (Ml/d) input as +ve 2028-29: 0.00061538; Gains in Water Available For Use / Savings in Demand under the selected programme (Ml/d) input as +ve 2029-30: 0.00074443; Gains in Water Available For Use / Savings in Demand under the selected programme (Ml/d) input as +ve 2030-31: 0.0008733; Gains in Water Available For Use / Savings in Demand under the selected programme (Ml/d) input as +ve 2031-32: 0.0010018; Gains in Water Available For Use / Savings in Demand under the selected programme (Ml/d) input as +ve 2032-33: 0.00113; Gains in Water Available For Use / Savings in Demand under the selected programme (Ml/d) input as +ve 2033-34: 0.0012579; Gains in Water Available For Use / Savings in Demand under the selected programme (Ml/d) input as +ve 2034-35: 0.0013855; Gains in Water Available For Use / Savings in Demand under the selected programme (Ml/d) input as +ve 2035-36: 0.0015129; Gains in Water Available For Use / Savings in Demand under the selected programme (Ml/d) input as +ve 2036-37: 0.00164; Gains in Water Available For Use / Savings in Demand under the selected programme (Ml/d) input as +ve 2037-38: 0.0017668; Gains in Water Available For Use / Savings in Demand under the selected programme (Ml/d) input as +ve 2038-39: 0.0018932; Gains in Water Available For Use / Savings in Demand under the selected programme (Ml/d) input as +ve 2039-40: 0.0020194; Gains in Water Available For Use / Savings in Demand under the selected programme (Ml/d) input as +ve 2040-41: 0.0021452; Gains in Water Available For Use / Savings in Demand under the selected programme (Ml/d) input as +ve 2041-42: 0.0022708; Gains in Water Available For Use / Savings in Demand under the selected programme (Ml/d) input as +ve 2042-43: 0.0023961; Gains in Water Available For Use / Savings in Demand under the selected programme (Ml/d) input as +ve 2043-44: 0.0025213; Gains in Water Available For Use / Savings in Demand under the selected programme (Ml/d) input as +ve 2044-45: 0.0026464; Gains in Water Available For Use / Savings in Demand under the selected programme (Ml/d) input as +ve 2045-46: 0.0027714; Gains in Water Available For Use / Savings in Demand under the selected programme (Ml/d) input as +ve 2046-47: 0.0028963; Gains in Water Available For Use / Savings in Demand under the selected programme (Ml/d) input as +ve 2047-48: 0.0030212; Gains in Water Available For Use / Savings in Demand under the selected programme (Ml/d) input as +ve 2048-49: 0.0031461; Gains in Water Available For Use / Savings in Demand under the selected programme (Ml/d) input as +ve 2049-50: 0.003271
51dF | LEA: NHH. NHH CSPL repairs.AWSNED | LEA: NHH. NHH CSPL repairs.AWSNED | Supply pipe repairs / replacement | Customer Options | N | Ofwat Core | AWSNED | Ml/d | 2 | Gains in Water Available For Use / Savings in Demand under the selected programme (Ml/d) input as +ve 2019-20: 0; Gains in Water Available For Use / Savings in Demand under the selected programme (Ml/d) input as +ve 2020-21: 0; Gains in Water Available For Use / Savings in Demand under the selected programme (Ml/d) input as +ve 2021-22: 0; Gains in Water Available For Use / Savings in Demand under the selected programme (Ml/d) input as +ve 2022-23: 0; Gains in Water Available For Use / Savings in Demand under the selected programme (Ml/d) input as +ve 2023-24: 0; Gains in Water Available For Use / Savings in Demand under the selected programme (Ml/d) input as +ve 2024-25: 0; Gains in Water Available For Use / Savings in Demand under the selected programme (Ml/d) input as +ve 2025-26: 0.00017578; Gains in Water Available For Use / Savings in Demand under the selected programme (Ml/d) input as +ve 2026-27: 0.00033659; Gains in Water Available For Use / Savings in Demand under the selected programme (Ml/d) input as +ve 2027-28: 0.00048179; Gains in Water Available For Use / Savings in Demand under the selected programme (Ml/d) input as +ve 2028-29: 0.00061538; Gains in Water Available For Use / Savings in Demand under the selected programme (Ml/d) input as +ve 2029-30: 0.00074443; Gains in Water Available For Use / Savings in Demand under the selected programme (Ml/d) input as +ve 2030-31: 0.0008733; Gains in Water Available For Use / Savings in Demand under the selected programme (Ml/d) input as +ve 2031-32: 0.0010018; Gains in Water Available For Use / Savings in Demand under the selected programme (Ml/d) input as +ve 2032-33: 0.00113; Gains in Water Available For Use / Savings in Demand under the selected programme (Ml/d) input as +ve 2033-34: 0.0012579; Gains in Water Available For Use / Savings in Demand under the selected programme (Ml/d) input as +ve 2034-35: 0.0013855; Gains in Water Available For Use / Savings in Demand under the selected programme (Ml/d) input as +ve 2035-36: 0.0015129; Gains in Water Available For Use / Savings in Demand under the selected programme (Ml/d) input as +ve 2036-37: 0.00164; Gains in Water Available For Use / Savings in Demand under the selected programme (Ml/d) input as +ve 2037-38: 0.0017668; Gains in Water Available For Use / Savings in Demand under the selected programme (Ml/d) input as +ve 2038-39: 0.0018932; Gains in Water Available For Use / Savings in Demand under the selected programme (Ml/d) input as +ve 2039-40: 0.0020194; Gains in Water Available For Use / Savings in Demand under the selected programme (Ml/d) input as +ve 2040-41: 0.0021452; Gains in Water Available For Use / Savings in Demand under the selected programme (Ml/d) input as +ve 2041-42: 0.0022708; Gains in Water Available For Use / Savings in Demand under the selected programme (Ml/d) input as +ve 2042-43: 0.0023961; Gains in Water Available For Use / Savings in Demand under the selected programme (Ml/d) input as +ve 2043-44: 0.0025213; Gains in Water Available For Use / Savings in Demand under the selected programme (Ml/d) input as +ve 2044-45: 0.0026464; Gains in Water Available For Use / Savings in Demand under the selected programme (Ml/d) input as +ve 2045-46: 0.0027714; Gains in Water Available For Use / Savings in Demand under the selected programme (Ml/d) input as +ve 2046-47: 0.0028963; Gains in Water Available For Use / Savings in Demand under the selected programme (Ml/d) input as +ve 2047-48: 0.0030212; Gains in Water Available For Use / Savings in Demand under the selected programme (Ml/d) input as +ve 2048-49: 0.0031461; Gains in Water Available For Use / Savings in Demand under the selected programme (Ml/d) input as +ve 2049-50: 0.003271
51dP | LEA: NHH. NHH CSPL repairs.AWSNED | LEA: NHH. NHH CSPL repairs.AWSNED | Supply pipe repairs / replacement | Customer Options | N | Preferred | AWSNED | Ml/d | 2 | Gains in Water Available For Use / Savings in Demand under the selected programme (Ml/d) input as +ve 2019-20: 0; Gains in Water Available For Use / Savings in Demand under the selected programme (Ml/d) input as +ve 2020-21: 0; Gains in Water Available For Use / Savings in Demand under the selected programme (Ml/d) input as +ve 2021-22: 0; Gains in Water Available For Use / Savings in Demand under the selected programme (Ml/d) input as +ve 2022-23: 0; Gains in Water Available For Use / Savings in Demand under the selected programme (Ml/d) input as +ve 2023-24: 0; Gains in Water Available For Use / Savings in Demand under the selected programme (Ml/d) input as +ve 2024-25: 0; Gains in Water Available For Use / Savings in Demand under the selected programme (Ml/d) input as +ve 2025-26: 0.00017578; Gains in Water Available For Use / Savings in Demand under the selected programme (Ml/d) input as +ve 2026-27: 0.00033659; Gains in Water Available For Use / Savings in Demand under the selected programme (Ml/d) input as +ve 2027-28: 0.00048179; Gains in Water Available For Use / Savings in Demand under the selected programme (Ml/d) input as +ve 2028-29: 0.00061538; Gains in Water Available For Use / Savings in Demand under the selected programme (Ml/d) input as +ve 2029-30: 0.00074443; Gains in Water Available For Use / Savings in Demand under the selected programme (Ml/d) input as +ve 2030-31: 0.0008733; Gains in Water Available For Use / Savings in Demand under the selected programme (Ml/d) input as +ve 2031-32: 0.0010018; Gains in Water Available For Use / Savings in Demand under the selected programme (Ml/d) input as +ve 2032-33: 0.00113; Gains in Water Available For Use / Savings in Demand under the selected programme (Ml/d) input as +ve 2033-34: 0.0012579; Gains in Water Available For Use / Savings in Demand under the selected programme (Ml/d) input as +ve 2034-35: 0.0013855; Gains in Water Available For Use / Savings in Demand under the selected programme (Ml/d) input as +ve 2035-36: 0.0015129; Gains in Water Available For Use / Savings in Demand under the selected programme (Ml/d) input as +ve 2036-37: 0.00164; Gains in Water Available For Use / Savings in Demand under the selected programme (Ml/d) input as +ve 2037-38: 0.0017668; Gains in Water Available For Use / Savings in Demand under the selected programme (Ml/d) input as +ve 2038-39: 0.0018932; Gains in Water Available For Use / Savings in Demand under the selected programme (Ml/d) input as +ve 2039-40: 0.0020194; Gains in Water Available For Use / Savings in Demand under the selected programme (Ml/d) input as +ve 2040-41: 0.0021452; Gains in Water Available For Use / Savings in Demand under the selected programme (Ml/d) input as +ve 2041-42: 0.0022708; Gains in Water Available For Use / Savings in Demand under the selected programme (Ml/d) input as +ve 2042-43: 0.0023961; Gains in Water Available For Use / Savings in Demand under the selected programme (Ml/d) input as +ve 2043-44: 0.0025213; Gains in Water Available For Use / Savings in Demand under the selected programme (Ml/d) input as +ve 2044-45: 0.0026464; Gains in Water Available For Use / Savings in Demand under the selected programme (Ml/d) input as +ve 2045-46: 0.0027714; Gains in Water Available For Use / Savings in Demand under the selected programme (Ml/d) input as +ve 2046-47: 0.0028963; Gains in Water Available For Use / Savings in Demand under the selected programme (Ml/d) input as +ve 2047-48: 0.0030212; Gains in Water Available For Use / Savings in Demand under the selected programme (Ml/d) input as +ve 2048-49: 0.0031461; Gains in Water Available For Use / Savings in Demand under the selected programme (Ml/d) input as +ve 2049-50: 0.003271
51cF | Mains Replacement (MR1500).AWSNED | Mains Replacement (MR1500).AWSNED | Mains replacement (not trunk mains) | Distribution Options | N | Ofwat Core | AWSNED | Ml/d | 2 | Gains in Water Available For Use / Savings in Demand under the selected programme (Ml/d) input as +ve 2019-20: 0; Gains in Water Available For Use / Savings in Demand under the selected programme (Ml/d) input as +ve 2020-21: 0; Gains in Water Available For Use / Savings in Demand under the selected programme (Ml/d) input as +ve 2021-22: 0; Gains in Water Available For Use / Savings in Demand under the selected programme (Ml/d) input as +ve 2022-23: 0; Gains in Water Available For Use / Savings in Demand under the selected programme (Ml/d) input as +ve 2023-24: 0; Gains in Water Available For Use / Savings in Demand under the selected programme (Ml/d) input as +ve 2024-25: 0; Gains in Water Available For Use / Savings in Demand under the selected programme (Ml/d) input as +ve 2025-26: 0; Gains in Water Available For Use / Savings in Demand under the selected programme (Ml/d) input as +ve 2026-27: 0; Gains in Water Available For Use / Savings in Demand under the selected programme (Ml/d) input as +ve 2027-28: 0; Gains in Water Available For Use / Savings in Demand under the selected programme (Ml/d) input as +ve 2028-29: 0; Gains in Water Available For Use / Savings in Demand under the selected programme (Ml/d) input as +ve 2029-30: 0; Gains in Water Available For Use / Savings in Demand under the selected programme (Ml/d) input as +ve 2030-31: 0; Gains in Water Available For Use / Savings in Demand under the selected programme (Ml/d) input as +ve 2031-32: 0; Gains in Water Available For Use / Savings in Demand under the selected programme (Ml/d) input as +ve 2032-33: 0; Gains in Water Available For Use / Savings in Demand under the selected programme (Ml/d) input as +ve 2033-34: 0; Gains in Water Available For Use / Savings in Demand under the selected programme (Ml/d) input as +ve 2034-35: 0; Gains in Water Available For Use / Savings in Demand under the selected programme (Ml/d) input as +ve 2035-36: 0; Gains in Water Available For Use / Savings in Demand under the selected programme (Ml/d) input as +ve 2036-37: 0; Gains in Water Available For Use / Savings in Demand under the selected programme (Ml/d) input as +ve 2037-38: 0; Gains in Water Available For Use / Savings in Demand under the selected programme (Ml/d) input as +ve 2038-39: 0.23463; Gains in Water Available For Use / Savings in Demand under the selected programme (Ml/d) input as +ve 2039-40: 0.23463; Gains in Water Available For Use / Savings in Demand under the selected programme (Ml/d) input as +ve 2040-41: 0.23216; Gains in Water Available For Use / Savings in Demand under the selected programme (Ml/d) input as +ve 2041-42: 0.23092; Gains in Water Available For Use / Savings in Demand under the selected programme (Ml/d) input as +ve 2042-43: 0.23092; Gains in Water Available For Use / Savings in Demand under the selected programme (Ml/d) input as +ve 2043-44: 0.23092; Gains in Water Available For Use / Savings in Demand under the selected programme (Ml/d) input as +ve 2044-45: 0.23092; Gains in Water Available For Use / Savings in Demand under the selected programme (Ml/d) input as +ve 2045-46: 0.23092; Gains in Water Available For Use / Savings in Demand under the selected programme (Ml/d) input as +ve 2046-47: 0.37897; Gains in Water Available For Use / Savings in Demand under the selected programme (Ml/d) input as +ve 2047-48: 0.37897; Gains in Water Available For Use / Savings in Demand under the selected programme (Ml/d) input as +ve 2048-49: 0.37897; Gains in Water Available For Use / Savings in Demand under the selected programme (Ml/d) input as +ve 2049-50: 0.37897
51cP | Mains Replacement (MRMax).AWSNED | Mains Replacement (MRMax).AWSNED | Mains replacement (not trunk mains) | Distribution Options | N | Preferred | AWSNED | Ml/d | 2 | Gains in Water Available For Use / Savings in Demand under the selected programme (Ml/d) input as +ve 2019-20: 0; Gains in Water Available For Use / Savings in Demand under the selected programme (Ml/d) input as +ve 2020-21: 0; Gains in Water Available For Use / Savings in Demand under the selected programme (Ml/d) input as +ve 2021-22: 0; Gains in Water Available For Use / Savings in Demand under the selected programme (Ml/d) input as +ve 2022-23: 0; Gains in Water Available For Use / Savings in Demand under the selected programme (Ml/d) input as +ve 2023-24: 0; Gains in Water Available For Use / Savings in Demand under the selected programme (Ml/d) input as +ve 2024-25: 0; Gains in Water Available For Use / Savings in Demand under the selected programme (Ml/d) input as +ve 2025-26: 0; Gains in Water Available For Use / Savings in Demand under the selected programme (Ml/d) input as +ve 2026-27: 0; Gains in Water Available For Use / Savings in Demand under the selected programme (Ml/d) input as +ve 2027-28: 0; Gains in Water Available For Use / Savings in Demand under the selected programme (Ml/d) input as +ve 2028-29: 0; Gains in Water Available For Use / Savings in Demand under the selected programme (Ml/d) input as +ve 2029-30: 0; Gains in Water Available For Use / Savings in Demand under the selected programme (Ml/d) input as +ve 2030-31: 0; Gains in Water Available For Use / Savings in Demand under the selected programme (Ml/d) input as +ve 2031-32: 0; Gains in Water Available For Use / Savings in Demand under the selected programme (Ml/d) input as +ve 2032-33: 0; Gains in Water Available For Use / Savings in Demand under the selected programme (Ml/d) input as +ve 2033-34: 0; Gains in Water Available For Use / Savings in Demand under the selected programme (Ml/d) input as +ve 2034-35: 0; Gains in Water Available For Use / Savings in Demand under the selected programme (Ml/d) input as +ve 2035-36: 0.23463; Gains in Water Available For Use / Savings in Demand under the selected programme (Ml/d) input as +ve 2036-37: 0.23463; Gains in Water Available For Use / Savings in Demand under the selected programme (Ml/d) input as +ve 2037-38: 0.38505; Gains in Water Available For Use / Savings in Demand under the selected programme (Ml/d) input as +ve 2038-39: 0.38505; Gains in Water Available For Use / Savings in Demand under the selected programme (Ml/d) input as +ve 2039-40: 0.38505; Gains in Water Available For Use / Savings in Demand under the selected programme (Ml/d) input as +ve 2040-41: 0.381; Gains in Water Available For Use / Savings in Demand under the selected programme (Ml/d) input as +ve 2041-42: 0.37897; Gains in Water Available For Use / Savings in Demand under the selected programme (Ml/d) input as +ve 2042-43: 0.37897; Gains in Water Available For Use / Savings in Demand under the selected programme (Ml/d) input as +ve 2043-44: 0.37897; Gains in Water Available For Use / Savings in Demand under the selected programme (Ml/d) input as +ve 2044-45: 0.37897; Gains in Water Available For Use / Savings in Demand under the selected programme (Ml/d) input as +ve 2045-46: 0.37897; Gains in Water Available For Use / Savings in Demand under the selected programme (Ml/d) input as +ve 2046-47: 0.37897; Gains in Water Available For Use / Savings in Demand under the selected programme (Ml/d) input as +ve 2047-48: 0.37897; Gains in Water Available For Use / Savings in Demand under the selected programme (Ml/d) input as +ve 2048-49: 0.37897; Gains in Water Available For Use / Savings in Demand under the selected programme (Ml/d) input as +ve 2049-50: 0.37897
51dF | NHH. NHH PL repairs.AWSNED | NHH. NHH PL repairs.AWSNED | Non-household water audit | Customer Options | N | Least Cost | AWSNED | Ml/d | 2 | Gains in Water Available For Use / Savings in Demand under the selected programme (Ml/d) input as +ve 2019-20: 0; Gains in Water Available For Use / Savings in Demand under the selected programme (Ml/d) input as +ve 2020-21: 0; Gains in Water Available For Use / Savings in Demand under the selected programme (Ml/d) input as +ve 2021-22: 0; Gains in Water Available For Use / Savings in Demand under the selected programme (Ml/d) input as +ve 2022-23: 0; Gains in Water Available For Use / Savings in Demand under the selected programme (Ml/d) input as +ve 2023-24: 0; Gains in Water Available For Use / Savings in Demand under the selected programme (Ml/d) input as +ve 2024-25: 0; Gains in Water Available For Use / Savings in Demand under the selected programme (Ml/d) input as +ve 2025-26: 0.0047808; Gains in Water Available For Use / Savings in Demand under the selected programme (Ml/d) input as +ve 2026-27: 0.0091545; Gains in Water Available For Use / Savings in Demand under the selected programme (Ml/d) input as +ve 2027-28: 0.013104; Gains in Water Available For Use / Savings in Demand under the selected programme (Ml/d) input as +ve 2028-29: 0.016737; Gains in Water Available For Use / Savings in Demand under the selected programme (Ml/d) input as +ve 2029-30: 0.020247; Gains in Water Available For Use / Savings in Demand under the selected programme (Ml/d) input as +ve 2030-31: 0.023752; Gains in Water Available For Use / Savings in Demand under the selected programme (Ml/d) input as +ve 2031-32: 0.027247; Gains in Water Available For Use / Savings in Demand under the selected programme (Ml/d) input as +ve 2032-33: 0.030734; Gains in Water Available For Use / Savings in Demand under the selected programme (Ml/d) input as +ve 2033-34: 0.034212; Gains in Water Available For Use / Savings in Demand under the selected programme (Ml/d) input as +ve 2034-35: 0.037684; Gains in Water Available For Use / Savings in Demand under the selected programme (Ml/d) input as +ve 2035-36: 0.041148; Gains in Water Available For Use / Savings in Demand under the selected programme (Ml/d) input as +ve 2036-37: 0.044604; Gains in Water Available For Use / Savings in Demand under the selected programme (Ml/d) input as +ve 2037-38: 0.048053; Gains in Water Available For Use / Savings in Demand under the selected programme (Ml/d) input as +ve 2038-39: 0.051492; Gains in Water Available For Use / Savings in Demand under the selected programme (Ml/d) input as +ve 2039-40: 0.054922; Gains in Water Available For Use / Savings in Demand under the selected programme (Ml/d) input as +ve 2040-41: 0.058345; Gains in Water Available For Use / Savings in Demand under the selected programme (Ml/d) input as +ve 2041-42: 0.06176; Gains in Water Available For Use / Savings in Demand under the selected programme (Ml/d) input as +ve 2042-43: 0.06517; Gains in Water Available For Use / Savings in Demand under the selected programme (Ml/d) input as +ve 2043-44: 0.068575; Gains in Water Available For Use / Savings in Demand under the selected programme (Ml/d) input as +ve 2044-45: 0.071976; Gains in Water Available For Use / Savings in Demand under the selected programme (Ml/d) input as +ve 2045-46: 0.075375; Gains in Water Available For Use / Savings in Demand under the selected programme (Ml/d) input as +ve 2046-47: 0.078773; Gains in Water Available For Use / Savings in Demand under the selected programme (Ml/d) input as +ve 2047-48: 0.082169; Gains in Water Available For Use / Savings in Demand under the selected programme (Ml/d) input as +ve 2048-49: 0.085566; Gains in Water Available For Use / Savings in Demand under the selected programme (Ml/d) input as +ve 2049-50: 0.088965
51dF | NHH. NHH PL repairs.AWSNED | NHH. NHH PL repairs.AWSNED | Non-household water audit | Customer Options | N | Ofwat Core | AWSNED | Ml/d | 2 | Gains in Water Available For Use / Savings in Demand under the selected programme (Ml/d) input as +ve 2019-20: 0; Gains in Water Available For Use / Savings in Demand under the selected programme (Ml/d) input as +ve 2020-21: 0; Gains in Water Available For Use / Savings in Demand under the selected programme (Ml/d) input as +ve 2021-22: 0; Gains in Water Available For Use / Savings in Demand under the selected programme (Ml/d) input as +ve 2022-23: 0; Gains in Water Available For Use / Savings in Demand under the selected programme (Ml/d) input as +ve 2023-24: 0; Gains in Water Available For Use / Savings in Demand under the selected programme (Ml/d) input as +ve 2024-25: 0; Gains in Water Available For Use / Savings in Demand under the selected programme (Ml/d) input as +ve 2025-26: 0.0047808; Gains in Water Available For Use / Savings in Demand under the selected programme (Ml/d) input as +ve 2026-27: 0.0091545; Gains in Water Available For Use / Savings in Demand under the selected programme (Ml/d) input as +ve 2027-28: 0.013104; Gains in Water Available For Use / Savings in Demand under the selected programme (Ml/d) input as +ve 2028-29: 0.016737; Gains in Water Available For Use / Savings in Demand under the selected programme (Ml/d) input as +ve 2029-30: 0.020247; Gains in Water Available For Use / Savings in Demand under the selected programme (Ml/d) input as +ve 2030-31: 0.023752; Gains in Water Available For Use / Savings in Demand under the selected programme (Ml/d) input as +ve 2031-32: 0.027247; Gains in Water Available For Use / Savings in Demand under the selected programme (Ml/d) input as +ve 2032-33: 0.030734; Gains in Water Available For Use / Savings in Demand under the selected programme (Ml/d) input as +ve 2033-34: 0.034212; Gains in Water Available For Use / Savings in Demand under the selected programme (Ml/d) input as +ve 2034-35: 0.037684; Gains in Water Available For Use / Savings in Demand under the selected programme (Ml/d) input as +ve 2035-36: 0.041148; Gains in Water Available For Use / Savings in Demand under the selected programme (Ml/d) input as +ve 2036-37: 0.044604; Gains in Water Available For Use / Savings in Demand under the selected programme (Ml/d) input as +ve 2037-38: 0.048053; Gains in Water Available For Use / Savings in Demand under the selected programme (Ml/d) input as +ve 2038-39: 0.051492; Gains in Water Available For Use / Savings in Demand under the selected programme (Ml/d) input as +ve 2039-40: 0.054922; Gains in Water Available For Use / Savings in Demand under the selected programme (Ml/d) input as +ve 2040-41: 0.058345; Gains in Water Available For Use / Savings in Demand under the selected programme (Ml/d) input as +ve 2041-42: 0.06176; Gains in Water Available For Use / Savings in Demand under the selected programme (Ml/d) input as +ve 2042-43: 0.06517; Gains in Water Available For Use / Savings in Demand under the selected programme (Ml/d) input as +ve 2043-44: 0.068575; Gains in Water Available For Use / Savings in Demand under the selected programme (Ml/d) input as +ve 2044-45: 0.071976; Gains in Water Available For Use / Savings in Demand under the selected programme (Ml/d) input as +ve 2045-46: 0.075375; Gains in Water Available For Use / Savings in Demand under the selected programme (Ml/d) input as +ve 2046-47: 0.078773; Gains in Water Available For Use / Savings in Demand under the selected programme (Ml/d) input as +ve 2047-48: 0.082169; Gains in Water Available For Use / Savings in Demand under the selected programme (Ml/d) input as +ve 2048-49: 0.085566; Gains in Water Available For Use / Savings in Demand under the selected programme (Ml/d) input as +ve 2049-50: 0.088965
51dP | NHH. NHH PL repairs.AWSNED | NHH. NHH PL repairs.AWSNED | Non-household water audit | Customer Options | N | Preferred | AWSNED | Ml/d | 2 | Gains in Water Available For Use / Savings in Demand under the selected programme (Ml/d) input as +ve 2019-20: 0; Gains in Water Available For Use / Savings in Demand under the selected programme (Ml/d) input as +ve 2020-21: 0; Gains in Water Available For Use / Savings in Demand under the selected programme (Ml/d) input as +ve 2021-22: 0; Gains in Water Available For Use / Savings in Demand under the selected programme (Ml/d) input as +ve 2022-23: 0; Gains in Water Available For Use / Savings in Demand under the selected programme (Ml/d) input as +ve 2023-24: 0; Gains in Water Available For Use / Savings in Demand under the selected programme (Ml/d) input as +ve 2024-25: 0; Gains in Water Available For Use / Savings in Demand under the selected programme (Ml/d) input as +ve 2025-26: 0.0047808; Gains in Water Available For Use / Savings in Demand under the selected programme (Ml/d) input as +ve 2026-27: 0.0091545; Gains in Water Available For Use / Savings in Demand under the selected programme (Ml/d) input as +ve 2027-28: 0.013104; Gains in Water Available For Use / Savings in Demand under the selected programme (Ml/d) input as +ve 2028-29: 0.016737; Gains in Water Available For Use / Savings in Demand under the selected programme (Ml/d) input as +ve 2029-30: 0.020247; Gains in Water Available For Use / Savings in Demand under the selected programme (Ml/d) input as +ve 2030-31: 0.023752; Gains in Water Available For Use / Savings in Demand under the selected programme (Ml/d) input as +ve 2031-32: 0.027247; Gains in Water Available For Use / Savings in Demand under the selected programme (Ml/d) input as +ve 2032-33: 0.030734; Gains in Water Available For Use / Savings in Demand under the selected programme (Ml/d) input as +ve 2033-34: 0.034212; Gains in Water Available For Use / Savings in Demand under the selected programme (Ml/d) input as +ve 2034-35: 0.037684; Gains in Water Available For Use / Savings in Demand under the selected programme (Ml/d) input as +ve 2035-36: 0.041148; Gains in Water Available For Use / Savings in Demand under the selected programme (Ml/d) input as +ve 2036-37: 0.044604; Gains in Water Available For Use / Savings in Demand under the selected programme (Ml/d) input as +ve 2037-38: 0.048053; Gains in Water Available For Use / Savings in Demand under the selected programme (Ml/d) input as +ve 2038-39: 0.051492; Gains in Water Available For Use / Savings in Demand under the selected programme (Ml/d) input as +ve 2039-40: 0.054922; Gains in Water Available For Use / Savings in Demand under the selected programme (Ml/d) input as +ve 2040-41: 0.058345; Gains in Water Available For Use / Savings in Demand under the selected programme (Ml/d) input as +ve 2041-42: 0.06176; Gains in Water Available For Use / Savings in Demand under the selected programme (Ml/d) input as +ve 2042-43: 0.06517; Gains in Water Available For Use / Savings in Demand under the selected programme (Ml/d) input as +ve 2043-44: 0.068575; Gains in Water Available For Use / Savings in Demand under the selected programme (Ml/d) input as +ve 2044-45: 0.071976; Gains in Water Available For Use / Savings in Demand under the selected programme (Ml/d) input as +ve 2045-46: 0.075375; Gains in Water Available For Use / Savings in Demand under the selected programme (Ml/d) input as +ve 2046-47: 0.078773; Gains in Water Available For Use / Savings in Demand under the selected programme (Ml/d) input as +ve 2047-48: 0.082169; Gains in Water Available For Use / Savings in Demand under the selected programme (Ml/d) input as +ve 2048-49: 0.085566; Gains in Water Available For Use / Savings in Demand under the selected programme (Ml/d) input as +ve 2049-50: 0.088965
51dF | NHH. NHH PL100 repairs.AWSNED | NHH. NHH PL100 repairs.AWSNED | Non-household water audit | Customer Options | N | Least Cost | AWSNED | Ml/d | 2 | Gains in Water Available For Use / Savings in Demand under the selected programme (Ml/d) input as +ve 2019-20: 0; Gains in Water Available For Use / Savings in Demand under the selected programme (Ml/d) input as +ve 2020-21: 0; Gains in Water Available For Use / Savings in Demand under the selected programme (Ml/d) input as +ve 2021-22: 0; Gains in Water Available For Use / Savings in Demand under the selected programme (Ml/d) input as +ve 2022-23: 0; Gains in Water Available For Use / Savings in Demand under the selected programme (Ml/d) input as +ve 2023-24: 0; Gains in Water Available For Use / Savings in Demand under the selected programme (Ml/d) input as +ve 2024-25: 0; Gains in Water Available For Use / Savings in Demand under the selected programme (Ml/d) input as +ve 2025-26: 0.0011753; Gains in Water Available For Use / Savings in Demand under the selected programme (Ml/d) input as +ve 2026-27: 0.0022505; Gains in Water Available For Use / Savings in Demand under the selected programme (Ml/d) input as +ve 2027-28: 0.0032213; Gains in Water Available For Use / Savings in Demand under the selected programme (Ml/d) input as +ve 2028-29: 0.0041146; Gains in Water Available For Use / Savings in Demand under the selected programme (Ml/d) input as +ve 2029-30: 0.0049774; Gains in Water Available For Use / Savings in Demand under the selected programme (Ml/d) input as +ve 2030-31: 0.005839; Gains in Water Available For Use / Savings in Demand under the selected programme (Ml/d) input as +ve 2031-32: 0.0066983; Gains in Water Available For Use / Savings in Demand under the selected programme (Ml/d) input as +ve 2032-33: 0.0075553; Gains in Water Available For Use / Savings in Demand under the selected programme (Ml/d) input as +ve 2033-34: 0.0084105; Gains in Water Available For Use / Savings in Demand under the selected programme (Ml/d) input as +ve 2034-35: 0.0092639; Gains in Water Available For Use / Savings in Demand under the selected programme (Ml/d) input as +ve 2035-36: 0.010116; Gains in Water Available For Use / Savings in Demand under the selected programme (Ml/d) input as +ve 2036-37: 0.010965; Gains in Water Available For Use / Savings in Demand under the selected programme (Ml/d) input as +ve 2037-38: 0.011813; Gains in Water Available For Use / Savings in Demand under the selected programme (Ml/d) input as +ve 2038-39: 0.012658; Gains in Water Available For Use / Savings in Demand under the selected programme (Ml/d) input as +ve 2039-40: 0.013502; Gains in Water Available For Use / Savings in Demand under the selected programme (Ml/d) input as +ve 2040-41: 0.014343; Gains in Water Available For Use / Savings in Demand under the selected programme (Ml/d) input as +ve 2041-42: 0.015183; Gains in Water Available For Use / Savings in Demand under the selected programme (Ml/d) input as +ve 2042-43: 0.016021; Gains in Water Available For Use / Savings in Demand under the selected programme (Ml/d) input as +ve 2043-44: 0.016858; Gains in Water Available For Use / Savings in Demand under the selected programme (Ml/d) input as +ve 2044-45: 0.017694; Gains in Water Available For Use / Savings in Demand under the selected programme (Ml/d) input as +ve 2045-46: 0.01853; Gains in Water Available For Use / Savings in Demand under the selected programme (Ml/d) input as +ve 2046-47: 0.019365; Gains in Water Available For Use / Savings in Demand under the selected programme (Ml/d) input as +ve 2047-48: 0.0202; Gains in Water Available For Use / Savings in Demand under the selected programme (Ml/d) input as +ve 2048-49: 0.021035; Gains in Water Available For Use / Savings in Demand under the selected programme (Ml/d) input as +ve 2049-50: 0.02187
51dF | NHH. NHH PL100 repairs.AWSNED | NHH. NHH PL100 repairs.AWSNED | Non-household water audit | Customer Options | N | Ofwat Core | AWSNED | Ml/d | 2 | Gains in Water Available For Use / Savings in Demand under the selected programme (Ml/d) input as +ve 2019-20: 0; Gains in Water Available For Use / Savings in Demand under the selected programme (Ml/d) input as +ve 2020-21: 0; Gains in Water Available For Use / Savings in Demand under the selected programme (Ml/d) input as +ve 2021-22: 0; Gains in Water Available For Use / Savings in Demand under the selected programme (Ml/d) input as +ve 2022-23: 0; Gains in Water Available For Use / Savings in Demand under the selected programme (Ml/d) input as +ve 2023-24: 0; Gains in Water Available For Use / Savings in Demand under the selected programme (Ml/d) input as +ve 2024-25: 0; Gains in Water Available For Use / Savings in Demand under the selected programme (Ml/d) input as +ve 2025-26: 0.0011753; Gains in Water Available For Use / Savings in Demand under the selected programme (Ml/d) input as +ve 2026-27: 0.0022505; Gains in Water Available For Use / Savings in Demand under the selected programme (Ml/d) input as +ve 2027-28: 0.0032213; Gains in Water Available For Use / Savings in Demand under the selected programme (Ml/d) input as +ve 2028-29: 0.0041146; Gains in Water Available For Use / Savings in Demand under the selected programme (Ml/d) input as +ve 2029-30: 0.0049774; Gains in Water Available For Use / Savings in Demand under the selected programme (Ml/d) input as +ve 2030-31: 0.005839; Gains in Water Available For Use / Savings in Demand under the selected programme (Ml/d) input as +ve 2031-32: 0.0066983; Gains in Water Available For Use / Savings in Demand under the selected programme (Ml/d) input as +ve 2032-33: 0.0075553; Gains in Water Available For Use / Savings in Demand under the selected programme (Ml/d) input as +ve 2033-34: 0.0084105; Gains in Water Available For Use / Savings in Demand under the selected programme (Ml/d) input as +ve 2034-35: 0.0092639; Gains in Water Available For Use / Savings in Demand under the selected programme (Ml/d) input as +ve 2035-36: 0.010116; Gains in Water Available For Use / Savings in Demand under the selected programme (Ml/d) input as +ve 2036-37: 0.010965; Gains in Water Available For Use / Savings in Demand under the selected programme (Ml/d) input as +ve 2037-38: 0.011813; Gains in Water Available For Use / Savings in Demand under the selected programme (Ml/d) input as +ve 2038-39: 0.012658; Gains in Water Available For Use / Savings in Demand under the selected programme (Ml/d) input as +ve 2039-40: 0.013502; Gains in Water Available For Use / Savings in Demand under the selected programme (Ml/d) input as +ve 2040-41: 0.014343; Gains in Water Available For Use / Savings in Demand under the selected programme (Ml/d) input as +ve 2041-42: 0.015183; Gains in Water Available For Use / Savings in Demand under the selected programme (Ml/d) input as +ve 2042-43: 0.016021; Gains in Water Available For Use / Savings in Demand under the selected programme (Ml/d) input as +ve 2043-44: 0.016858; Gains in Water Available For Use / Savings in Demand under the selected programme (Ml/d) input as +ve 2044-45: 0.017694; Gains in Water Available For Use / Savings in Demand under the selected programme (Ml/d) input as +ve 2045-46: 0.01853; Gains in Water Available For Use / Savings in Demand under the selected programme (Ml/d) input as +ve 2046-47: 0.019365; Gains in Water Available For Use / Savings in Demand under the selected programme (Ml/d) input as +ve 2047-48: 0.0202; Gains in Water Available For Use / Savings in Demand under the selected programme (Ml/d) input as +ve 2048-49: 0.021035; Gains in Water Available For Use / Savings in Demand under the selected programme (Ml/d) input as +ve 2049-50: 0.02187
51dP | NHH. NHH PL100 repairs.AWSNED | NHH. NHH PL100 repairs.AWSNED | Non-household water audit | Customer Options | N | Preferred | AWSNED | Ml/d | 2 | Gains in Water Available For Use / Savings in Demand under the selected programme (Ml/d) input as +ve 2019-20: 0; Gains in Water Available For Use / Savings in Demand under the selected programme (Ml/d) input as +ve 2020-21: 0; Gains in Water Available For Use / Savings in Demand under the selected programme (Ml/d) input as +ve 2021-22: 0; Gains in Water Available For Use / Savings in Demand under the selected programme (Ml/d) input as +ve 2022-23: 0; Gains in Water Available For Use / Savings in Demand under the selected programme (Ml/d) input as +ve 2023-24: 0; Gains in Water Available For Use / Savings in Demand under the selected programme (Ml/d) input as +ve 2024-25: 0; Gains in Water Available For Use / Savings in Demand under the selected programme (Ml/d) input as +ve 2025-26: 0.0011753; Gains in Water Available For Use / Savings in Demand under the selected programme (Ml/d) input as +ve 2026-27: 0.0022505; Gains in Water Available For Use / Savings in Demand under the selected programme (Ml/d) input as +ve 2027-28: 0.0032213; Gains in Water Available For Use / Savings in Demand under the selected programme (Ml/d) input as +ve 2028-29: 0.0041146; Gains in Water Available For Use / Savings in Demand under the selected programme (Ml/d) input as +ve 2029-30: 0.0049774; Gains in Water Available For Use / Savings in Demand under the selected programme (Ml/d) input as +ve 2030-31: 0.005839; Gains in Water Available For Use / Savings in Demand under the selected programme (Ml/d) input as +ve 2031-32: 0.0066983; Gains in Water Available For Use / Savings in Demand under the selected programme (Ml/d) input as +ve 2032-33: 0.0075553; Gains in Water Available For Use / Savings in Demand under the selected programme (Ml/d) input as +ve 2033-34: 0.0084105; Gains in Water Available For Use / Savings in Demand under the selected programme (Ml/d) input as +ve 2034-35: 0.0092639; Gains in Water Available For Use / Savings in Demand under the selected programme (Ml/d) input as +ve 2035-36: 0.010116; Gains in Water Available For Use / Savings in Demand under the selected programme (Ml/d) input as +ve 2036-37: 0.010965; Gains in Water Available For Use / Savings in Demand under the selected programme (Ml/d) input as +ve 2037-38: 0.011813; Gains in Water Available For Use / Savings in Demand under the selected programme (Ml/d) input as +ve 2038-39: 0.012658; Gains in Water Available For Use / Savings in Demand under the selected programme (Ml/d) input as +ve 2039-40: 0.013502; Gains in Water Available For Use / Savings in Demand under the selected programme (Ml/d) input as +ve 2040-41: 0.014343; Gains in Water Available For Use / Savings in Demand under the selected programme (Ml/d) input as +ve 2041-42: 0.015183; Gains in Water Available For Use / Savings in Demand under the selected programme (Ml/d) input as +ve 2042-43: 0.016021; Gains in Water Available For Use / Savings in Demand under the selected programme (Ml/d) input as +ve 2043-44: 0.016858; Gains in Water Available For Use / Savings in Demand under the selected programme (Ml/d) input as +ve 2044-45: 0.017694; Gains in Water Available For Use / Savings in Demand under the selected programme (Ml/d) input as +ve 2045-46: 0.01853; Gains in Water Available For Use / Savings in Demand under the selected programme (Ml/d) input as +ve 2046-47: 0.019365; Gains in Water Available For Use / Savings in Demand under the selected programme (Ml/d) input as +ve 2047-48: 0.0202; Gains in Water Available For Use / Savings in Demand under the selected programme (Ml/d) input as +ve 2048-49: 0.021035; Gains in Water Available For Use / Savings in Demand under the selected programme (Ml/d) input as +ve 2049-50: 0.02187
51dF | NHH. WEF Visit Lower.AWSNED | NHH. WEF Visit Lower.AWSNED | Non-household water audit | Customer Options | N | Least Cost | AWSNED | Ml/d | 2 | Gains in Water Available For Use / Savings in Demand under the selected programme (Ml/d) input as +ve 2019-20: 0; Gains in Water Available For Use / Savings in Demand under the selected programme (Ml/d) input as +ve 2020-21: 0; Gains in Water Available For Use / Savings in Demand under the selected programme (Ml/d) input as +ve 2021-22: 0; Gains in Water Available For Use / Savings in Demand under the selected programme (Ml/d) input as +ve 2022-23: 0; Gains in Water Available For Use / Savings in Demand under the selected programme (Ml/d) input as +ve 2023-24: 0; Gains in Water Available For Use / Savings in Demand under the selected programme (Ml/d) input as +ve 2024-25: 0; Gains in Water Available For Use / Savings in Demand under the selected programme (Ml/d) input as +ve 2025-26: 0.0028238; Gains in Water Available For Use / Savings in Demand under the selected programme (Ml/d) input as +ve 2026-27: 0.005407; Gains in Water Available For Use / Savings in Demand under the selected programme (Ml/d) input as +ve 2027-28: 0.0077395; Gains in Water Available For Use / Savings in Demand under the selected programme (Ml/d) input as +ve 2028-29: 0.0098857; Gains in Water Available For Use / Savings in Demand under the selected programme (Ml/d) input as +ve 2029-30: 0.011959; Gains in Water Available For Use / Savings in Demand under the selected programme (Ml/d) input as +ve 2030-31: 0.014029; Gains in Water Available For Use / Savings in Demand under the selected programme (Ml/d) input as +ve 2031-32: 0.016093; Gains in Water Available For Use / Savings in Demand under the selected programme (Ml/d) input as +ve 2032-33: 0.018152; Gains in Water Available For Use / Savings in Demand under the selected programme (Ml/d) input as +ve 2033-34: 0.020207; Gains in Water Available For Use / Savings in Demand under the selected programme (Ml/d) input as +ve 2034-35: 0.022258; Gains in Water Available For Use / Savings in Demand under the selected programme (Ml/d) input as +ve 2035-36: 0.024304; Gains in Water Available For Use / Savings in Demand under the selected programme (Ml/d) input as +ve 2036-37: 0.026345; Gains in Water Available For Use / Savings in Demand under the selected programme (Ml/d) input as +ve 2037-38: 0.028382; Gains in Water Available For Use / Savings in Demand under the selected programme (Ml/d) input as +ve 2038-39: 0.030413; Gains in Water Available For Use / Savings in Demand under the selected programme (Ml/d) input as +ve 2039-40: 0.032439; Gains in Water Available For Use / Savings in Demand under the selected programme (Ml/d) input as +ve 2040-41: 0.034461; Gains in Water Available For Use / Savings in Demand under the selected programme (Ml/d) input as +ve 2041-42: 0.036478; Gains in Water Available For Use / Savings in Demand under the selected programme (Ml/d) input as +ve 2042-43: 0.038492; Gains in Water Available For Use / Savings in Demand under the selected programme (Ml/d) input as +ve 2043-44: 0.040503; Gains in Water Available For Use / Savings in Demand under the selected programme (Ml/d) input as +ve 2044-45: 0.042512; Gains in Water Available For Use / Savings in Demand under the selected programme (Ml/d) input as +ve 2045-46: 0.04452; Gains in Water Available For Use / Savings in Demand under the selected programme (Ml/d) input as +ve 2046-47: 0.046526; Gains in Water Available For Use / Savings in Demand under the selected programme (Ml/d) input as +ve 2047-48: 0.048533; Gains in Water Available For Use / Savings in Demand under the selected programme (Ml/d) input as +ve 2048-49: 0.050539; Gains in Water Available For Use / Savings in Demand under the selected programme (Ml/d) input as +ve 2049-50: 0.052546
51dF | NHH. WEF Visit Lower.AWSNED | NHH. WEF Visit Lower.AWSNED | Non-household water audit | Customer Options | N | Ofwat Core | AWSNED | Ml/d | 2 | Gains in Water Available For Use / Savings in Demand under the selected programme (Ml/d) input as +ve 2019-20: 0; Gains in Water Available For Use / Savings in Demand under the selected programme (Ml/d) input as +ve 2020-21: 0; Gains in Water Available For Use / Savings in Demand under the selected programme (Ml/d) input as +ve 2021-22: 0; Gains in Water Available For Use / Savings in Demand under the selected programme (Ml/d) input as +ve 2022-23: 0; Gains in Water Available For Use / Savings in Demand under the selected programme (Ml/d) input as +ve 2023-24: 0; Gains in Water Available For Use / Savings in Demand under the selected programme (Ml/d) input as +ve 2024-25: 0; Gains in Water Available For Use / Savings in Demand under the selected programme (Ml/d) input as +ve 2025-26: 0.0028238; Gains in Water Available For Use / Savings in Demand under the selected programme (Ml/d) input as +ve 2026-27: 0.005407; Gains in Water Available For Use / Savings in Demand under the selected programme (Ml/d) input as +ve 2027-28: 0.0077395; Gains in Water Available For Use / Savings in Demand under the selected programme (Ml/d) input as +ve 2028-29: 0.0098857; Gains in Water Available For Use / Savings in Demand under the selected programme (Ml/d) input as +ve 2029-30: 0.011959; Gains in Water Available For Use / Savings in Demand under the selected programme (Ml/d) input as +ve 2030-31: 0.014029; Gains in Water Available For Use / Savings in Demand under the selected programme (Ml/d) input as +ve 2031-32: 0.016093; Gains in Water Available For Use / Savings in Demand under the selected programme (Ml/d) input as +ve 2032-33: 0.018152; Gains in Water Available For Use / Savings in Demand under the selected programme (Ml/d) input as +ve 2033-34: 0.020207; Gains in Water Available For Use / Savings in Demand under the selected programme (Ml/d) input as +ve 2034-35: 0.022258; Gains in Water Available For Use / Savings in Demand under the selected programme (Ml/d) input as +ve 2035-36: 0.024304; Gains in Water Available For Use / Savings in Demand under the selected programme (Ml/d) input as +ve 2036-37: 0.026345; Gains in Water Available For Use / Savings in Demand under the selected programme (Ml/d) input as +ve 2037-38: 0.028382; Gains in Water Available For Use / Savings in Demand under the selected programme (Ml/d) input as +ve 2038-39: 0.030413; Gains in Water Available For Use / Savings in Demand under the selected programme (Ml/d) input as +ve 2039-40: 0.032439; Gains in Water Available For Use / Savings in Demand under the selected programme (Ml/d) input as +ve 2040-41: 0.034461; Gains in Water Available For Use / Savings in Demand under the selected programme (Ml/d) input as +ve 2041-42: 0.036478; Gains in Water Available For Use / Savings in Demand under the selected programme (Ml/d) input as +ve 2042-43: 0.038492; Gains in Water Available For Use / Savings in Demand under the selected programme (Ml/d) input as +ve 2043-44: 0.040503; Gains in Water Available For Use / Savings in Demand under the selected programme (Ml/d) input as +ve 2044-45: 0.042512; Gains in Water Available For Use / Savings in Demand under the selected programme (Ml/d) input as +ve 2045-46: 0.04452; Gains in Water Available For Use / Savings in Demand under the selected programme (Ml/d) input as +ve 2046-47: 0.046526; Gains in Water Available For Use / Savings in Demand under the selected programme (Ml/d) input as +ve 2047-48: 0.048533; Gains in Water Available For Use / Savings in Demand under the selected programme (Ml/d) input as +ve 2048-49: 0.050539; Gains in Water Available For Use / Savings in Demand under the selected programme (Ml/d) input as +ve 2049-50: 0.052546
51dP | NHH. WEF Visit Lower.AWSNED | NHH. WEF Visit Lower.AWSNED | Non-household water audit | Customer Options | N | Preferred | AWSNED | Ml/d | 2 | Gains in Water Available For Use / Savings in Demand under the selected programme (Ml/d) input as +ve 2019-20: 0; Gains in Water Available For Use / Savings in Demand under the selected programme (Ml/d) input as +ve 2020-21: 0; Gains in Water Available For Use / Savings in Demand under the selected programme (Ml/d) input as +ve 2021-22: 0; Gains in Water Available For Use / Savings in Demand under the selected programme (Ml/d) input as +ve 2022-23: 0; Gains in Water Available For Use / Savings in Demand under the selected programme (Ml/d) input as +ve 2023-24: 0; Gains in Water Available For Use / Savings in Demand under the selected programme (Ml/d) input as +ve 2024-25: 0; Gains in Water Available For Use / Savings in Demand under the selected programme (Ml/d) input as +ve 2025-26: 0.0028238; Gains in Water Available For Use / Savings in Demand under the selected programme (Ml/d) input as +ve 2026-27: 0.005407; Gains in Water Available For Use / Savings in Demand under the selected programme (Ml/d) input as +ve 2027-28: 0.0077395; Gains in Water Available For Use / Savings in Demand under the selected programme (Ml/d) input as +ve 2028-29: 0.0098857; Gains in Water Available For Use / Savings in Demand under the selected programme (Ml/d) input as +ve 2029-30: 0.011959; Gains in Water Available For Use / Savings in Demand under the selected programme (Ml/d) input as +ve 2030-31: 0.014029; Gains in Water Available For Use / Savings in Demand under the selected programme (Ml/d) input as +ve 2031-32: 0.016093; Gains in Water Available For Use / Savings in Demand under the selected programme (Ml/d) input as +ve 2032-33: 0.018152; Gains in Water Available For Use / Savings in Demand under the selected programme (Ml/d) input as +ve 2033-34: 0.020207; Gains in Water Available For Use / Savings in Demand under the selected programme (Ml/d) input as +ve 2034-35: 0.022258; Gains in Water Available For Use / Savings in Demand under the selected programme (Ml/d) input as +ve 2035-36: 0.024304; Gains in Water Available For Use / Savings in Demand under the selected programme (Ml/d) input as +ve 2036-37: 0.026345; Gains in Water Available For Use / Savings in Demand under the selected programme (Ml/d) input as +ve 2037-38: 0.028382; Gains in Water Available For Use / Savings in Demand under the selected programme (Ml/d) input as +ve 2038-39: 0.030413; Gains in Water Available For Use / Savings in Demand under the selected programme (Ml/d) input as +ve 2039-40: 0.032439; Gains in Water Available For Use / Savings in Demand under the selected programme (Ml/d) input as +ve 2040-41: 0.034461; Gains in Water Available For Use / Savings in Demand under the selected programme (Ml/d) input as +ve 2041-42: 0.036478; Gains in Water Available For Use / Savings in Demand under the selected programme (Ml/d) input as +ve 2042-43: 0.038492; Gains in Water Available For Use / Savings in Demand under the selected programme (Ml/d) input as +ve 2043-44: 0.040503; Gains in Water Available For Use / Savings in Demand under the selected programme (Ml/d) input as +ve 2044-45: 0.042512; Gains in Water Available For Use / Savings in Demand under the selected programme (Ml/d) input as +ve 2045-46: 0.04452; Gains in Water Available For Use / Savings in Demand under the selected programme (Ml/d) input as +ve 2046-47: 0.046526; Gains in Water Available For Use / Savings in Demand under the selected programme (Ml/d) input as +ve 2047-48: 0.048533; Gains in Water Available For Use / Savings in Demand under the selected programme (Ml/d) input as +ve 2048-49: 0.050539; Gains in Water Available For Use / Savings in Demand under the selected programme (Ml/d) input as +ve 2049-50: 0.052546
51dF | NHH. WEF Visit Super High.AWSNED | NHH. WEF Visit Super High.AWSNED | Non-household water audit | Customer Options | N | Least Cost | AWSNED | Ml/d | 2 | Gains in Water Available For Use / Savings in Demand under the selected programme (Ml/d) input as +ve 2019-20: 0; Gains in Water Available For Use / Savings in Demand under the selected programme (Ml/d) input as +ve 2020-21: 0; Gains in Water Available For Use / Savings in Demand under the selected programme (Ml/d) input as +ve 2021-22: 0; Gains in Water Available For Use / Savings in Demand under the selected programme (Ml/d) input as +ve 2022-23: 0; Gains in Water Available For Use / Savings in Demand under the selected programme (Ml/d) input as +ve 2023-24: 0; Gains in Water Available For Use / Savings in Demand under the selected programme (Ml/d) input as +ve 2024-25: 0; Gains in Water Available For Use / Savings in Demand under the selected programme (Ml/d) input as +ve 2025-26: 0.0029067; Gains in Water Available For Use / Savings in Demand under the selected programme (Ml/d) input as +ve 2026-27: 0.0055658; Gains in Water Available For Use / Savings in Demand under the selected programme (Ml/d) input as +ve 2027-28: 0.0079668; Gains in Water Available For Use / Savings in Demand under the selected programme (Ml/d) input as +ve 2028-29: 0.010176; Gains in Water Available For Use / Savings in Demand under the selected programme (Ml/d) input as +ve 2029-30: 0.01231; Gains in Water Available For Use / Savings in Demand under the selected programme (Ml/d) input as +ve 2030-31: 0.014441; Gains in Water Available For Use / Savings in Demand under the selected programme (Ml/d) input as +ve 2031-32: 0.016566; Gains in Water Available For Use / Savings in Demand under the selected programme (Ml/d) input as +ve 2032-33: 0.018686; Gains in Water Available For Use / Savings in Demand under the selected programme (Ml/d) input as +ve 2033-34: 0.020801; Gains in Water Available For Use / Savings in Demand under the selected programme (Ml/d) input as +ve 2034-35: 0.022911; Gains in Water Available For Use / Savings in Demand under the selected programme (Ml/d) input as +ve 2035-36: 0.025018; Gains in Water Available For Use / Savings in Demand under the selected programme (Ml/d) input as +ve 2036-37: 0.027119; Gains in Water Available For Use / Savings in Demand under the selected programme (Ml/d) input as +ve 2037-38: 0.029216; Gains in Water Available For Use / Savings in Demand under the selected programme (Ml/d) input as +ve 2038-39: 0.031306; Gains in Water Available For Use / Savings in Demand under the selected programme (Ml/d) input as +ve 2039-40: 0.033392; Gains in Water Available For Use / Savings in Demand under the selected programme (Ml/d) input as +ve 2040-41: 0.035473; Gains in Water Available For Use / Savings in Demand under the selected programme (Ml/d) input as +ve 2041-42: 0.037549; Gains in Water Available For Use / Savings in Demand under the selected programme (Ml/d) input as +ve 2042-43: 0.039622; Gains in Water Available For Use / Savings in Demand under the selected programme (Ml/d) input as +ve 2043-44: 0.041693; Gains in Water Available For Use / Savings in Demand under the selected programme (Ml/d) input as +ve 2044-45: 0.043761; Gains in Water Available For Use / Savings in Demand under the selected programme (Ml/d) input as +ve 2045-46: 0.045827; Gains in Water Available For Use / Savings in Demand under the selected programme (Ml/d) input as +ve 2046-47: 0.047893; Gains in Water Available For Use / Savings in Demand under the selected programme (Ml/d) input as +ve 2047-48: 0.049958; Gains in Water Available For Use / Savings in Demand under the selected programme (Ml/d) input as +ve 2048-49: 0.052023; Gains in Water Available For Use / Savings in Demand under the selected programme (Ml/d) input as +ve 2049-50: 0.054089
51dF | NHH. WEF Visit Super High.AWSNED | NHH. WEF Visit Super High.AWSNED | Non-household water audit | Customer Options | N | Ofwat Core | AWSNED | Ml/d | 2 | Gains in Water Available For Use / Savings in Demand under the selected programme (Ml/d) input as +ve 2019-20: 0; Gains in Water Available For Use / Savings in Demand under the selected programme (Ml/d) input as +ve 2020-21: 0; Gains in Water Available For Use / Savings in Demand under the selected programme (Ml/d) input as +ve 2021-22: 0; Gains in Water Available For Use / Savings in Demand under the selected programme (Ml/d) input as +ve 2022-23: 0; Gains in Water Available For Use / Savings in Demand under the selected programme (Ml/d) input as +ve 2023-24: 0; Gains in Water Available For Use / Savings in Demand under the selected programme (Ml/d) input as +ve 2024-25: 0; Gains in Water Available For Use / Savings in Demand under the selected programme (Ml/d) input as +ve 2025-26: 0.0029067; Gains in Water Available For Use / Savings in Demand under the selected programme (Ml/d) input as +ve 2026-27: 0.0055658; Gains in Water Available For Use / Savings in Demand under the selected programme (Ml/d) input as +ve 2027-28: 0.0079668; Gains in Water Available For Use / Savings in Demand under the selected programme (Ml/d) input as +ve 2028-29: 0.010176; Gains in Water Available For Use / Savings in Demand under the selected programme (Ml/d) input as +ve 2029-30: 0.01231; Gains in Water Available For Use / Savings in Demand under the selected programme (Ml/d) input as +ve 2030-31: 0.014441; Gains in Water Available For Use / Savings in Demand under the selected programme (Ml/d) input as +ve 2031-32: 0.016566; Gains in Water Available For Use / Savings in Demand under the selected programme (Ml/d) input as +ve 2032-33: 0.018686; Gains in Water Available For Use / Savings in Demand under the selected programme (Ml/d) input as +ve 2033-34: 0.020801; Gains in Water Available For Use / Savings in Demand under the selected programme (Ml/d) input as +ve 2034-35: 0.022911; Gains in Water Available For Use / Savings in Demand under the selected programme (Ml/d) input as +ve 2035-36: 0.025018; Gains in Water Available For Use / Savings in Demand under the selected programme (Ml/d) input as +ve 2036-37: 0.027119; Gains in Water Available For Use / Savings in Demand under the selected programme (Ml/d) input as +ve 2037-38: 0.029216; Gains in Water Available For Use / Savings in Demand under the selected programme (Ml/d) input as +ve 2038-39: 0.031306; Gains in Water Available For Use / Savings in Demand under the selected programme (Ml/d) input as +ve 2039-40: 0.033392; Gains in Water Available For Use / Savings in Demand under the selected programme (Ml/d) input as +ve 2040-41: 0.035473; Gains in Water Available For Use / Savings in Demand under the selected programme (Ml/d) input as +ve 2041-42: 0.037549; Gains in Water Available For Use / Savings in Demand under the selected programme (Ml/d) input as +ve 2042-43: 0.039622; Gains in Water Available For Use / Savings in Demand under the selected programme (Ml/d) input as +ve 2043-44: 0.041693; Gains in Water Available For Use / Savings in Demand under the selected programme (Ml/d) input as +ve 2044-45: 0.043761; Gains in Water Available For Use / Savings in Demand under the selected programme (Ml/d) input as +ve 2045-46: 0.045827; Gains in Water Available For Use / Savings in Demand under the selected programme (Ml/d) input as +ve 2046-47: 0.047893; Gains in Water Available For Use / Savings in Demand under the selected programme (Ml/d) input as +ve 2047-48: 0.049958; Gains in Water Available For Use / Savings in Demand under the selected programme (Ml/d) input as +ve 2048-49: 0.052023; Gains in Water Available For Use / Savings in Demand under the selected programme (Ml/d) input as +ve 2049-50: 0.054089
51dP | NHH. WEF Visit Super High.AWSNED | NHH. WEF Visit Super High.AWSNED | Non-household water audit | Customer Options | N | Preferred | AWSNED | Ml/d | 2 | Gains in Water Available For Use / Savings in Demand under the selected programme (Ml/d) input as +ve 2019-20: 0; Gains in Water Available For Use / Savings in Demand under the selected programme (Ml/d) input as +ve 2020-21: 0; Gains in Water Available For Use / Savings in Demand under the selected programme (Ml/d) input as +ve 2021-22: 0; Gains in Water Available For Use / Savings in Demand under the selected programme (Ml/d) input as +ve 2022-23: 0; Gains in Water Available For Use / Savings in Demand under the selected programme (Ml/d) input as +ve 2023-24: 0; Gains in Water Available For Use / Savings in Demand under the selected programme (Ml/d) input as +ve 2024-25: 0; Gains in Water Available For Use / Savings in Demand under the selected programme (Ml/d) input as +ve 2025-26: 0.0029067; Gains in Water Available For Use / Savings in Demand under the selected programme (Ml/d) input as +ve 2026-27: 0.0055658; Gains in Water Available For Use / Savings in Demand under the selected programme (Ml/d) input as +ve 2027-28: 0.0079668; Gains in Water Available For Use / Savings in Demand under the selected programme (Ml/d) input as +ve 2028-29: 0.010176; Gains in Water Available For Use / Savings in Demand under the selected programme (Ml/d) input as +ve 2029-30: 0.01231; Gains in Water Available For Use / Savings in Demand under the selected programme (Ml/d) input as +ve 2030-31: 0.014441; Gains in Water Available For Use / Savings in Demand under the selected programme (Ml/d) input as +ve 2031-32: 0.016566; Gains in Water Available For Use / Savings in Demand under the selected programme (Ml/d) input as +ve 2032-33: 0.018686; Gains in Water Available For Use / Savings in Demand under the selected programme (Ml/d) input as +ve 2033-34: 0.020801; Gains in Water Available For Use / Savings in Demand under the selected programme (Ml/d) input as +ve 2034-35: 0.022911; Gains in Water Available For Use / Savings in Demand under the selected programme (Ml/d) input as +ve 2035-36: 0.025018; Gains in Water Available For Use / Savings in Demand under the selected programme (Ml/d) input as +ve 2036-37: 0.027119; Gains in Water Available For Use / Savings in Demand under the selected programme (Ml/d) input as +ve 2037-38: 0.029216; Gains in Water Available For Use / Savings in Demand under the selected programme (Ml/d) input as +ve 2038-39: 0.031306; Gains in Water Available For Use / Savings in Demand under the selected programme (Ml/d) input as +ve 2039-40: 0.033392; Gains in Water Available For Use / Savings in Demand under the selected programme (Ml/d) input as +ve 2040-41: 0.035473; Gains in Water Available For Use / Savings in Demand under the selected programme (Ml/d) input as +ve 2041-42: 0.037549; Gains in Water Available For Use / Savings in Demand under the selected programme (Ml/d) input as +ve 2042-43: 0.039622; Gains in Water Available For Use / Savings in Demand under the selected programme (Ml/d) input as +ve 2043-44: 0.041693; Gains in Water Available For Use / Savings in Demand under the selected programme (Ml/d) input as +ve 2044-45: 0.043761; Gains in Water Available For Use / Savings in Demand under the selected programme (Ml/d) input as +ve 2045-46: 0.045827; Gains in Water Available For Use / Savings in Demand under the selected programme (Ml/d) input as +ve 2046-47: 0.047893; Gains in Water Available For Use / Savings in Demand under the selected programme (Ml/d) input as +ve 2047-48: 0.049958; Gains in Water Available For Use / Savings in Demand under the selected programme (Ml/d) input as +ve 2048-49: 0.052023; Gains in Water Available For Use / Savings in Demand under the selected programme (Ml/d) input as +ve 2049-50: 0.054089
51dF | NHH. WEF Visit Upper.AWSNED | NHH. WEF Visit Upper.AWSNED | Non-household water audit | Customer Options | N | Least Cost | AWSNED | Ml/d | 2 | Gains in Water Available For Use / Savings in Demand under the selected programme (Ml/d) input as +ve 2019-20: 0; Gains in Water Available For Use / Savings in Demand under the selected programme (Ml/d) input as +ve 2020-21: 0; Gains in Water Available For Use / Savings in Demand under the selected programme (Ml/d) input as +ve 2021-22: 0; Gains in Water Available For Use / Savings in Demand under the selected programme (Ml/d) input as +ve 2022-23: 0; Gains in Water Available For Use / Savings in Demand under the selected programme (Ml/d) input as +ve 2023-24: 0; Gains in Water Available For Use / Savings in Demand under the selected programme (Ml/d) input as +ve 2024-25: 0; Gains in Water Available For Use / Savings in Demand under the selected programme (Ml/d) input as +ve 2025-26: 0.0015253; Gains in Water Available For Use / Savings in Demand under the selected programme (Ml/d) input as +ve 2026-27: 0.0029207; Gains in Water Available For Use / Savings in Demand under the selected programme (Ml/d) input as +ve 2027-28: 0.0041807; Gains in Water Available For Use / Savings in Demand under the selected programme (Ml/d) input as +ve 2028-29: 0.00534; Gains in Water Available For Use / Savings in Demand under the selected programme (Ml/d) input as +ve 2029-30: 0.0064598; Gains in Water Available For Use / Savings in Demand under the selected programme (Ml/d) input as +ve 2030-31: 0.0075781; Gains in Water Available For Use / Savings in Demand under the selected programme (Ml/d) input as +ve 2031-32: 0.0086932; Gains in Water Available For Use / Savings in Demand under the selected programme (Ml/d) input as +ve 2032-33: 0.0098055; Gains in Water Available For Use / Savings in Demand under the selected programme (Ml/d) input as +ve 2033-34: 0.010915; Gains in Water Available For Use / Savings in Demand under the selected programme (Ml/d) input as +ve 2034-35: 0.012023; Gains in Water Available For Use / Savings in Demand under the selected programme (Ml/d) input as +ve 2035-36: 0.013128; Gains in Water Available For Use / Savings in Demand under the selected programme (Ml/d) input as +ve 2036-37: 0.014231; Gains in Water Available For Use / Savings in Demand under the selected programme (Ml/d) input as +ve 2037-38: 0.015331; Gains in Water Available For Use / Savings in Demand under the selected programme (Ml/d) input as +ve 2038-39: 0.016429; Gains in Water Available For Use / Savings in Demand under the selected programme (Ml/d) input as +ve 2039-40: 0.017523; Gains in Water Available For Use / Savings in Demand under the selected programme (Ml/d) input as +ve 2040-41: 0.018615; Gains in Water Available For Use / Savings in Demand under the selected programme (Ml/d) input as +ve 2041-42: 0.019705; Gains in Water Available For Use / Savings in Demand under the selected programme (Ml/d) input as +ve 2042-43: 0.020792; Gains in Water Available For Use / Savings in Demand under the selected programme (Ml/d) input as +ve 2043-44: 0.021879; Gains in Water Available For Use / Savings in Demand under the selected programme (Ml/d) input as +ve 2044-45: 0.022964; Gains in Water Available For Use / Savings in Demand under the selected programme (Ml/d) input as +ve 2045-46: 0.024049; Gains in Water Available For Use / Savings in Demand under the selected programme (Ml/d) input as +ve 2046-47: 0.025132; Gains in Water Available For Use / Savings in Demand under the selected programme (Ml/d) input as +ve 2047-48: 0.026216; Gains in Water Available For Use / Savings in Demand under the selected programme (Ml/d) input as +ve 2048-49: 0.0273; Gains in Water Available For Use / Savings in Demand under the selected programme (Ml/d) input as +ve 2049-50: 0.028384
51dF | NHH. WEF Visit Upper.AWSNED | NHH. WEF Visit Upper.AWSNED | Non-household water audit | Customer Options | N | Ofwat Core | AWSNED | Ml/d | 2 | Gains in Water Available For Use / Savings in Demand under the selected programme (Ml/d) input as +ve 2019-20: 0; Gains in Water Available For Use / Savings in Demand under the selected programme (Ml/d) input as +ve 2020-21: 0; Gains in Water Available For Use / Savings in Demand under the selected programme (Ml/d) input as +ve 2021-22: 0; Gains in Water Available For Use / Savings in Demand under the selected programme (Ml/d) input as +ve 2022-23: 0; Gains in Water Available For Use / Savings in Demand under the selected programme (Ml/d) input as +ve 2023-24: 0; Gains in Water Available For Use / Savings in Demand under the selected programme (Ml/d) input as +ve 2024-25: 0; Gains in Water Available For Use / Savings in Demand under the selected programme (Ml/d) input as +ve 2025-26: 0.0015253; Gains in Water Available For Use / Savings in Demand under the selected programme (Ml/d) input as +ve 2026-27: 0.0029207; Gains in Water Available For Use / Savings in Demand under the selected programme (Ml/d) input as +ve 2027-28: 0.0041807; Gains in Water Available For Use / Savings in Demand under the selected programme (Ml/d) input as +ve 2028-29: 0.00534; Gains in Water Available For Use / Savings in Demand under the selected programme (Ml/d) input as +ve 2029-30: 0.0064598; Gains in Water Available For Use / Savings in Demand under the selected programme (Ml/d) input as +ve 2030-31: 0.0075781; Gains in Water Available For Use / Savings in Demand under the selected programme (Ml/d) input as +ve 2031-32: 0.0086932; Gains in Water Available For Use / Savings in Demand under the selected programme (Ml/d) input as +ve 2032-33: 0.0098055; Gains in Water Available For Use / Savings in Demand under the selected programme (Ml/d) input as +ve 2033-34: 0.010915; Gains in Water Available For Use / Savings in Demand under the selected programme (Ml/d) input as +ve 2034-35: 0.012023; Gains in Water Available For Use / Savings in Demand under the selected programme (Ml/d) input as +ve 2035-36: 0.013128; Gains in Water Available For Use / Savings in Demand under the selected programme (Ml/d) input as +ve 2036-37: 0.014231; Gains in Water Available For Use / Savings in Demand under the selected programme (Ml/d) input as +ve 2037-38: 0.015331; Gains in Water Available For Use / Savings in Demand under the selected programme (Ml/d) input as +ve 2038-39: 0.016429; Gains in Water Available For Use / Savings in Demand under the selected programme (Ml/d) input as +ve 2039-40: 0.017523; Gains in Water Available For Use / Savings in Demand under the selected programme (Ml/d) input as +ve 2040-41: 0.018615; Gains in Water Available For Use / Savings in Demand under the selected programme (Ml/d) input as +ve 2041-42: 0.019705; Gains in Water Available For Use / Savings in Demand under the selected programme (Ml/d) input as +ve 2042-43: 0.020792; Gains in Water Available For Use / Savings in Demand under the selected programme (Ml/d) input as +ve 2043-44: 0.021879; Gains in Water Available For Use / Savings in Demand under the selected programme (Ml/d) input as +ve 2044-45: 0.022964; Gains in Water Available For Use / Savings in Demand under the selected programme (Ml/d) input as +ve 2045-46: 0.024049; Gains in Water Available For Use / Savings in Demand under the selected programme (Ml/d) input as +ve 2046-47: 0.025132; Gains in Water Available For Use / Savings in Demand under the selected programme (Ml/d) input as +ve 2047-48: 0.026216; Gains in Water Available For Use / Savings in Demand under the selected programme (Ml/d) input as +ve 2048-49: 0.0273; Gains in Water Available For Use / Savings in Demand under the selected programme (Ml/d) input as +ve 2049-50: 0.028384
51dP | NHH. WEF Visit Upper.AWSNED | NHH. WEF Visit Upper.AWSNED | Non-household water audit | Customer Options | N | Preferred | AWSNED | Ml/d | 2 | Gains in Water Available For Use / Savings in Demand under the selected programme (Ml/d) input as +ve 2019-20: 0; Gains in Water Available For Use / Savings in Demand under the selected programme (Ml/d) input as +ve 2020-21: 0; Gains in Water Available For Use / Savings in Demand under the selected programme (Ml/d) input as +ve 2021-22: 0; Gains in Water Available For Use / Savings in Demand under the selected programme (Ml/d) input as +ve 2022-23: 0; Gains in Water Available For Use / Savings in Demand under the selected programme (Ml/d) input as +ve 2023-24: 0; Gains in Water Available For Use / Savings in Demand under the selected programme (Ml/d) input as +ve 2024-25: 0; Gains in Water Available For Use / Savings in Demand under the selected programme (Ml/d) input as +ve 2025-26: 0.0015253; Gains in Water Available For Use / Savings in Demand under the selected programme (Ml/d) input as +ve 2026-27: 0.0029207; Gains in Water Available For Use / Savings in Demand under the selected programme (Ml/d) input as +ve 2027-28: 0.0041807; Gains in Water Available For Use / Savings in Demand under the selected programme (Ml/d) input as +ve 2028-29: 0.00534; Gains in Water Available For Use / Savings in Demand under the selected programme (Ml/d) input as +ve 2029-30: 0.0064598; Gains in Water Available For Use / Savings in Demand under the selected programme (Ml/d) input as +ve 2030-31: 0.0075781; Gains in Water Available For Use / Savings in Demand under the selected programme (Ml/d) input as +ve 2031-32: 0.0086932; Gains in Water Available For Use / Savings in Demand under the selected programme (Ml/d) input as +ve 2032-33: 0.0098055; Gains in Water Available For Use / Savings in Demand under the selected programme (Ml/d) input as +ve 2033-34: 0.010915; Gains in Water Available For Use / Savings in Demand under the selected programme (Ml/d) input as +ve 2034-35: 0.012023; Gains in Water Available For Use / Savings in Demand under the selected programme (Ml/d) input as +ve 2035-36: 0.013128; Gains in Water Available For Use / Savings in Demand under the selected programme (Ml/d) input as +ve 2036-37: 0.014231; Gains in Water Available For Use / Savings in Demand under the selected programme (Ml/d) input as +ve 2037-38: 0.015331; Gains in Water Available For Use / Savings in Demand under the selected programme (Ml/d) input as +ve 2038-39: 0.016429; Gains in Water Available For Use / Savings in Demand under the selected programme (Ml/d) input as +ve 2039-40: 0.017523; Gains in Water Available For Use / Savings in Demand under the selected programme (Ml/d) input as +ve 2040-41: 0.018615; Gains in Water Available For Use / Savings in Demand under the selected programme (Ml/d) input as +ve 2041-42: 0.019705; Gains in Water Available For Use / Savings in Demand under the selected programme (Ml/d) input as +ve 2042-43: 0.020792; Gains in Water Available For Use / Savings in Demand under the selected programme (Ml/d) input as +ve 2043-44: 0.021879; Gains in Water Available For Use / Savings in Demand under the selected programme (Ml/d) input as +ve 2044-45: 0.022964; Gains in Water Available For Use / Savings in Demand under the selected programme (Ml/d) input as +ve 2045-46: 0.024049; Gains in Water Available For Use / Savings in Demand under the selected programme (Ml/d) input as +ve 2046-47: 0.025132; Gains in Water Available For Use / Savings in Demand under the selected programme (Ml/d) input as +ve 2047-48: 0.026216; Gains in Water Available For Use / Savings in Demand under the selected programme (Ml/d) input as +ve 2048-49: 0.0273; Gains in Water Available For Use / Savings in Demand under the selected programme (Ml/d) input as +ve 2049-50: 0.028384
51dF | Smart Metering.AWSNED | Smart Metering.AWSNED | Metering other selective | Customer Options | N | Least Cost | AWSNED | Ml/d | 2 | Gains in Water Available For Use / Savings in Demand under the selected programme (Ml/d) input as +ve 2019-20: 0; Gains in Water Available For Use / Savings in Demand under the selected programme (Ml/d) input as +ve 2020-21: 0; Gains in Water Available For Use / Savings in Demand under the selected programme (Ml/d) input as +ve 2021-22: 0; Gains in Water Available For Use / Savings in Demand under the selected programme (Ml/d) input as +ve 2022-23: 0; Gains in Water Available For Use / Savings in Demand under the selected programme (Ml/d) input as +ve 2023-24: 0; Gains in Water Available For Use / Savings in Demand under the selected programme (Ml/d) input as +ve 2024-25: 0; Gains in Water Available For Use / Savings in Demand under the selected programme (Ml/d) input as +ve 2025-26: 0.0022646; Gains in Water Available For Use / Savings in Demand under the selected programme (Ml/d) input as +ve 2026-27: 0.0044469; Gains in Water Available For Use / Savings in Demand under the selected programme (Ml/d) input as +ve 2027-28: 0.0068594; Gains in Water Available For Use / Savings in Demand under the selected programme (Ml/d) input as +ve 2028-29: 0.0092809; Gains in Water Available For Use / Savings in Demand under the selected programme (Ml/d) input as +ve 2029-30: 0.011876; Gains in Water Available For Use / Savings in Demand under the selected programme (Ml/d) input as +ve 2030-31: 0.01467; Gains in Water Available For Use / Savings in Demand under the selected programme (Ml/d) input as +ve 2031-32: 0.017768; Gains in Water Available For Use / Savings in Demand under the selected programme (Ml/d) input as +ve 2032-33: 0.019835; Gains in Water Available For Use / Savings in Demand under the selected programme (Ml/d) input as +ve 2033-34: 0.021815; Gains in Water Available For Use / Savings in Demand under the selected programme (Ml/d) input as +ve 2034-35: 0.023734; Gains in Water Available For Use / Savings in Demand under the selected programme (Ml/d) input as +ve 2035-36: 0.025597; Gains in Water Available For Use / Savings in Demand under the selected programme (Ml/d) input as +ve 2036-37: 0.027453; Gains in Water Available For Use / Savings in Demand under the selected programme (Ml/d) input as +ve 2037-38: 0.02928; Gains in Water Available For Use / Savings in Demand under the selected programme (Ml/d) input as +ve 2038-39: 0.031095; Gains in Water Available For Use / Savings in Demand under the selected programme (Ml/d) input as +ve 2039-40: 0.032872; Gains in Water Available For Use / Savings in Demand under the selected programme (Ml/d) input as +ve 2040-41: 0.03461; Gains in Water Available For Use / Savings in Demand under the selected programme (Ml/d) input as +ve 2041-42: 0.036299; Gains in Water Available For Use / Savings in Demand under the selected programme (Ml/d) input as +ve 2042-43: 0.037948; Gains in Water Available For Use / Savings in Demand under the selected programme (Ml/d) input as +ve 2043-44: 0.039575; Gains in Water Available For Use / Savings in Demand under the selected programme (Ml/d) input as +ve 2044-45: 0.041174; Gains in Water Available For Use / Savings in Demand under the selected programme (Ml/d) input as +ve 2045-46: 0.042475; Gains in Water Available For Use / Savings in Demand under the selected programme (Ml/d) input as +ve 2046-47: 0.043758; Gains in Water Available For Use / Savings in Demand under the selected programme (Ml/d) input as +ve 2047-48: 0.045041; Gains in Water Available For Use / Savings in Demand under the selected programme (Ml/d) input as +ve 2048-49: 0.046307; Gains in Water Available For Use / Savings in Demand under the selected programme (Ml/d) input as +ve 2049-50: 0.047374
51dF | Smart Metering.AWSNED | Smart Metering.AWSNED | Metering other selective | Customer Options | N | Ofwat Core | AWSNED | Ml/d | 2 | Gains in Water Available For Use / Savings in Demand under the selected programme (Ml/d) input as +ve 2019-20: 0; Gains in Water Available For Use / Savings in Demand under the selected programme (Ml/d) input as +ve 2020-21: 0; Gains in Water Available For Use / Savings in Demand under the selected programme (Ml/d) input as +ve 2021-22: 0; Gains in Water Available For Use / Savings in Demand under the selected programme (Ml/d) input as +ve 2022-23: 0; Gains in Water Available For Use / Savings in Demand under the selected programme (Ml/d) input as +ve 2023-24: 0; Gains in Water Available For Use / Savings in Demand under the selected programme (Ml/d) input as +ve 2024-25: 0; Gains in Water Available For Use / Savings in Demand under the selected programme (Ml/d) input as +ve 2025-26: 0.0022646; Gains in Water Available For Use / Savings in Demand under the selected programme (Ml/d) input as +ve 2026-27: 0.0044469; Gains in Water Available For Use / Savings in Demand under the selected programme (Ml/d) input as +ve 2027-28: 0.0068594; Gains in Water Available For Use / Savings in Demand under the selected programme (Ml/d) input as +ve 2028-29: 0.0092809; Gains in Water Available For Use / Savings in Demand under the selected programme (Ml/d) input as +ve 2029-30: 0.011876; Gains in Water Available For Use / Savings in Demand under the selected programme (Ml/d) input as +ve 2030-31: 0.01467; Gains in Water Available For Use / Savings in Demand under the selected programme (Ml/d) input as +ve 2031-32: 0.017768; Gains in Water Available For Use / Savings in Demand under the selected programme (Ml/d) input as +ve 2032-33: 0.019835; Gains in Water Available For Use / Savings in Demand under the selected programme (Ml/d) input as +ve 2033-34: 0.021815; Gains in Water Available For Use / Savings in Demand under the selected programme (Ml/d) input as +ve 2034-35: 0.023734; Gains in Water Available For Use / Savings in Demand under the selected programme (Ml/d) input as +ve 2035-36: 0.025597; Gains in Water Available For Use / Savings in Demand under the selected programme (Ml/d) input as +ve 2036-37: 0.027453; Gains in Water Available For Use / Savings in Demand under the selected programme (Ml/d) input as +ve 2037-38: 0.02928; Gains in Water Available For Use / Savings in Demand under the selected programme (Ml/d) input as +ve 2038-39: 0.031095; Gains in Water Available For Use / Savings in Demand under the selected programme (Ml/d) input as +ve 2039-40: 0.032872; Gains in Water Available For Use / Savings in Demand under the selected programme (Ml/d) input as +ve 2040-41: 0.03461; Gains in Water Available For Use / Savings in Demand under the selected programme (Ml/d) input as +ve 2041-42: 0.036299; Gains in Water Available For Use / Savings in Demand under the selected programme (Ml/d) input as +ve 2042-43: 0.037948; Gains in Water Available For Use / Savings in Demand under the selected programme (Ml/d) input as +ve 2043-44: 0.039575; Gains in Water Available For Use / Savings in Demand under the selected programme (Ml/d) input as +ve 2044-45: 0.041174; Gains in Water Available For Use / Savings in Demand under the selected programme (Ml/d) input as +ve 2045-46: 0.042475; Gains in Water Available For Use / Savings in Demand under the selected programme (Ml/d) input as +ve 2046-47: 0.043758; Gains in Water Available For Use / Savings in Demand under the selected programme (Ml/d) input as +ve 2047-48: 0.045041; Gains in Water Available For Use / Savings in Demand under the selected programme (Ml/d) input as +ve 2048-49: 0.046307; Gains in Water Available For Use / Savings in Demand under the selected programme (Ml/d) input as +ve 2049-50: 0.047374
51dP | Smart Metering.AWSNED | Smart Metering.AWSNED | Metering other selective | Customer Options | N | Preferred | AWSNED | Ml/d | 2 | Gains in Water Available For Use / Savings in Demand under the selected programme (Ml/d) input as +ve 2019-20: 0; Gains in Water Available For Use / Savings in Demand under the selected programme (Ml/d) input as +ve 2020-21: 0; Gains in Water Available For Use / Savings in Demand under the selected programme (Ml/d) input as +ve 2021-22: 0; Gains in Water Available For Use / Savings in Demand under the selected programme (Ml/d) input as +ve 2022-23: 0; Gains in Water Available For Use / Savings in Demand under the selected programme (Ml/d) input as +ve 2023-24: 0; Gains in Water Available For Use / Savings in Demand under the selected programme (Ml/d) input as +ve 2024-25: 0; Gains in Water Available For Use / Savings in Demand under the selected programme (Ml/d) input as +ve 2025-26: 0.0022646; Gains in Water Available For Use / Savings in Demand under the selected programme (Ml/d) input as +ve 2026-27: 0.0044469; Gains in Water Available For Use / Savings in Demand under the selected programme (Ml/d) input as +ve 2027-28: 0.0068594; Gains in Water Available For Use / Savings in Demand under the selected programme (Ml/d) input as +ve 2028-29: 0.0092809; Gains in Water Available For Use / Savings in Demand under the selected programme (Ml/d) input as +ve 2029-30: 0.011876; Gains in Water Available For Use / Savings in Demand under the selected programme (Ml/d) input as +ve 2030-31: 0.01467; Gains in Water Available For Use / Savings in Demand under the selected programme (Ml/d) input as +ve 2031-32: 0.017768; Gains in Water Available For Use / Savings in Demand under the selected programme (Ml/d) input as +ve 2032-33: 0.019835; Gains in Water Available For Use / Savings in Demand under the selected programme (Ml/d) input as +ve 2033-34: 0.021815; Gains in Water Available For Use / Savings in Demand under the selected programme (Ml/d) input as +ve 2034-35: 0.023734; Gains in Water Available For Use / Savings in Demand under the selected programme (Ml/d) input as +ve 2035-36: 0.025597; Gains in Water Available For Use / Savings in Demand under the selected programme (Ml/d) input as +ve 2036-37: 0.027453; Gains in Water Available For Use / Savings in Demand under the selected programme (Ml/d) input as +ve 2037-38: 0.02928; Gains in Water Available For Use / Savings in Demand under the selected programme (Ml/d) input as +ve 2038-39: 0.031095; Gains in Water Available For Use / Savings in Demand under the selected programme (Ml/d) input as +ve 2039-40: 0.032872; Gains in Water Available For Use / Savings in Demand under the selected programme (Ml/d) input as +ve 2040-41: 0.03461; Gains in Water Available For Use / Savings in Demand under the selected programme (Ml/d) input as +ve 2041-42: 0.036299; Gains in Water Available For Use / Savings in Demand under the selected programme (Ml/d) input as +ve 2042-43: 0.037948; Gains in Water Available For Use / Savings in Demand under the selected programme (Ml/d) input as +ve 2043-44: 0.039575; Gains in Water Available For Use / Savings in Demand under the selected programme (Ml/d) input as +ve 2044-45: 0.041174; Gains in Water Available For Use / Savings in Demand under the selected programme (Ml/d) input as +ve 2045-46: 0.042475; Gains in Water Available For Use / Savings in Demand under the selected programme (Ml/d) input as +ve 2046-47: 0.043758; Gains in Water Available For Use / Savings in Demand under the selected programme (Ml/d) input as +ve 2047-48: 0.045041; Gains in Water Available For Use / Savings in Demand under the selected programme (Ml/d) input as +ve 2048-49: 0.046307; Gains in Water Available For Use / Savings in Demand under the selected programme (Ml/d) input as +ve 2049-50: 0.047374
51dF | USPL_HH_MET.AWSNED | USPL_HH_MET.AWSNED | Supply pipe repairs / replacement | Customer Options | N | Least Cost | AWSNED | Ml/d | 2 | Gains in Water Available For Use / Savings in Demand under the selected programme (Ml/d) input as +ve 2019-20: 0; Gains in Water Available For Use / Savings in Demand under the selected programme (Ml/d) input as +ve 2020-21: 0; Gains in Water Available For Use / Savings in Demand under the selected programme (Ml/d) input as +ve 2021-22: 0; Gains in Water Available For Use / Savings in Demand under the selected programme (Ml/d) input as +ve 2022-23: 0; Gains in Water Available For Use / Savings in Demand under the selected programme (Ml/d) input as +ve 2023-24: 0; Gains in Water Available For Use / Savings in Demand under the selected programme (Ml/d) input as +ve 2024-25: 0; Gains in Water Available For Use / Savings in Demand under the selected programme (Ml/d) input as +ve 2025-26: 0.00043483; Gains in Water Available For Use / Savings in Demand under the selected programme (Ml/d) input as +ve 2026-27: 0.00094986; Gains in Water Available For Use / Savings in Demand under the selected programme (Ml/d) input as +ve 2027-28: 0.0015977; Gains in Water Available For Use / Savings in Demand under the selected programme (Ml/d) input as +ve 2028-29: 0.002305; Gains in Water Available For Use / Savings in Demand under the selected programme (Ml/d) input as +ve 2029-30: 0.0031098; Gains in Water Available For Use / Savings in Demand under the selected programme (Ml/d) input as +ve 2030-31: 0.0040133; Gains in Water Available For Use / Savings in Demand under the selected programme (Ml/d) input as +ve 2031-32: 0.0050517; Gains in Water Available For Use / Savings in Demand under the selected programme (Ml/d) input as +ve 2032-33: 0.0056315; Gains in Water Available For Use / Savings in Demand under the selected programme (Ml/d) input as +ve 2033-34: 0.006186; Gains in Water Available For Use / Savings in Demand under the selected programme (Ml/d) input as +ve 2034-35: 0.0067242; Gains in Water Available For Use / Savings in Demand under the selected programme (Ml/d) input as +ve 2035-36: 0.0072472; Gains in Water Available For Use / Savings in Demand under the selected programme (Ml/d) input as +ve 2036-37: 0.0077723; Gains in Water Available For Use / Savings in Demand under the selected programme (Ml/d) input as +ve 2037-38: 0.0082915; Gains in Water Available For Use / Savings in Demand under the selected programme (Ml/d) input as +ve 2038-39: 0.008811; Gains in Water Available For Use / Savings in Demand under the selected programme (Ml/d) input as +ve 2039-40: 0.0093206; Gains in Water Available For Use / Savings in Demand under the selected programme (Ml/d) input as +ve 2040-41: 0.0098202; Gains in Water Available For Use / Savings in Demand under the selected programme (Ml/d) input as +ve 2041-42: 0.010306; Gains in Water Available For Use / Savings in Demand under the selected programme (Ml/d) input as +ve 2042-43: 0.010781; Gains in Water Available For Use / Savings in Demand under the selected programme (Ml/d) input as +ve 2043-44: 0.011252; Gains in Water Available For Use / Savings in Demand under the selected programme (Ml/d) input as +ve 2044-45: 0.011715; Gains in Water Available For Use / Savings in Demand under the selected programme (Ml/d) input as +ve 2045-46: 0.012131; Gains in Water Available For Use / Savings in Demand under the selected programme (Ml/d) input as +ve 2046-47: 0.012541; Gains in Water Available For Use / Savings in Demand under the selected programme (Ml/d) input as +ve 2047-48: 0.012953; Gains in Water Available For Use / Savings in Demand under the selected programme (Ml/d) input as +ve 2048-49: 0.01336; Gains in Water Available For Use / Savings in Demand under the selected programme (Ml/d) input as +ve 2049-50: 0.01373
51dF | USPL_HH_MET.AWSNED | USPL_HH_MET.AWSNED | Supply pipe repairs / replacement | Customer Options | N | Ofwat Core | AWSNED | Ml/d | 2 | Gains in Water Available For Use / Savings in Demand under the selected programme (Ml/d) input as +ve 2019-20: 0; Gains in Water Available For Use / Savings in Demand under the selected programme (Ml/d) input as +ve 2020-21: 0; Gains in Water Available For Use / Savings in Demand under the selected programme (Ml/d) input as +ve 2021-22: 0; Gains in Water Available For Use / Savings in Demand under the selected programme (Ml/d) input as +ve 2022-23: 0; Gains in Water Available For Use / Savings in Demand under the selected programme (Ml/d) input as +ve 2023-24: 0; Gains in Water Available For Use / Savings in Demand under the selected programme (Ml/d) input as +ve 2024-25: 0; Gains in Water Available For Use / Savings in Demand under the selected programme (Ml/d) input as +ve 2025-26: 0.00043483; Gains in Water Available For Use / Savings in Demand under the selected programme (Ml/d) input as +ve 2026-27: 0.00094986; Gains in Water Available For Use / Savings in Demand under the selected programme (Ml/d) input as +ve 2027-28: 0.0015977; Gains in Water Available For Use / Savings in Demand under the selected programme (Ml/d) input as +ve 2028-29: 0.002305; Gains in Water Available For Use / Savings in Demand under the selected programme (Ml/d) input as +ve 2029-30: 0.0031098; Gains in Water Available For Use / Savings in Demand under the selected programme (Ml/d) input as +ve 2030-31: 0.0040133; Gains in Water Available For Use / Savings in Demand under the selected programme (Ml/d) input as +ve 2031-32: 0.0050517; Gains in Water Available For Use / Savings in Demand under the selected programme (Ml/d) input as +ve 2032-33: 0.0056315; Gains in Water Available For Use / Savings in Demand under the selected programme (Ml/d) input as +ve 2033-34: 0.006186; Gains in Water Available For Use / Savings in Demand under the selected programme (Ml/d) input as +ve 2034-35: 0.0067242; Gains in Water Available For Use / Savings in Demand under the selected programme (Ml/d) input as +ve 2035-36: 0.0072472; Gains in Water Available For Use / Savings in Demand under the selected programme (Ml/d) input as +ve 2036-37: 0.0077723; Gains in Water Available For Use / Savings in Demand under the selected programme (Ml/d) input as +ve 2037-38: 0.0082915; Gains in Water Available For Use / Savings in Demand under the selected programme (Ml/d) input as +ve 2038-39: 0.008811; Gains in Water Available For Use / Savings in Demand under the selected programme (Ml/d) input as +ve 2039-40: 0.0093206; Gains in Water Available For Use / Savings in Demand under the selected programme (Ml/d) input as +ve 2040-41: 0.0098202; Gains in Water Available For Use / Savings in Demand under the selected programme (Ml/d) input as +ve 2041-42: 0.010306; Gains in Water Available For Use / Savings in Demand under the selected programme (Ml/d) input as +ve 2042-43: 0.010781; Gains in Water Available For Use / Savings in Demand under the selected programme (Ml/d) input as +ve 2043-44: 0.011252; Gains in Water Available For Use / Savings in Demand under the selected programme (Ml/d) input as +ve 2044-45: 0.011715; Gains in Water Available For Use / Savings in Demand under the selected programme (Ml/d) input as +ve 2045-46: 0.012131; Gains in Water Available For Use / Savings in Demand under the selected programme (Ml/d) input as +ve 2046-47: 0.012541; Gains in Water Available For Use / Savings in Demand under the selected programme (Ml/d) input as +ve 2047-48: 0.012953; Gains in Water Available For Use / Savings in Demand under the selected programme (Ml/d) input as +ve 2048-49: 0.01336; Gains in Water Available For Use / Savings in Demand under the selected programme (Ml/d) input as +ve 2049-50: 0.01373
51dP | USPL_HH_MET.AWSNED | USPL_HH_MET.AWSNED | Supply pipe repairs / replacement | Customer Options | N | Preferred | AWSNED | Ml/d | 2 | Gains in Water Available For Use / Savings in Demand under the selected programme (Ml/d) input as +ve 2019-20: 0; Gains in Water Available For Use / Savings in Demand under the selected programme (Ml/d) input as +ve 2020-21: 0; Gains in Water Available For Use / Savings in Demand under the selected programme (Ml/d) input as +ve 2021-22: 0; Gains in Water Available For Use / Savings in Demand under the selected programme (Ml/d) input as +ve 2022-23: 0; Gains in Water Available For Use / Savings in Demand under the selected programme (Ml/d) input as +ve 2023-24: 0; Gains in Water Available For Use / Savings in Demand under the selected programme (Ml/d) input as +ve 2024-25: 0; Gains in Water Available For Use / Savings in Demand under the selected programme (Ml/d) input as +ve 2025-26: 0.00043483; Gains in Water Available For Use / Savings in Demand under the selected programme (Ml/d) input as +ve 2026-27: 0.00094986; Gains in Water Available For Use / Savings in Demand under the selected programme (Ml/d) input as +ve 2027-28: 0.0015977; Gains in Water Available For Use / Savings in Demand under the selected programme (Ml/d) input as +ve 2028-29: 0.002305; Gains in Water Available For Use / Savings in Demand under the selected programme (Ml/d) input as +ve 2029-30: 0.0031098; Gains in Water Available For Use / Savings in Demand under the selected programme (Ml/d) input as +ve 2030-31: 0.0040133; Gains in Water Available For Use / Savings in Demand under the selected programme (Ml/d) input as +ve 2031-32: 0.0050517; Gains in Water Available For Use / Savings in Demand under the selected programme (Ml/d) input as +ve 2032-33: 0.0056315; Gains in Water Available For Use / Savings in Demand under the selected programme (Ml/d) input as +ve 2033-34: 0.006186; Gains in Water Available For Use / Savings in Demand under the selected programme (Ml/d) input as +ve 2034-35: 0.0067242; Gains in Water Available For Use / Savings in Demand under the selected programme (Ml/d) input as +ve 2035-36: 0.0072472; Gains in Water Available For Use / Savings in Demand under the selected programme (Ml/d) input as +ve 2036-37: 0.0077723; Gains in Water Available For Use / Savings in Demand under the selected programme (Ml/d) input as +ve 2037-38: 0.0082915; Gains in Water Available For Use / Savings in Demand under the selected programme (Ml/d) input as +ve 2038-39: 0.008811; Gains in Water Available For Use / Savings in Demand under the selected programme (Ml/d) input as +ve 2039-40: 0.0093206; Gains in Water Available For Use / Savings in Demand under the selected programme (Ml/d) input as +ve 2040-41: 0.0098202; Gains in Water Available For Use / Savings in Demand under the selected programme (Ml/d) input as +ve 2041-42: 0.010306; Gains in Water Available For Use / Savings in Demand under the selected programme (Ml/d) input as +ve 2042-43: 0.010781; Gains in Water Available For Use / Savings in Demand under the selected programme (Ml/d) input as +ve 2043-44: 0.011252; Gains in Water Available For Use / Savings in Demand under the selected programme (Ml/d) input as +ve 2044-45: 0.011715; Gains in Water Available For Use / Savings in Demand under the selected programme (Ml/d) input as +ve 2045-46: 0.012131; Gains in Water Available For Use / Savings in Demand under the selected programme (Ml/d) input as +ve 2046-47: 0.012541; Gains in Water Available For Use / Savings in Demand under the selected programme (Ml/d) input as +ve 2047-48: 0.012953; Gains in Water Available For Use / Savings in Demand under the selected programme (Ml/d) input as +ve 2048-49: 0.01336; Gains in Water Available For Use / Savings in Demand under the selected programme (Ml/d) input as +ve 2049-50: 0.01373
51dF | USPL_ShSupplies.AWSNED | USPL_ShSupplies.AWSNED | Supply pipe repairs / replacement | Customer Options | N | Least Cost | AWSNED | Ml/d | 2 | Gains in Water Available For Use / Savings in Demand under the selected programme (Ml/d) input as +ve 2019-20: 0; Gains in Water Available For Use / Savings in Demand under the selected programme (Ml/d) input as +ve 2020-21: 0; Gains in Water Available For Use / Savings in Demand under the selected programme (Ml/d) input as +ve 2021-22: 0; Gains in Water Available For Use / Savings in Demand under the selected programme (Ml/d) input as +ve 2022-23: 0; Gains in Water Available For Use / Savings in Demand under the selected programme (Ml/d) input as +ve 2023-24: 0; Gains in Water Available For Use / Savings in Demand under the selected programme (Ml/d) input as +ve 2024-25: 0; Gains in Water Available For Use / Savings in Demand under the selected programme (Ml/d) input as +ve 2025-26: 0.0033206; Gains in Water Available For Use / Savings in Demand under the selected programme (Ml/d) input as +ve 2026-27: 0.0033206; Gains in Water Available For Use / Savings in Demand under the selected programme (Ml/d) input as +ve 2027-28: 0.0033206; Gains in Water Available For Use / Savings in Demand under the selected programme (Ml/d) input as +ve 2028-29: 0.0033206; Gains in Water Available For Use / Savings in Demand under the selected programme (Ml/d) input as +ve 2029-30: 0.0033206; Gains in Water Available For Use / Savings in Demand under the selected programme (Ml/d) input as +ve 2030-31: 0.0033206; Gains in Water Available For Use / Savings in Demand under the selected programme (Ml/d) input as +ve 2031-32: 0.0033206; Gains in Water Available For Use / Savings in Demand under the selected programme (Ml/d) input as +ve 2032-33: 0.0033206; Gains in Water Available For Use / Savings in Demand under the selected programme (Ml/d) input as +ve 2033-34: 0.0033206; Gains in Water Available For Use / Savings in Demand under the selected programme (Ml/d) input as +ve 2034-35: 0.0033206; Gains in Water Available For Use / Savings in Demand under the selected programme (Ml/d) input as +ve 2035-36: 0.0033206; Gains in Water Available For Use / Savings in Demand under the selected programme (Ml/d) input as +ve 2036-37: 0.0033206; Gains in Water Available For Use / Savings in Demand under the selected programme (Ml/d) input as +ve 2037-38: 0.0033206; Gains in Water Available For Use / Savings in Demand under the selected programme (Ml/d) input as +ve 2038-39: 0.0033206; Gains in Water Available For Use / Savings in Demand under the selected programme (Ml/d) input as +ve 2039-40: 0.0033206; Gains in Water Available For Use / Savings in Demand under the selected programme (Ml/d) input as +ve 2040-41: 0.0033206; Gains in Water Available For Use / Savings in Demand under the selected programme (Ml/d) input as +ve 2041-42: 0.0033206; Gains in Water Available For Use / Savings in Demand under the selected programme (Ml/d) input as +ve 2042-43: 0.0033206; Gains in Water Available For Use / Savings in Demand under the selected programme (Ml/d) input as +ve 2043-44: 0.0033206; Gains in Water Available For Use / Savings in Demand under the selected programme (Ml/d) input as +ve 2044-45: 0.0033206; Gains in Water Available For Use / Savings in Demand under the selected programme (Ml/d) input as +ve 2045-46: 0.0033206; Gains in Water Available For Use / Savings in Demand under the selected programme (Ml/d) input as +ve 2046-47: 0.0033206; Gains in Water Available For Use / Savings in Demand under the selected programme (Ml/d) input as +ve 2047-48: 0.0033206; Gains in Water Available For Use / Savings in Demand under the selected programme (Ml/d) input as +ve 2048-49: 0.0033206; Gains in Water Available For Use / Savings in Demand under the selected programme (Ml/d) input as +ve 2049-50: 0.0033206
51dF | USPL_ShSupplies.AWSNED | USPL_ShSupplies.AWSNED | Supply pipe repairs / replacement | Customer Options | N | Ofwat Core | AWSNED | Ml/d | 2 | Gains in Water Available For Use / Savings in Demand under the selected programme (Ml/d) input as +ve 2019-20: 0; Gains in Water Available For Use / Savings in Demand under the selected programme (Ml/d) input as +ve 2020-21: 0; Gains in Water Available For Use / Savings in Demand under the selected programme (Ml/d) input as +ve 2021-22: 0; Gains in Water Available For Use / Savings in Demand under the selected programme (Ml/d) input as +ve 2022-23: 0; Gains in Water Available For Use / Savings in Demand under the selected programme (Ml/d) input as +ve 2023-24: 0; Gains in Water Available For Use / Savings in Demand under the selected programme (Ml/d) input as +ve 2024-25: 0; Gains in Water Available For Use / Savings in Demand under the selected programme (Ml/d) input as +ve 2025-26: 0.0033206; Gains in Water Available For Use / Savings in Demand under the selected programme (Ml/d) input as +ve 2026-27: 0.0033206; Gains in Water Available For Use / Savings in Demand under the selected programme (Ml/d) input as +ve 2027-28: 0.0033206; Gains in Water Available For Use / Savings in Demand under the selected programme (Ml/d) input as +ve 2028-29: 0.0033206; Gains in Water Available For Use / Savings in Demand under the selected programme (Ml/d) input as +ve 2029-30: 0.0033206; Gains in Water Available For Use / Savings in Demand under the selected programme (Ml/d) input as +ve 2030-31: 0.0033206; Gains in Water Available For Use / Savings in Demand under the selected programme (Ml/d) input as +ve 2031-32: 0.0033206; Gains in Water Available For Use / Savings in Demand under the selected programme (Ml/d) input as +ve 2032-33: 0.0033206; Gains in Water Available For Use / Savings in Demand under the selected programme (Ml/d) input as +ve 2033-34: 0.0033206; Gains in Water Available For Use / Savings in Demand under the selected programme (Ml/d) input as +ve 2034-35: 0.0033206; Gains in Water Available For Use / Savings in Demand under the selected programme (Ml/d) input as +ve 2035-36: 0.0033206; Gains in Water Available For Use / Savings in Demand under the selected programme (Ml/d) input as +ve 2036-37: 0.0033206; Gains in Water Available For Use / Savings in Demand under the selected programme (Ml/d) input as +ve 2037-38: 0.0033206; Gains in Water Available For Use / Savings in Demand under the selected programme (Ml/d) input as +ve 2038-39: 0.0033206; Gains in Water Available For Use / Savings in Demand under the selected programme (Ml/d) input as +ve 2039-40: 0.0033206; Gains in Water Available For Use / Savings in Demand under the selected programme (Ml/d) input as +ve 2040-41: 0.0033206; Gains in Water Available For Use / Savings in Demand under the selected programme (Ml/d) input as +ve 2041-42: 0.0033206; Gains in Water Available For Use / Savings in Demand under the selected programme (Ml/d) input as +ve 2042-43: 0.0033206; Gains in Water Available For Use / Savings in Demand under the selected programme (Ml/d) input as +ve 2043-44: 0.0033206; Gains in Water Available For Use / Savings in Demand under the selected programme (Ml/d) input as +ve 2044-45: 0.0033206; Gains in Water Available For Use / Savings in Demand under the selected programme (Ml/d) input as +ve 2045-46: 0.0033206; Gains in Water Available For Use / Savings in Demand under the selected programme (Ml/d) input as +ve 2046-47: 0.0033206; Gains in Water Available For Use / Savings in Demand under the selected programme (Ml/d) input as +ve 2047-48: 0.0033206; Gains in Water Available For Use / Savings in Demand under the selected programme (Ml/d) input as +ve 2048-49: 0.0033206; Gains in Water Available For Use / Savings in Demand under the selected programme (Ml/d) input as +ve 2049-50: 0.0033206
51dP | USPL_ShSupplies.AWSNED | USPL_ShSupplies.AWSNED | Supply pipe repairs / replacement | Customer Options | N | Preferred | AWSNED | Ml/d | 2 | Gains in Water Available For Use / Savings in Demand under the selected programme (Ml/d) input as +ve 2019-20: 0; Gains in Water Available For Use / Savings in Demand under the selected programme (Ml/d) input as +ve 2020-21: 0; Gains in Water Available For Use / Savings in Demand under the selected programme (Ml/d) input as +ve 2021-22: 0; Gains in Water Available For Use / Savings in Demand under the selected programme (Ml/d) input as +ve 2022-23: 0; Gains in Water Available For Use / Savings in Demand under the selected programme (Ml/d) input as +ve 2023-24: 0; Gains in Water Available For Use / Savings in Demand under the selected programme (Ml/d) input as +ve 2024-25: 0; Gains in Water Available For Use / Savings in Demand under the selected programme (Ml/d) input as +ve 2025-26: 0.0033206; Gains in Water Available For Use / Savings in Demand under the selected programme (Ml/d) input as +ve 2026-27: 0.0033206; Gains in Water Available For Use / Savings in Demand under the selected programme (Ml/d) input as +ve 2027-28: 0.0033206; Gains in Water Available For Use / Savings in Demand under the selected programme (Ml/d) input as +ve 2028-29: 0.0033206; Gains in Water Available For Use / Savings in Demand under the selected programme (Ml/d) input as +ve 2029-30: 0.0033206; Gains in Water Available For Use / Savings in Demand under the selected programme (Ml/d) input as +ve 2030-31: 0.0033206; Gains in Water Available For Use / Savings in Demand under the selected programme (Ml/d) input as +ve 2031-32: 0.0033206; Gains in Water Available For Use / Savings in Demand under the selected programme (Ml/d) input as +ve 2032-33: 0.0033206; Gains in Water Available For Use / Savings in Demand under the selected programme (Ml/d) input as +ve 2033-34: 0.0033206; Gains in Water Available For Use / Savings in Demand under the selected programme (Ml/d) input as +ve 2034-35: 0.0033206; Gains in Water Available For Use / Savings in Demand under the selected programme (Ml/d) input as +ve 2035-36: 0.0033206; Gains in Water Available For Use / Savings in Demand under the selected programme (Ml/d) input as +ve 2036-37: 0.0033206; Gains in Water Available For Use / Savings in Demand under the selected programme (Ml/d) input as +ve 2037-38: 0.0033206; Gains in Water Available For Use / Savings in Demand under the selected programme (Ml/d) input as +ve 2038-39: 0.0033206; Gains in Water Available For Use / Savings in Demand under the selected programme (Ml/d) input as +ve 2039-40: 0.0033206; Gains in Water Available For Use / Savings in Demand under the selected programme (Ml/d) input as +ve 2040-41: 0.0033206; Gains in Water Available For Use / Savings in Demand under the selected programme (Ml/d) input as +ve 2041-42: 0.0033206; Gains in Water Available For Use / Savings in Demand under the selected programme (Ml/d) input as +ve 2042-43: 0.0033206; Gains in Water Available For Use / Savings in Demand under the selected programme (Ml/d) input as +ve 2043-44: 0.0033206; Gains in Water Available For Use / Savings in Demand under the selected programme (Ml/d) input as +ve 2044-45: 0.0033206; Gains in Water Available For Use / Savings in Demand under the selected programme (Ml/d) input as +ve 2045-46: 0.0033206; Gains in Water Available For Use / Savings in Demand under the selected programme (Ml/d) input as +ve 2046-47: 0.0033206; Gains in Water Available For Use / Savings in Demand under the selected programme (Ml/d) input as +ve 2047-48: 0.0033206; Gains in Water Available For Use / Savings in Demand under the selected programme (Ml/d) input as +ve 2048-49: 0.0033206; Gains in Water Available For Use / Savings in Demand under the selected programme (Ml/d) input as +ve 2049-50: 0.0033206
52aA | Adjustment for Licence cap scenario 8 | LC09 | Other changes to DO | Resource Options | N | Ofwat Core | AWSNED | Ml/d | 2 | Gains in Water Available For Use / Savings in Demand under the selected programme (Ml/d) input as +ve 2025-26: 1.04; Gains in Water Available For Use / Savings in Demand under the selected programme (Ml/d) input as +ve 2026-27: 1.04; Gains in Water Available For Use / Savings in Demand under the selected programme (Ml/d) input as +ve 2027-28: 1.04; Gains in Water Available For Use / Savings in Demand under the selected programme (Ml/d) input as +ve 2028-29: 1.04; Gains in Water Available For Use / Savings in Demand under the selected programme (Ml/d) input as +ve 2029-30: 1.04; Gains in Water Available For Use / Savings in Demand under the selected programme (Ml/d) input as +ve 2030-31: 0.72; Gains in Water Available For Use / Savings in Demand under the selected programme (Ml/d) input as +ve 2031-32: 0.72; Gains in Water Available For Use / Savings in Demand under the selected programme (Ml/d) input as +ve 2032-33: 0; Gains in Water Available For Use / Savings in Demand under the selected programme (Ml/d) input as +ve 2033-34: 0; Gains in Water Available For Use / Savings in Demand under the selected programme (Ml/d) input as +ve 2034-35: 0; Gains in Water Available For Use / Savings in Demand under the selected programme (Ml/d) input as +ve 2035-36: 0; Gains in Water Available For Use / Savings in Demand under the selected programme (Ml/d) input as +ve 2036-37: 0; Gains in Water Available For Use / Savings in Demand under the selected programme (Ml/d) input as +ve 2037-38: 0; Gains in Water Available For Use / Savings in Demand under the selected programme (Ml/d) input as +ve 2038-39: 0; Gains in Water Available For Use / Savings in Demand under the selected programme (Ml/d) input as +ve 2039-40: 0; Gains in Water Available For Use / Savings in Demand under the selected programme (Ml/d) input as +ve 2040-41: 0; Gains in Water Available For Use / Savings in Demand under the selected programme (Ml/d) input as +ve 2041-42: 0; Gains in Water Available For Use / Savings in Demand under the selected programme (Ml/d) input as +ve 2042-43: 0; Gains in Water Available For Use / Savings in Demand under the selected programme (Ml/d) input as +ve 2043-44: 0; Gains in Water Available For Use / Savings in Demand under the selected programme (Ml/d) input as +ve 2044-45: 0; Gains in Water Available For Use / Savings in Demand under the selected programme (Ml/d) input as +ve 2045-46: 0; Gains in Water Available For Use / Savings in Demand under the selected programme (Ml/d) input as +ve 2046-47: 0; Gains in Water Available For Use / Savings in Demand under the selected programme (Ml/d) input as +ve 2047-48: 0; Gains in Water Available For Use / Savings in Demand under the selected programme (Ml/d) input as +ve 2048-49: 0; Gains in Water Available For Use / Savings in Demand under the selected programme (Ml/d) input as +ve 2049-50: 0
52aA | Adjustment for Licence cap scenario 8 | LC09 | Other changes to DO | Resource Options | N | Least Cost | AWSNED | Ml/d | 2 | Gains in Water Available For Use / Savings in Demand under the selected programme (Ml/d) input as +ve 2025-26: 1.04; Gains in Water Available For Use / Savings in Demand under the selected programme (Ml/d) input as +ve 2026-27: 1.04; Gains in Water Available For Use / Savings in Demand under the selected programme (Ml/d) input as +ve 2027-28: 1.04; Gains in Water Available For Use / Savings in Demand under the selected programme (Ml/d) input as +ve 2028-29: 1.04; Gains in Water Available For Use / Savings in Demand under the selected programme (Ml/d) input as +ve 2029-30: 1.04; Gains in Water Available For Use / Savings in Demand under the selected programme (Ml/d) input as +ve 2030-31: 0.72; Gains in Water Available For Use / Savings in Demand under the selected programme (Ml/d) input as +ve 2031-32: 0.72; Gains in Water Available For Use / Savings in Demand under the selected programme (Ml/d) input as +ve 2032-33: 0; Gains in Water Available For Use / Savings in Demand under the selected programme (Ml/d) input as +ve 2033-34: 0; Gains in Water Available For Use / Savings in Demand under the selected programme (Ml/d) input as +ve 2034-35: 0; Gains in Water Available For Use / Savings in Demand under the selected programme (Ml/d) input as +ve 2035-36: 0; Gains in Water Available For Use / Savings in Demand under the selected programme (Ml/d) input as +ve 2036-37: 0; Gains in Water Available For Use / Savings in Demand under the selected programme (Ml/d) input as +ve 2037-38: 0; Gains in Water Available For Use / Savings in Demand under the selected programme (Ml/d) input as +ve 2038-39: 0; Gains in Water Available For Use / Savings in Demand under the selected programme (Ml/d) input as +ve 2039-40: 0; Gains in Water Available For Use / Savings in Demand under the selected programme (Ml/d) input as +ve 2040-41: 0; Gains in Water Available For Use / Savings in Demand under the selected programme (Ml/d) input as +ve 2041-42: 0; Gains in Water Available For Use / Savings in Demand under the selected programme (Ml/d) input as +ve 2042-43: 0; Gains in Water Available For Use / Savings in Demand under the selected programme (Ml/d) input as +ve 2043-44: 0; Gains in Water Available For Use / Savings in Demand under the selected programme (Ml/d) input as +ve 2044-45: 0; Gains in Water Available For Use / Savings in Demand under the selected programme (Ml/d) input as +ve 2045-46: 0; Gains in Water Available For Use / Savings in Demand under the selected programme (Ml/d) input as +ve 2046-47: 0; Gains in Water Available For Use / Savings in Demand under the selected programme (Ml/d) input as +ve 2047-48: 0; Gains in Water Available For Use / Savings in Demand under the selected programme (Ml/d) input as +ve 2048-49: 0; Gains in Water Available For Use / Savings in Demand under the selected programme (Ml/d) input as +ve 2049-50: 0
52aP | Adjustment for Licence cap scenario 8 | LC09 | Other changes to DO | Resource Options | N | Preferred | AWSNED | Ml/d | 2 | Gains in Water Available For Use / Savings in Demand under the selected programme (Ml/d) input as +ve 2025-26: 1.04; Gains in Water Available For Use / Savings in Demand under the selected programme (Ml/d) input as +ve 2026-27: 1.04; Gains in Water Available For Use / Savings in Demand under the selected programme (Ml/d) input as +ve 2027-28: 1.04; Gains in Water Available For Use / Savings in Demand under the selected programme (Ml/d) input as +ve 2028-29: 1.04; Gains in Water Available For Use / Savings in Demand under the selected programme (Ml/d) input as +ve 2029-30: 1.04; Gains in Water Available For Use / Savings in Demand under the selected programme (Ml/d) input as +ve 2030-31: 0.72; Gains in Water Available For Use / Savings in Demand under the selected programme (Ml/d) input as +ve 2031-32: 0.72; Gains in Water Available For Use / Savings in Demand under the selected programme (Ml/d) input as +ve 2032-33: 0; Gains in Water Available For Use / Savings in Demand under the selected programme (Ml/d) input as +ve 2033-34: 0; Gains in Water Available For Use / Savings in Demand under the selected programme (Ml/d) input as +ve 2034-35: 0; Gains in Water Available For Use / Savings in Demand under the selected programme (Ml/d) input as +ve 2035-36: 0; Gains in Water Available For Use / Savings in Demand under the selected programme (Ml/d) input as +ve 2036-37: 0; Gains in Water Available For Use / Savings in Demand under the selected programme (Ml/d) input as +ve 2037-38: 0; Gains in Water Available For Use / Savings in Demand under the selected programme (Ml/d) input as +ve 2038-39: 0; Gains in Water Available For Use / Savings in Demand under the selected programme (Ml/d) input as +ve 2039-40: 0; Gains in Water Available For Use / Savings in Demand under the selected programme (Ml/d) input as +ve 2040-41: 0; Gains in Water Available For Use / Savings in Demand under the selected programme (Ml/d) input as +ve 2041-42: 0; Gains in Water Available For Use / Savings in Demand under the selected programme (Ml/d) input as +ve 2042-43: 0; Gains in Water Available For Use / Savings in Demand under the selected programme (Ml/d) input as +ve 2043-44: 0; Gains in Water Available For Use / Savings in Demand under the selected programme (Ml/d) input as +ve 2044-45: 0; Gains in Water Available For Use / Savings in Demand under the selected programme (Ml/d) input as +ve 2045-46: 0; Gains in Water Available For Use / Savings in Demand under the selected programme (Ml/d) input as +ve 2046-47: 0; Gains in Water Available For Use / Savings in Demand under the selected programme (Ml/d) input as +ve 2047-48: 0; Gains in Water Available For Use / Savings in Demand under the selected programme (Ml/d) input as +ve 2048-49: 0; Gains in Water Available For Use / Savings in Demand under the selected programme (Ml/d) input as +ve 2049-50: 0
52bA | Norfolk East Dereham WTW backwash water recovery | NED3 | Water treatment works loss recovery | Production Options | N | Ofwat Core | AWSNED | Ml/d | 2 | Gains in Water Available For Use / Savings in Demand under the selected programme (Ml/d) input as +ve 2025-26: 0; Gains in Water Available For Use / Savings in Demand under the selected programme (Ml/d) input as +ve 2026-27: 0; Gains in Water Available For Use / Savings in Demand under the selected programme (Ml/d) input as +ve 2027-28: 0; Gains in Water Available For Use / Savings in Demand under the selected programme (Ml/d) input as +ve 2028-29: 0; Gains in Water Available For Use / Savings in Demand under the selected programme (Ml/d) input as +ve 2029-30: 0; Gains in Water Available For Use / Savings in Demand under the selected programme (Ml/d) input as +ve 2030-31: 0.1; Gains in Water Available For Use / Savings in Demand under the selected programme (Ml/d) input as +ve 2031-32: 0.1; Gains in Water Available For Use / Savings in Demand under the selected programme (Ml/d) input as +ve 2032-33: 0.1; Gains in Water Available For Use / Savings in Demand under the selected programme (Ml/d) input as +ve 2033-34: 0.1; Gains in Water Available For Use / Savings in Demand under the selected programme (Ml/d) input as +ve 2034-35: 0.1; Gains in Water Available For Use / Savings in Demand under the selected programme (Ml/d) input as +ve 2035-36: 0.1; Gains in Water Available For Use / Savings in Demand under the selected programme (Ml/d) input as +ve 2036-37: 0.1; Gains in Water Available For Use / Savings in Demand under the selected programme (Ml/d) input as +ve 2037-38: 0.1; Gains in Water Available For Use / Savings in Demand under the selected programme (Ml/d) input as +ve 2038-39: 0.1; Gains in Water Available For Use / Savings in Demand under the selected programme (Ml/d) input as +ve 2039-40: 0.1; Gains in Water Available For Use / Savings in Demand under the selected programme (Ml/d) input as +ve 2040-41: 0.1; Gains in Water Available For Use / Savings in Demand under the selected programme (Ml/d) input as +ve 2041-42: 0.1; Gains in Water Available For Use / Savings in Demand under the selected programme (Ml/d) input as +ve 2042-43: 0.1; Gains in Water Available For Use / Savings in Demand under the selected programme (Ml/d) input as +ve 2043-44: 0.1; Gains in Water Available For Use / Savings in Demand under the selected programme (Ml/d) input as +ve 2044-45: 0.1; Gains in Water Available For Use / Savings in Demand under the selected programme (Ml/d) input as +ve 2045-46: 0.1; Gains in Water Available For Use / Savings in Demand under the selected programme (Ml/d) input as +ve 2046-47: 0.1; Gains in Water Available For Use / Savings in Demand under the selected programme (Ml/d) input as +ve 2047-48: 0.1; Gains in Water Available For Use / Savings in Demand under the selected programme (Ml/d) input as +ve 2048-49: 0.1; Gains in Water Available For Use / Savings in Demand under the selected programme (Ml/d) input as +ve 2049-50: 0.1
52bP | Norfolk East Dereham WTW backwash water recovery | NED3 | Water treatment works loss recovery | Production Options | N | Preferred | AWSNED | Ml/d | 2 | Gains in Water Available For Use / Savings in Demand under the selected programme (Ml/d) input as +ve 2025-26: 0; Gains in Water Available For Use / Savings in Demand under the selected programme (Ml/d) input as +ve 2026-27: 0; Gains in Water Available For Use / Savings in Demand under the selected programme (Ml/d) input as +ve 2027-28: 0; Gains in Water Available For Use / Savings in Demand under the selected programme (Ml/d) input as +ve 2028-29: 0; Gains in Water Available For Use / Savings in Demand under the selected programme (Ml/d) input as +ve 2029-30: 0; Gains in Water Available For Use / Savings in Demand under the selected programme (Ml/d) input as +ve 2030-31: 0.1; Gains in Water Available For Use / Savings in Demand under the selected programme (Ml/d) input as +ve 2031-32: 0.1; Gains in Water Available For Use / Savings in Demand under the selected programme (Ml/d) input as +ve 2032-33: 0.1; Gains in Water Available For Use / Savings in Demand under the selected programme (Ml/d) input as +ve 2033-34: 0.1; Gains in Water Available For Use / Savings in Demand under the selected programme (Ml/d) input as +ve 2034-35: 0.1; Gains in Water Available For Use / Savings in Demand under the selected programme (Ml/d) input as +ve 2035-36: 0.1; Gains in Water Available For Use / Savings in Demand under the selected programme (Ml/d) input as +ve 2036-37: 0.1; Gains in Water Available For Use / Savings in Demand under the selected programme (Ml/d) input as +ve 2037-38: 0.1; Gains in Water Available For Use / Savings in Demand under the selected programme (Ml/d) input as +ve 2038-39: 0.1; Gains in Water Available For Use / Savings in Demand under the selected programme (Ml/d) input as +ve 2039-40: 0.1; Gains in Water Available For Use / Savings in Demand under the selected programme (Ml/d) input as +ve 2040-41: 0.1; Gains in Water Available For Use / Savings in Demand under the selected programme (Ml/d) input as +ve 2041-42: 0.1; Gains in Water Available For Use / Savings in Demand under the selected programme (Ml/d) input as +ve 2042-43: 0.1; Gains in Water Available For Use / Savings in Demand under the selected programme (Ml/d) input as +ve 2043-44: 0.1; Gains in Water Available For Use / Savings in Demand under the selected programme (Ml/d) input as +ve 2044-45: 0.1; Gains in Water Available For Use / Savings in Demand under the selected programme (Ml/d) input as +ve 2045-46: 0.1; Gains in Water Available For Use / Savings in Demand under the selected programme (Ml/d) input as +ve 2046-47: 0.1; Gains in Water Available For Use / Savings in Demand under the selected programme (Ml/d) input as +ve 2047-48: 0.1; Gains in Water Available For Use / Savings in Demand under the selected programme (Ml/d) input as +ve 2048-49: 0.1; Gains in Water Available For Use / Savings in Demand under the selected programme (Ml/d) input as +ve 2049-50: 0.1
52cA | Adjustment to existing potable water import | EI08 | Internal potable transfer | Distribution Options | N | Ofwat Core | AWSNED | Ml/d | 2 | Gains in Water Available For Use / Savings in Demand under the selected programme (Ml/d) input as +ve 2025-26: -0.152; Gains in Water Available For Use / Savings in Demand under the selected programme (Ml/d) input as +ve 2026-27: -0.122; Gains in Water Available For Use / Savings in Demand under the selected programme (Ml/d) input as +ve 2027-28: -0.092; Gains in Water Available For Use / Savings in Demand under the selected programme (Ml/d) input as +ve 2028-29: -0.042; Gains in Water Available For Use / Savings in Demand under the selected programme (Ml/d) input as +ve 2029-30: 0.018; Gains in Water Available For Use / Savings in Demand under the selected programme (Ml/d) input as +ve 2030-31: -0.831; Gains in Water Available For Use / Savings in Demand under the selected programme (Ml/d) input as +ve 2031-32: -0.841; Gains in Water Available For Use / Savings in Demand under the selected programme (Ml/d) input as +ve 2032-33: -0.202; Gains in Water Available For Use / Savings in Demand under the selected programme (Ml/d) input as +ve 2033-34: -0.232; Gains in Water Available For Use / Savings in Demand under the selected programme (Ml/d) input as +ve 2034-35: -0.262; Gains in Water Available For Use / Savings in Demand under the selected programme (Ml/d) input as +ve 2035-36: 0.748; Gains in Water Available For Use / Savings in Demand under the selected programme (Ml/d) input as +ve 2036-37: 0; Gains in Water Available For Use / Savings in Demand under the selected programme (Ml/d) input as +ve 2037-38: 0; Gains in Water Available For Use / Savings in Demand under the selected programme (Ml/d) input as +ve 2038-39: 0; Gains in Water Available For Use / Savings in Demand under the selected programme (Ml/d) input as +ve 2039-40: 0; Gains in Water Available For Use / Savings in Demand under the selected programme (Ml/d) input as +ve 2040-41: 0; Gains in Water Available For Use / Savings in Demand under the selected programme (Ml/d) input as +ve 2041-42: 0; Gains in Water Available For Use / Savings in Demand under the selected programme (Ml/d) input as +ve 2042-43: 0; Gains in Water Available For Use / Savings in Demand under the selected programme (Ml/d) input as +ve 2043-44: 0; Gains in Water Available For Use / Savings in Demand under the selected programme (Ml/d) input as +ve 2044-45: 0; Gains in Water Available For Use / Savings in Demand under the selected programme (Ml/d) input as +ve 2045-46: 0; Gains in Water Available For Use / Savings in Demand under the selected programme (Ml/d) input as +ve 2046-47: 0; Gains in Water Available For Use / Savings in Demand under the selected programme (Ml/d) input as +ve 2047-48: 0; Gains in Water Available For Use / Savings in Demand under the selected programme (Ml/d) input as +ve 2048-49: 0; Gains in Water Available For Use / Savings in Demand under the selected programme (Ml/d) input as +ve 2049-50: 0
52cA | Adjustment to existing potable water export | EE07 | Internal potable transfer | Distribution Options | N | Ofwat Core | AWSNED | Ml/d | 2 | Gains in Water Available For Use / Savings in Demand under the selected programme (Ml/d) input as +ve 2025-26: 0.001; Gains in Water Available For Use / Savings in Demand under the selected programme (Ml/d) input as +ve 2026-27: 0.001; Gains in Water Available For Use / Savings in Demand under the selected programme (Ml/d) input as +ve 2027-28: 0.001; Gains in Water Available For Use / Savings in Demand under the selected programme (Ml/d) input as +ve 2028-29: -0.269; Gains in Water Available For Use / Savings in Demand under the selected programme (Ml/d) input as +ve 2029-30: -0.069; Gains in Water Available For Use / Savings in Demand under the selected programme (Ml/d) input as +ve 2030-31: 0.001; Gains in Water Available For Use / Savings in Demand under the selected programme (Ml/d) input as +ve 2031-32: 0.001; Gains in Water Available For Use / Savings in Demand under the selected programme (Ml/d) input as +ve 2032-33: 0.001; Gains in Water Available For Use / Savings in Demand under the selected programme (Ml/d) input as +ve 2033-34: 0.001; Gains in Water Available For Use / Savings in Demand under the selected programme (Ml/d) input as +ve 2034-35: 0.001; Gains in Water Available For Use / Savings in Demand under the selected programme (Ml/d) input as +ve 2035-36: 0.001; Gains in Water Available For Use / Savings in Demand under the selected programme (Ml/d) input as +ve 2036-37: 0.001; Gains in Water Available For Use / Savings in Demand under the selected programme (Ml/d) input as +ve 2037-38: 0.001; Gains in Water Available For Use / Savings in Demand under the selected programme (Ml/d) input as +ve 2038-39: 0.001; Gains in Water Available For Use / Savings in Demand under the selected programme (Ml/d) input as +ve 2039-40: 0.001; Gains in Water Available For Use / Savings in Demand under the selected programme (Ml/d) input as +ve 2040-41: 0.001; Gains in Water Available For Use / Savings in Demand under the selected programme (Ml/d) input as +ve 2041-42: 0.001; Gains in Water Available For Use / Savings in Demand under the selected programme (Ml/d) input as +ve 2042-43: 0.001; Gains in Water Available For Use / Savings in Demand under the selected programme (Ml/d) input as +ve 2043-44: 0.001; Gains in Water Available For Use / Savings in Demand under the selected programme (Ml/d) input as +ve 2044-45: 0.001; Gains in Water Available For Use / Savings in Demand under the selected programme (Ml/d) input as +ve 2045-46: 0.001; Gains in Water Available For Use / Savings in Demand under the selected programme (Ml/d) input as +ve 2046-47: 0.001; Gains in Water Available For Use / Savings in Demand under the selected programme (Ml/d) input as +ve 2047-48: 0.001; Gains in Water Available For Use / Savings in Demand under the selected programme (Ml/d) input as +ve 2048-49: 0.001; Gains in Water Available For Use / Savings in Demand under the selected programme (Ml/d) input as +ve 2049-50: 0.001
52cA | Norfolk Bradenham to Norfolk East Dereham potable transfer (10 Ml/d) | NED2 | Internal potable transfer | Distribution Options | N | Alternative | AWSNED | Ml/d | 2 | Gains in Water Available For Use / Savings in Demand under the selected programme (Ml/d) input as +ve 2025-26: 0; Gains in Water Available For Use / Savings in Demand under the selected programme (Ml/d) input as +ve 2026-27: 0; Gains in Water Available For Use / Savings in Demand under the selected programme (Ml/d) input as +ve 2027-28: 0; Gains in Water Available For Use / Savings in Demand under the selected programme (Ml/d) input as +ve 2028-29: 0; Gains in Water Available For Use / Savings in Demand under the selected programme (Ml/d) input as +ve 2029-30: 0; Gains in Water Available For Use / Savings in Demand under the selected programme (Ml/d) input as +ve 2030-31: 0; Gains in Water Available For Use / Savings in Demand under the selected programme (Ml/d) input as +ve 2031-32: 0; Gains in Water Available For Use / Savings in Demand under the selected programme (Ml/d) input as +ve 2032-33: 0; Gains in Water Available For Use / Savings in Demand under the selected programme (Ml/d) input as +ve 2033-34: 0; Gains in Water Available For Use / Savings in Demand under the selected programme (Ml/d) input as +ve 2034-35: 0; Gains in Water Available For Use / Savings in Demand under the selected programme (Ml/d) input as +ve 2035-36: 0.87; Gains in Water Available For Use / Savings in Demand under the selected programme (Ml/d) input as +ve 2036-37: 7.45; Gains in Water Available For Use / Savings in Demand under the selected programme (Ml/d) input as +ve 2037-38: 7.27; Gains in Water Available For Use / Savings in Demand under the selected programme (Ml/d) input as +ve 2038-39: 7.34; Gains in Water Available For Use / Savings in Demand under the selected programme (Ml/d) input as +ve 2039-40: 7.09; Gains in Water Available For Use / Savings in Demand under the selected programme (Ml/d) input as +ve 2040-41: 7.02; Gains in Water Available For Use / Savings in Demand under the selected programme (Ml/d) input as +ve 2041-42: 6.96; Gains in Water Available For Use / Savings in Demand under the selected programme (Ml/d) input as +ve 2042-43: 6.79; Gains in Water Available For Use / Savings in Demand under the selected programme (Ml/d) input as +ve 2043-44: 6.72; Gains in Water Available For Use / Savings in Demand under the selected programme (Ml/d) input as +ve 2044-45: 6.64; Gains in Water Available For Use / Savings in Demand under the selected programme (Ml/d) input as +ve 2045-46: 6.42; Gains in Water Available For Use / Savings in Demand under the selected programme (Ml/d) input as +ve 2046-47: 6.4; Gains in Water Available For Use / Savings in Demand under the selected programme (Ml/d) input as +ve 2047-48: 6.35; Gains in Water Available For Use / Savings in Demand under the selected programme (Ml/d) input as +ve 2048-49: 6.29; Gains in Water Available For Use / Savings in Demand under the selected programme (Ml/d) input as +ve 2049-50: 5.86
52cA | Norfolk East Dereham to North Norfolk Coast potable transfer (10 Ml/d) | NNC4 | Internal potable transfer | Distribution Options | N | Alternative | AWSNED | Ml/d | 2 | Gains in Water Available For Use / Savings in Demand under the selected programme (Ml/d) input as +ve 2025-26: 0; Gains in Water Available For Use / Savings in Demand under the selected programme (Ml/d) input as +ve 2026-27: 0; Gains in Water Available For Use / Savings in Demand under the selected programme (Ml/d) input as +ve 2027-28: 0; Gains in Water Available For Use / Savings in Demand under the selected programme (Ml/d) input as +ve 2028-29: 0; Gains in Water Available For Use / Savings in Demand under the selected programme (Ml/d) input as +ve 2029-30: 0; Gains in Water Available For Use / Savings in Demand under the selected programme (Ml/d) input as +ve 2030-31: 0; Gains in Water Available For Use / Savings in Demand under the selected programme (Ml/d) input as +ve 2031-32: 0; Gains in Water Available For Use / Savings in Demand under the selected programme (Ml/d) input as +ve 2032-33: 0; Gains in Water Available For Use / Savings in Demand under the selected programme (Ml/d) input as +ve 2033-34: 0; Gains in Water Available For Use / Savings in Demand under the selected programme (Ml/d) input as +ve 2034-35: 0; Gains in Water Available For Use / Savings in Demand under the selected programme (Ml/d) input as +ve 2035-36: -2.15; Gains in Water Available For Use / Savings in Demand under the selected programme (Ml/d) input as +ve 2036-37: -7.8; Gains in Water Available For Use / Savings in Demand under the selected programme (Ml/d) input as +ve 2037-38: -7.77; Gains in Water Available For Use / Savings in Demand under the selected programme (Ml/d) input as +ve 2038-39: -7.75; Gains in Water Available For Use / Savings in Demand under the selected programme (Ml/d) input as +ve 2039-40: -7.59; Gains in Water Available For Use / Savings in Demand under the selected programme (Ml/d) input as +ve 2040-41: -7.54; Gains in Water Available For Use / Savings in Demand under the selected programme (Ml/d) input as +ve 2041-42: -7.49; Gains in Water Available For Use / Savings in Demand under the selected programme (Ml/d) input as +ve 2042-43: -7.35; Gains in Water Available For Use / Savings in Demand under the selected programme (Ml/d) input as +ve 2043-44: -7.29; Gains in Water Available For Use / Savings in Demand under the selected programme (Ml/d) input as +ve 2044-45: -7.21; Gains in Water Available For Use / Savings in Demand under the selected programme (Ml/d) input as +ve 2045-46: -7.02; Gains in Water Available For Use / Savings in Demand under the selected programme (Ml/d) input as +ve 2046-47: -6.95; Gains in Water Available For Use / Savings in Demand under the selected programme (Ml/d) input as +ve 2047-48: -6.91; Gains in Water Available For Use / Savings in Demand under the selected programme (Ml/d) input as +ve 2048-49: -6.85; Gains in Water Available For Use / Savings in Demand under the selected programme (Ml/d) input as +ve 2049-50: -6.42
52cA | Adjustment to existing potable water import | EI08 | Internal potable transfer | Distribution Options | N | Least Cost | AWSNED | Ml/d | 2 | Gains in Water Available For Use / Savings in Demand under the selected programme (Ml/d) input as +ve 2025-26: -0.152; Gains in Water Available For Use / Savings in Demand under the selected programme (Ml/d) input as +ve 2026-27: -0.122; Gains in Water Available For Use / Savings in Demand under the selected programme (Ml/d) input as +ve 2027-28: -0.092; Gains in Water Available For Use / Savings in Demand under the selected programme (Ml/d) input as +ve 2028-29: -0.042; Gains in Water Available For Use / Savings in Demand under the selected programme (Ml/d) input as +ve 2029-30: 0.018; Gains in Water Available For Use / Savings in Demand under the selected programme (Ml/d) input as +ve 2030-31: -0.831; Gains in Water Available For Use / Savings in Demand under the selected programme (Ml/d) input as +ve 2031-32: -0.841; Gains in Water Available For Use / Savings in Demand under the selected programme (Ml/d) input as +ve 2032-33: -0.202; Gains in Water Available For Use / Savings in Demand under the selected programme (Ml/d) input as +ve 2033-34: -0.232; Gains in Water Available For Use / Savings in Demand under the selected programme (Ml/d) input as +ve 2034-35: -0.262; Gains in Water Available For Use / Savings in Demand under the selected programme (Ml/d) input as +ve 2035-36: 0.748; Gains in Water Available For Use / Savings in Demand under the selected programme (Ml/d) input as +ve 2036-37: 0; Gains in Water Available For Use / Savings in Demand under the selected programme (Ml/d) input as +ve 2037-38: 0; Gains in Water Available For Use / Savings in Demand under the selected programme (Ml/d) input as +ve 2038-39: 0; Gains in Water Available For Use / Savings in Demand under the selected programme (Ml/d) input as +ve 2039-40: 0; Gains in Water Available For Use / Savings in Demand under the selected programme (Ml/d) input as +ve 2040-41: 0; Gains in Water Available For Use / Savings in Demand under the selected programme (Ml/d) input as +ve 2041-42: 0; Gains in Water Available For Use / Savings in Demand under the selected programme (Ml/d) input as +ve 2042-43: 0; Gains in Water Available For Use / Savings in Demand under the selected programme (Ml/d) input as +ve 2043-44: 0; Gains in Water Available For Use / Savings in Demand under the selected programme (Ml/d) input as +ve 2044-45: 0; Gains in Water Available For Use / Savings in Demand under the selected programme (Ml/d) input as +ve 2045-46: 0; Gains in Water Available For Use / Savings in Demand under the selected programme (Ml/d) input as +ve 2046-47: 0; Gains in Water Available For Use / Savings in Demand under the selected programme (Ml/d) input as +ve 2047-48: 0; Gains in Water Available For Use / Savings in Demand under the selected programme (Ml/d) input as +ve 2048-49: 0; Gains in Water Available For Use / Savings in Demand under the selected programme (Ml/d) input as +ve 2049-50: 0
52cA | Adjustment to existing potable water export | EE07 | Internal potable transfer | Distribution Options | N | Least Cost | AWSNED | Ml/d | 2 | Gains in Water Available For Use / Savings in Demand under the selected programme (Ml/d) input as +ve 2025-26: 0.001; Gains in Water Available For Use / Savings in Demand under the selected programme (Ml/d) input as +ve 2026-27: 0.001; Gains in Water Available For Use / Savings in Demand under the selected programme (Ml/d) input as +ve 2027-28: 0.001; Gains in Water Available For Use / Savings in Demand under the selected programme (Ml/d) input as +ve 2028-29: -0.269; Gains in Water Available For Use / Savings in Demand under the selected programme (Ml/d) input as +ve 2029-30: -0.069; Gains in Water Available For Use / Savings in Demand under the selected programme (Ml/d) input as +ve 2030-31: 0.001; Gains in Water Available For Use / Savings in Demand under the selected programme (Ml/d) input as +ve 2031-32: 0.001; Gains in Water Available For Use / Savings in Demand under the selected programme (Ml/d) input as +ve 2032-33: 0.001; Gains in Water Available For Use / Savings in Demand under the selected programme (Ml/d) input as +ve 2033-34: 0.001; Gains in Water Available For Use / Savings in Demand under the selected programme (Ml/d) input as +ve 2034-35: 0.001; Gains in Water Available For Use / Savings in Demand under the selected programme (Ml/d) input as +ve 2035-36: 0.001; Gains in Water Available For Use / Savings in Demand under the selected programme (Ml/d) input as +ve 2036-37: 0.001; Gains in Water Available For Use / Savings in Demand under the selected programme (Ml/d) input as +ve 2037-38: 0; Gains in Water Available For Use / Savings in Demand under the selected programme (Ml/d) input as +ve 2038-39: 0; Gains in Water Available For Use / Savings in Demand under the selected programme (Ml/d) input as +ve 2039-40: 0; Gains in Water Available For Use / Savings in Demand under the selected programme (Ml/d) input as +ve 2040-41: 0; Gains in Water Available For Use / Savings in Demand under the selected programme (Ml/d) input as +ve 2041-42: 0; Gains in Water Available For Use / Savings in Demand under the selected programme (Ml/d) input as +ve 2042-43: 0; Gains in Water Available For Use / Savings in Demand under the selected programme (Ml/d) input as +ve 2043-44: 0; Gains in Water Available For Use / Savings in Demand under the selected programme (Ml/d) input as +ve 2044-45: 0; Gains in Water Available For Use / Savings in Demand under the selected programme (Ml/d) input as +ve 2045-46: 0; Gains in Water Available For Use / Savings in Demand under the selected programme (Ml/d) input as +ve 2046-47: 0; Gains in Water Available For Use / Savings in Demand under the selected programme (Ml/d) input as +ve 2047-48: 0; Gains in Water Available For Use / Savings in Demand under the selected programme (Ml/d) input as +ve 2048-49: 0; Gains in Water Available For Use / Savings in Demand under the selected programme (Ml/d) input as +ve 2049-50: 0
52cA | Norfolk Bradenham to Norfolk East Dereham potable transfer (10 Ml/d) | NED2 | Internal potable transfer | Distribution Options | N | Least Cost | AWSNED | Ml/d | 2 | Gains in Water Available For Use / Savings in Demand under the selected programme (Ml/d) input as +ve 2025-26: 0; Gains in Water Available For Use / Savings in Demand under the selected programme (Ml/d) input as +ve 2026-27: 0; Gains in Water Available For Use / Savings in Demand under the selected programme (Ml/d) input as +ve 2027-28: 0; Gains in Water Available For Use / Savings in Demand under the selected programme (Ml/d) input as +ve 2028-29: 0; Gains in Water Available For Use / Savings in Demand under the selected programme (Ml/d) input as +ve 2029-30: 0; Gains in Water Available For Use / Savings in Demand under the selected programme (Ml/d) input as +ve 2030-31: 0; Gains in Water Available For Use / Savings in Demand under the selected programme (Ml/d) input as +ve 2031-32: 0; Gains in Water Available For Use / Savings in Demand under the selected programme (Ml/d) input as +ve 2032-33: 0; Gains in Water Available For Use / Savings in Demand under the selected programme (Ml/d) input as +ve 2033-34: 0; Gains in Water Available For Use / Savings in Demand under the selected programme (Ml/d) input as +ve 2034-35: 0; Gains in Water Available For Use / Savings in Demand under the selected programme (Ml/d) input as +ve 2035-36: 0.87; Gains in Water Available For Use / Savings in Demand under the selected programme (Ml/d) input as +ve 2036-37: 7.45; Gains in Water Available For Use / Savings in Demand under the selected programme (Ml/d) input as +ve 2037-38: 7.27; Gains in Water Available For Use / Savings in Demand under the selected programme (Ml/d) input as +ve 2038-39: 7.34; Gains in Water Available For Use / Savings in Demand under the selected programme (Ml/d) input as +ve 2039-40: 7.09; Gains in Water Available For Use / Savings in Demand under the selected programme (Ml/d) input as +ve 2040-41: 7.02; Gains in Water Available For Use / Savings in Demand under the selected programme (Ml/d) input as +ve 2041-42: 6.96; Gains in Water Available For Use / Savings in Demand under the selected programme (Ml/d) input as +ve 2042-43: 6.79; Gains in Water Available For Use / Savings in Demand under the selected programme (Ml/d) input as +ve 2043-44: 6.72; Gains in Water Available For Use / Savings in Demand under the selected programme (Ml/d) input as +ve 2044-45: 6.64; Gains in Water Available For Use / Savings in Demand under the selected programme (Ml/d) input as +ve 2045-46: 6.42; Gains in Water Available For Use / Savings in Demand under the selected programme (Ml/d) input as +ve 2046-47: 6.4; Gains in Water Available For Use / Savings in Demand under the selected programme (Ml/d) input as +ve 2047-48: 6.35; Gains in Water Available For Use / Savings in Demand under the selected programme (Ml/d) input as +ve 2048-49: 6.29; Gains in Water Available For Use / Savings in Demand under the selected programme (Ml/d) input as +ve 2049-50: 5.86
52cA | Norfolk East Harling to Norfolk Harleston potable transfer (5 Ml/d) | NHL4 | Internal potable transfer | Distribution Options | N | Least Cost | AWSNED | Ml/d | 2 | Gains in Water Available For Use / Savings in Demand under the selected programme (Ml/d) input as +ve 2025-26: 0; Gains in Water Available For Use / Savings in Demand under the selected programme (Ml/d) input as +ve 2026-27: 0; Gains in Water Available For Use / Savings in Demand under the selected programme (Ml/d) input as +ve 2027-28: 0; Gains in Water Available For Use / Savings in Demand under the selected programme (Ml/d) input as +ve 2028-29: 0; Gains in Water Available For Use / Savings in Demand under the selected programme (Ml/d) input as +ve 2029-30: 0; Gains in Water Available For Use / Savings in Demand under the selected programme (Ml/d) input as +ve 2030-31: -0.74; Gains in Water Available For Use / Savings in Demand under the selected programme (Ml/d) input as +ve 2031-32: -0.66; Gains in Water Available For Use / Savings in Demand under the selected programme (Ml/d) input as +ve 2032-33: -1.07; Gains in Water Available For Use / Savings in Demand under the selected programme (Ml/d) input as +ve 2033-34: -1.01; Gains in Water Available For Use / Savings in Demand under the selected programme (Ml/d) input as +ve 2034-35: -0.98; Gains in Water Available For Use / Savings in Demand under the selected programme (Ml/d) input as +ve 2035-36: -0.81; Gains in Water Available For Use / Savings in Demand under the selected programme (Ml/d) input as +ve 2036-37: -1.36; Gains in Water Available For Use / Savings in Demand under the selected programme (Ml/d) input as +ve 2037-38: -1.16; Gains in Water Available For Use / Savings in Demand under the selected programme (Ml/d) input as +ve 2038-39: -1.11; Gains in Water Available For Use / Savings in Demand under the selected programme (Ml/d) input as +ve 2039-40: -1.04; Gains in Water Available For Use / Savings in Demand under the selected programme (Ml/d) input as +ve 2040-41: -1.01; Gains in Water Available For Use / Savings in Demand under the selected programme (Ml/d) input as +ve 2041-42: -0.97; Gains in Water Available For Use / Savings in Demand under the selected programme (Ml/d) input as +ve 2042-43: -0.84; Gains in Water Available For Use / Savings in Demand under the selected programme (Ml/d) input as +ve 2043-44: -0.8; Gains in Water Available For Use / Savings in Demand under the selected programme (Ml/d) input as +ve 2044-45: -0.78; Gains in Water Available For Use / Savings in Demand under the selected programme (Ml/d) input as +ve 2045-46: -0.69; Gains in Water Available For Use / Savings in Demand under the selected programme (Ml/d) input as +ve 2046-47: -0.67; Gains in Water Available For Use / Savings in Demand under the selected programme (Ml/d) input as +ve 2047-48: -0.62; Gains in Water Available For Use / Savings in Demand under the selected programme (Ml/d) input as +ve 2048-49: -0.62; Gains in Water Available For Use / Savings in Demand under the selected programme (Ml/d) input as +ve 2049-50: -0.6
52cP | Adjustment to existing potable water import | EI08 | Internal potable transfer | Distribution Options | N | Preferred | AWSNED | Ml/d | 2 | Gains in Water Available For Use / Savings in Demand under the selected programme (Ml/d) input as +ve 2025-26: -0.152; Gains in Water Available For Use / Savings in Demand under the selected programme (Ml/d) input as +ve 2026-27: -0.122; Gains in Water Available For Use / Savings in Demand under the selected programme (Ml/d) input as +ve 2027-28: -0.092; Gains in Water Available For Use / Savings in Demand under the selected programme (Ml/d) input as +ve 2028-29: -0.042; Gains in Water Available For Use / Savings in Demand under the selected programme (Ml/d) input as +ve 2029-30: 0.018; Gains in Water Available For Use / Savings in Demand under the selected programme (Ml/d) input as +ve 2030-31: -0.831; Gains in Water Available For Use / Savings in Demand under the selected programme (Ml/d) input as +ve 2031-32: -0.841; Gains in Water Available For Use / Savings in Demand under the selected programme (Ml/d) input as +ve 2032-33: -0.202; Gains in Water Available For Use / Savings in Demand under the selected programme (Ml/d) input as +ve 2033-34: -0.232; Gains in Water Available For Use / Savings in Demand under the selected programme (Ml/d) input as +ve 2034-35: -0.262; Gains in Water Available For Use / Savings in Demand under the selected programme (Ml/d) input as +ve 2035-36: 0.748; Gains in Water Available For Use / Savings in Demand under the selected programme (Ml/d) input as +ve 2036-37: 0; Gains in Water Available For Use / Savings in Demand under the selected programme (Ml/d) input as +ve 2037-38: 0; Gains in Water Available For Use / Savings in Demand under the selected programme (Ml/d) input as +ve 2038-39: 0; Gains in Water Available For Use / Savings in Demand under the selected programme (Ml/d) input as +ve 2039-40: 0; Gains in Water Available For Use / Savings in Demand under the selected programme (Ml/d) input as +ve 2040-41: 0; Gains in Water Available For Use / Savings in Demand under the selected programme (Ml/d) input as +ve 2041-42: 0; Gains in Water Available For Use / Savings in Demand under the selected programme (Ml/d) input as +ve 2042-43: 0; Gains in Water Available For Use / Savings in Demand under the selected programme (Ml/d) input as +ve 2043-44: 0; Gains in Water Available For Use / Savings in Demand under the selected programme (Ml/d) input as +ve 2044-45: 0; Gains in Water Available For Use / Savings in Demand under the selected programme (Ml/d) input as +ve 2045-46: 0; Gains in Water Available For Use / Savings in Demand under the selected programme (Ml/d) input as +ve 2046-47: 0; Gains in Water Available For Use / Savings in Demand under the selected programme (Ml/d) input as +ve 2047-48: 0; Gains in Water Available For Use / Savings in Demand under the selected programme (Ml/d) input as +ve 2048-49: 0; Gains in Water Available For Use / Savings in Demand under the selected programme (Ml/d) input as +ve 2049-50: 0
52cP | Adjustment to existing potable water export | EE07 | Internal potable transfer | Distribution Options | N | Preferred | AWSNED | Ml/d | 2 | Gains in Water Available For Use / Savings in Demand under the selected programme (Ml/d) input as +ve 2025-26: 0.001; Gains in Water Available For Use / Savings in Demand under the selected programme (Ml/d) input as +ve 2026-27: 0.001; Gains in Water Available For Use / Savings in Demand under the selected programme (Ml/d) input as +ve 2027-28: 0.001; Gains in Water Available For Use / Savings in Demand under the selected programme (Ml/d) input as +ve 2028-29: -0.269; Gains in Water Available For Use / Savings in Demand under the selected programme (Ml/d) input as +ve 2029-30: -0.069; Gains in Water Available For Use / Savings in Demand under the selected programme (Ml/d) input as +ve 2030-31: 0.001; Gains in Water Available For Use / Savings in Demand under the selected programme (Ml/d) input as +ve 2031-32: 0.001; Gains in Water Available For Use / Savings in Demand under the selected programme (Ml/d) input as +ve 2032-33: 0.001; Gains in Water Available For Use / Savings in Demand under the selected programme (Ml/d) input as +ve 2033-34: 0.001; Gains in Water Available For Use / Savings in Demand under the selected programme (Ml/d) input as +ve 2034-35: 0.001; Gains in Water Available For Use / Savings in Demand under the selected programme (Ml/d) input as +ve 2035-36: 0.001; Gains in Water Available For Use / Savings in Demand under the selected programme (Ml/d) input as +ve 2036-37: 0.001; Gains in Water Available For Use / Savings in Demand under the selected programme (Ml/d) input as +ve 2037-38: 0.001; Gains in Water Available For Use / Savings in Demand under the selected programme (Ml/d) input as +ve 2038-39: 0.001; Gains in Water Available For Use / Savings in Demand under the selected programme (Ml/d) input as +ve 2039-40: 0.001; Gains in Water Available For Use / Savings in Demand under the selected programme (Ml/d) input as +ve 2040-41: 0.001; Gains in Water Available For Use / Savings in Demand under the selected programme (Ml/d) input as +ve 2041-42: 0.001; Gains in Water Available For Use / Savings in Demand under the selected programme (Ml/d) input as +ve 2042-43: 0.001; Gains in Water Available For Use / Savings in Demand under the selected programme (Ml/d) input as +ve 2043-44: 0.001; Gains in Water Available For Use / Savings in Demand under the selected programme (Ml/d) input as +ve 2044-45: 0.001; Gains in Water Available For Use / Savings in Demand under the selected programme (Ml/d) input as +ve 2045-46: 0.001; Gains in Water Available For Use / Savings in Demand under the selected programme (Ml/d) input as +ve 2046-47: 0.001; Gains in Water Available For Use / Savings in Demand under the selected programme (Ml/d) input as +ve 2047-48: 0.001; Gains in Water Available For Use / Savings in Demand under the selected programme (Ml/d) input as +ve 2048-49: 0.001; Gains in Water Available For Use / Savings in Demand under the selected programme (Ml/d) input as +ve 2049-50: 0.001
52cP | Norfolk Bradenham to Norfolk East Dereham potable transfer (10 Ml/d) | NED2 | Internal potable transfer | Distribution Options | N | Preferred | AWSNED | Ml/d | 2 | Gains in Water Available For Use / Savings in Demand under the selected programme (Ml/d) input as +ve 2025-26: 0; Gains in Water Available For Use / Savings in Demand under the selected programme (Ml/d) input as +ve 2026-27: 0; Gains in Water Available For Use / Savings in Demand under the selected programme (Ml/d) input as +ve 2027-28: 0; Gains in Water Available For Use / Savings in Demand under the selected programme (Ml/d) input as +ve 2028-29: 0; Gains in Water Available For Use / Savings in Demand under the selected programme (Ml/d) input as +ve 2029-30: 0; Gains in Water Available For Use / Savings in Demand under the selected programme (Ml/d) input as +ve 2030-31: 0; Gains in Water Available For Use / Savings in Demand under the selected programme (Ml/d) input as +ve 2031-32: 0; Gains in Water Available For Use / Savings in Demand under the selected programme (Ml/d) input as +ve 2032-33: 0; Gains in Water Available For Use / Savings in Demand under the selected programme (Ml/d) input as +ve 2033-34: 0; Gains in Water Available For Use / Savings in Demand under the selected programme (Ml/d) input as +ve 2034-35: 0; Gains in Water Available For Use / Savings in Demand under the selected programme (Ml/d) input as +ve 2035-36: 0.87; Gains in Water Available For Use / Savings in Demand under the selected programme (Ml/d) input as +ve 2036-37: 7.45; Gains in Water Available For Use / Savings in Demand under the selected programme (Ml/d) input as +ve 2037-38: 7.27; Gains in Water Available For Use / Savings in Demand under the selected programme (Ml/d) input as +ve 2038-39: 7.34; Gains in Water Available For Use / Savings in Demand under the selected programme (Ml/d) input as +ve 2039-40: 7.09; Gains in Water Available For Use / Savings in Demand under the selected programme (Ml/d) input as +ve 2040-41: 7.02; Gains in Water Available For Use / Savings in Demand under the selected programme (Ml/d) input as +ve 2041-42: 6.96; Gains in Water Available For Use / Savings in Demand under the selected programme (Ml/d) input as +ve 2042-43: 6.79; Gains in Water Available For Use / Savings in Demand under the selected programme (Ml/d) input as +ve 2043-44: 6.72; Gains in Water Available For Use / Savings in Demand under the selected programme (Ml/d) input as +ve 2044-45: 6.64; Gains in Water Available For Use / Savings in Demand under the selected programme (Ml/d) input as +ve 2045-46: 6.42; Gains in Water Available For Use / Savings in Demand under the selected programme (Ml/d) input as +ve 2046-47: 6.4; Gains in Water Available For Use / Savings in Demand under the selected programme (Ml/d) input as +ve 2047-48: 6.35; Gains in Water Available For Use / Savings in Demand under the selected programme (Ml/d) input as +ve 2048-49: 6.29; Gains in Water Available For Use / Savings in Demand under the selected programme (Ml/d) input as +ve 2049-50: 5.86
52cP | Norfolk East Dereham to North Norfolk Coast potable transfer (10 Ml/d) | NNC4 | Internal potable transfer | Distribution Options | N | Preferred | AWSNED | Ml/d | 2 | Gains in Water Available For Use / Savings in Demand under the selected programme (Ml/d) input as +ve 2025-26: 0; Gains in Water Available For Use / Savings in Demand under the selected programme (Ml/d) input as +ve 2026-27: 0; Gains in Water Available For Use / Savings in Demand under the selected programme (Ml/d) input as +ve 2027-28: 0; Gains in Water Available For Use / Savings in Demand under the selected programme (Ml/d) input as +ve 2028-29: 0; Gains in Water Available For Use / Savings in Demand under the selected programme (Ml/d) input as +ve 2029-30: 0; Gains in Water Available For Use / Savings in Demand under the selected programme (Ml/d) input as +ve 2030-31: 0; Gains in Water Available For Use / Savings in Demand under the selected programme (Ml/d) input as +ve 2031-32: 0; Gains in Water Available For Use / Savings in Demand under the selected programme (Ml/d) input as +ve 2032-33: 0; Gains in Water Available For Use / Savings in Demand under the selected programme (Ml/d) input as +ve 2033-34: 0; Gains in Water Available For Use / Savings in Demand under the selected programme (Ml/d) input as +ve 2034-35: 0; Gains in Water Available For Use / Savings in Demand under the selected programme (Ml/d) input as +ve 2035-36: -2.15; Gains in Water Available For Use / Savings in Demand under the selected programme (Ml/d) input as +ve 2036-37: -7.8; Gains in Water Available For Use / Savings in Demand under the selected programme (Ml/d) input as +ve 2037-38: -7.77; Gains in Water Available For Use / Savings in Demand under the selected programme (Ml/d) input as +ve 2038-39: -7.75; Gains in Water Available For Use / Savings in Demand under the selected programme (Ml/d) input as +ve 2039-40: -7.59; Gains in Water Available For Use / Savings in Demand under the selected programme (Ml/d) input as +ve 2040-41: -7.54; Gains in Water Available For Use / Savings in Demand under the selected programme (Ml/d) input as +ve 2041-42: -7.49; Gains in Water Available For Use / Savings in Demand under the selected programme (Ml/d) input as +ve 2042-43: -7.35; Gains in Water Available For Use / Savings in Demand under the selected programme (Ml/d) input as +ve 2043-44: -7.29; Gains in Water Available For Use / Savings in Demand under the selected programme (Ml/d) input as +ve 2044-45: -7.21; Gains in Water Available For Use / Savings in Demand under the selected programme (Ml/d) input as +ve 2045-46: -7.02; Gains in Water Available For Use / Savings in Demand under the selected programme (Ml/d) input as +ve 2046-47: -6.95; Gains in Water Available For Use / Savings in Demand under the selected programme (Ml/d) input as +ve 2047-48: -6.91; Gains in Water Available For Use / Savings in Demand under the selected programme (Ml/d) input as +ve 2048-49: -6.85; Gains in Water Available For Use / Savings in Demand under the selected programme (Ml/d) input as +ve 2049-50: -6.42
51cF | CC Mains Replacement.AWSNED | CC Mains Replacement.AWSNED | Mains replacement (not trunk mains) | Distribution Options | N | Least Cost | AWSNED | Ml/d | 2 | 0 | 0 | 0 | 0 | 0 | 0 | 0.00039325 | 0.00078651 | 0.0011798 | 0.001573 | 0.0019663 | 0.0023595 | 0.0027528 | 0.003146 | 0.0035393 | 0.0039325 | 0.0043258 | 0.0047191 | 0.0051123 | 0.0055056 | 0.0058988 | 0.0062921 | 0.0066853 | 0.0070786 | 0.0074718 | 0.0078651 | 0.0082583 | 0.0086516 | 0.0090449 | 0.0094381 | 0.0098314 | 0.010225 | 0.010618 | 0.011011 | 0.011404 | 0.011798 | 0.012191 | 0.012584 | 0.012977 | 0.013371 | 0.013764 | 0.014157 | 0.01455 | 0.014944 | 0.015337 | 0.01573 | 0.016123 | 0.016517 | 0.01691 | 0.017303 | 0.017696 | 0.01809 | 0.018483 | 0.018876 | 0.019269 | 0.019663 | 0.020056 | 0.020449 | 0.020842 | 0.021236 | 0.021629 | 0.022022 | 0.022416 | 0.022809 | 0.023202 | 0.023595 | 0.023989 | 0.024382 | 0.024775 | 0.025168 | 0.025562 | 0.025955 | 0.026348 | 0.026741 | 0.027135 | 0.027528 | 0.027921 | 0.028314 | 0.028708 | 0.029101 | 0.029494
51cF | CC Mains Replacement.AWSNED | CC Mains Replacement.AWSNED | Mains replacement (not trunk mains) | Distribution Options | N | Ofwat Core | AWSNED | Ml/d | 2 | 0 | 0 | 0 | 0 | 0 | 0 | 0.00039325 | 0.00078651 | 0.0011798 | 0.001573 | 0.0019663 | 0.0023595 | 0.0027528 | 0.003146 | 0.0035393 | 0.0039325 | 0.0043258 | 0.0047191 | 0.0051123 | 0.0055056 | 0.0058988 | 0.0062921 | 0.0066853 | 0.0070786 | 0.0074718 | 0.0078651 | 0.0082583 | 0.0086516 | 0.0090449 | 0.0094381 | 0.0098314 | 0.010225 | 0.010618 | 0.011011 | 0.011404 | 0.011798 | 0.012191 | 0.012584 | 0.012977 | 0.013371 | 0.013764 | 0.014157 | 0.01455 | 0.014944 | 0.015337 | 0.01573 | 0.016123 | 0.016517 | 0.01691 | 0.017303 | 0.017696 | 0.01809 | 0.018483 | 0.018876 | 0.019269 | 0.019663 | 0.020056 | 0.020449 | 0.020842 | 0.021236 | 0.021629 | 0.022022 | 0.022416 | 0.022809 | 0.023202 | 0.023595 | 0.023989 | 0.024382 | 0.024775 | 0.025168 | 0.025562 | 0.025955 | 0.026348 | 0.026741 | 0.027135 | 0.027528 | 0.027921 | 0.028314 | 0.028708 | 0.029101 | 0.029494
51cP | CC Mains Replacement.AWSNED | CC Mains Replacement.AWSNED | Mains replacement (not trunk mains) | Distribution Options | N | Preferred | AWSNED | Ml/d | 2 | 0 | 0 | 0 | 0 | 0 | 0 | 0.00039325 | 0.00078651 | 0.0011798 | 0.001573 | 0.0019663 | 0.0023595 | 0.0027528 | 0.003146 | 0.0035393 | 0.0039325 | 0.0043258 | 0.0047191 | 0.0051123 | 0.0055056 | 0.0058988 | 0.0062921 | 0.0066853 | 0.0070786 | 0.0074718 | 0.0078651 | 0.0082583 | 0.0086516 | 0.0090449 | 0.0094381 | 0.0098314 | 0.010225 | 0.010618 | 0.011011 | 0.011404 | 0.011798 | 0.012191 | 0.012584 | 0.012977 | 0.013371 | 0.013764 | 0.014157 | 0.01455 | 0.014944 | 0.015337 | 0.01573 | 0.016123 | 0.016517 | 0.01691 | 0.017303 | 0.017696 | 0.01809 | 0.018483 | 0.018876 | 0.019269 | 0.019663 | 0.020056 | 0.020449 | 0.020842 | 0.021236 | 0.021629 | 0.022022 | 0.022416 | 0.022809 | 0.023202 | 0.023595 | 0.023989 | 0.024382 | 0.024775 | 0.025168 | 0.025562 | 0.025955 | 0.026348 | 0.026741 | 0.027135 | 0.027528 | 0.027921 | 0.028314 | 0.028708 | 0.029101 | 0.029494
51dF | 1a WRMP24. Smart Showers.AWSNEH | WEF 1a.AWSNEH | Retrofitting indoor water efficiency devices | Customer Options | N | Least Cost | AWSNEH | Ml/d | 2 | Gains in Water Available For Use / Savings in Demand under the selected programme (Ml/d) input as +ve 2019-20: 0; Gains in Water Available For Use / Savings in Demand under the selected programme (Ml/d) input as +ve 2020-21: 0; Gains in Water Available For Use / Savings in Demand under the selected programme (Ml/d) input as +ve 2021-22: 0; Gains in Water Available For Use / Savings in Demand under the selected programme (Ml/d) input as +ve 2022-23: 0; Gains in Water Available For Use / Savings in Demand under the selected programme (Ml/d) input as +ve 2023-24: 0; Gains in Water Available For Use / Savings in Demand under the selected programme (Ml/d) input as +ve 2024-25: 0; Gains in Water Available For Use / Savings in Demand under the selected programme (Ml/d) input as +ve 2025-26: 0; Gains in Water Available For Use / Savings in Demand under the selected programme (Ml/d) input as +ve 2026-27: 0; Gains in Water Available For Use / Savings in Demand under the selected programme (Ml/d) input as +ve 2027-28: 0; Gains in Water Available For Use / Savings in Demand under the selected programme (Ml/d) input as +ve 2028-29: 0; Gains in Water Available For Use / Savings in Demand under the selected programme (Ml/d) input as +ve 2029-30: 0.00063885; Gains in Water Available For Use / Savings in Demand under the selected programme (Ml/d) input as +ve 2030-31: 0.0012807; Gains in Water Available For Use / Savings in Demand under the selected programme (Ml/d) input as +ve 2031-32: 0.0019252; Gains in Water Available For Use / Savings in Demand under the selected programme (Ml/d) input as +ve 2032-33: 0.0025721; Gains in Water Available For Use / Savings in Demand under the selected programme (Ml/d) input as +ve 2033-34: 0.0032218; Gains in Water Available For Use / Savings in Demand under the selected programme (Ml/d) input as +ve 2034-35: 0.0033904; Gains in Water Available For Use / Savings in Demand under the selected programme (Ml/d) input as +ve 2035-36: 0.0035594; Gains in Water Available For Use / Savings in Demand under the selected programme (Ml/d) input as +ve 2036-37: 0.0037285; Gains in Water Available For Use / Savings in Demand under the selected programme (Ml/d) input as +ve 2037-38: 0.0038929; Gains in Water Available For Use / Savings in Demand under the selected programme (Ml/d) input as +ve 2038-39: 0.0040525; Gains in Water Available For Use / Savings in Demand under the selected programme (Ml/d) input as +ve 2039-40: 0.0042075; Gains in Water Available For Use / Savings in Demand under the selected programme (Ml/d) input as +ve 2040-41: 0.0043581; Gains in Water Available For Use / Savings in Demand under the selected programme (Ml/d) input as +ve 2041-42: 0.0045048; Gains in Water Available For Use / Savings in Demand under the selected programme (Ml/d) input as +ve 2042-43: 0.0046515; Gains in Water Available For Use / Savings in Demand under the selected programme (Ml/d) input as +ve 2043-44: 0.0047982; Gains in Water Available For Use / Savings in Demand under the selected programme (Ml/d) input as +ve 2044-45: 0.004945; Gains in Water Available For Use / Savings in Demand under the selected programme (Ml/d) input as +ve 2045-46: 0.0050925; Gains in Water Available For Use / Savings in Demand under the selected programme (Ml/d) input as +ve 2046-47: 0.0052407; Gains in Water Available For Use / Savings in Demand under the selected programme (Ml/d) input as +ve 2047-48: 0.0053894; Gains in Water Available For Use / Savings in Demand under the selected programme (Ml/d) input as +ve 2048-49: 0.0055388; Gains in Water Available For Use / Savings in Demand under the selected programme (Ml/d) input as +ve 2049-50: 0.0056891
51dF | 1a WRMP24. Smart Showers.AWSNEH | WEF 1a.AWSNEH | Retrofitting indoor water efficiency devices | Customer Options | N | Ofwat Core | AWSNEH | Ml/d | 2 | Gains in Water Available For Use / Savings in Demand under the selected programme (Ml/d) input as +ve 2019-20: 0; Gains in Water Available For Use / Savings in Demand under the selected programme (Ml/d) input as +ve 2020-21: 0; Gains in Water Available For Use / Savings in Demand under the selected programme (Ml/d) input as +ve 2021-22: 0; Gains in Water Available For Use / Savings in Demand under the selected programme (Ml/d) input as +ve 2022-23: 0; Gains in Water Available For Use / Savings in Demand under the selected programme (Ml/d) input as +ve 2023-24: 0; Gains in Water Available For Use / Savings in Demand under the selected programme (Ml/d) input as +ve 2024-25: 0; Gains in Water Available For Use / Savings in Demand under the selected programme (Ml/d) input as +ve 2025-26: 0; Gains in Water Available For Use / Savings in Demand under the selected programme (Ml/d) input as +ve 2026-27: 0; Gains in Water Available For Use / Savings in Demand under the selected programme (Ml/d) input as +ve 2027-28: 0; Gains in Water Available For Use / Savings in Demand under the selected programme (Ml/d) input as +ve 2028-29: 0; Gains in Water Available For Use / Savings in Demand under the selected programme (Ml/d) input as +ve 2029-30: 0.00063885; Gains in Water Available For Use / Savings in Demand under the selected programme (Ml/d) input as +ve 2030-31: 0.0012807; Gains in Water Available For Use / Savings in Demand under the selected programme (Ml/d) input as +ve 2031-32: 0.0019252; Gains in Water Available For Use / Savings in Demand under the selected programme (Ml/d) input as +ve 2032-33: 0.0025721; Gains in Water Available For Use / Savings in Demand under the selected programme (Ml/d) input as +ve 2033-34: 0.0032218; Gains in Water Available For Use / Savings in Demand under the selected programme (Ml/d) input as +ve 2034-35: 0.0033904; Gains in Water Available For Use / Savings in Demand under the selected programme (Ml/d) input as +ve 2035-36: 0.0035594; Gains in Water Available For Use / Savings in Demand under the selected programme (Ml/d) input as +ve 2036-37: 0.0037285; Gains in Water Available For Use / Savings in Demand under the selected programme (Ml/d) input as +ve 2037-38: 0.0038929; Gains in Water Available For Use / Savings in Demand under the selected programme (Ml/d) input as +ve 2038-39: 0.0040525; Gains in Water Available For Use / Savings in Demand under the selected programme (Ml/d) input as +ve 2039-40: 0.0042075; Gains in Water Available For Use / Savings in Demand under the selected programme (Ml/d) input as +ve 2040-41: 0.0043581; Gains in Water Available For Use / Savings in Demand under the selected programme (Ml/d) input as +ve 2041-42: 0.0045048; Gains in Water Available For Use / Savings in Demand under the selected programme (Ml/d) input as +ve 2042-43: 0.0046515; Gains in Water Available For Use / Savings in Demand under the selected programme (Ml/d) input as +ve 2043-44: 0.0047982; Gains in Water Available For Use / Savings in Demand under the selected programme (Ml/d) input as +ve 2044-45: 0.004945; Gains in Water Available For Use / Savings in Demand under the selected programme (Ml/d) input as +ve 2045-46: 0.0050925; Gains in Water Available For Use / Savings in Demand under the selected programme (Ml/d) input as +ve 2046-47: 0.0052407; Gains in Water Available For Use / Savings in Demand under the selected programme (Ml/d) input as +ve 2047-48: 0.0053894; Gains in Water Available For Use / Savings in Demand under the selected programme (Ml/d) input as +ve 2048-49: 0.0055388; Gains in Water Available For Use / Savings in Demand under the selected programme (Ml/d) input as +ve 2049-50: 0.0056891
51dP | 1a WRMP24. Smart Showers.AWSNEH | WEF 1a.AWSNEH | Retrofitting indoor water efficiency devices | Customer Options | N | Preferred | AWSNEH | Ml/d | 2 | Gains in Water Available For Use / Savings in Demand under the selected programme (Ml/d) input as +ve 2019-20: 0; Gains in Water Available For Use / Savings in Demand under the selected programme (Ml/d) input as +ve 2020-21: 0; Gains in Water Available For Use / Savings in Demand under the selected programme (Ml/d) input as +ve 2021-22: 0; Gains in Water Available For Use / Savings in Demand under the selected programme (Ml/d) input as +ve 2022-23: 0; Gains in Water Available For Use / Savings in Demand under the selected programme (Ml/d) input as +ve 2023-24: 0; Gains in Water Available For Use / Savings in Demand under the selected programme (Ml/d) input as +ve 2024-25: 0; Gains in Water Available For Use / Savings in Demand under the selected programme (Ml/d) input as +ve 2025-26: 0; Gains in Water Available For Use / Savings in Demand under the selected programme (Ml/d) input as +ve 2026-27: 0; Gains in Water Available For Use / Savings in Demand under the selected programme (Ml/d) input as +ve 2027-28: 0; Gains in Water Available For Use / Savings in Demand under the selected programme (Ml/d) input as +ve 2028-29: 0; Gains in Water Available For Use / Savings in Demand under the selected programme (Ml/d) input as +ve 2029-30: 0.00063885; Gains in Water Available For Use / Savings in Demand under the selected programme (Ml/d) input as +ve 2030-31: 0.0012807; Gains in Water Available For Use / Savings in Demand under the selected programme (Ml/d) input as +ve 2031-32: 0.0019252; Gains in Water Available For Use / Savings in Demand under the selected programme (Ml/d) input as +ve 2032-33: 0.0025721; Gains in Water Available For Use / Savings in Demand under the selected programme (Ml/d) input as +ve 2033-34: 0.0032218; Gains in Water Available For Use / Savings in Demand under the selected programme (Ml/d) input as +ve 2034-35: 0.0033904; Gains in Water Available For Use / Savings in Demand under the selected programme (Ml/d) input as +ve 2035-36: 0.0035594; Gains in Water Available For Use / Savings in Demand under the selected programme (Ml/d) input as +ve 2036-37: 0.0037285; Gains in Water Available For Use / Savings in Demand under the selected programme (Ml/d) input as +ve 2037-38: 0.0038929; Gains in Water Available For Use / Savings in Demand under the selected programme (Ml/d) input as +ve 2038-39: 0.0040525; Gains in Water Available For Use / Savings in Demand under the selected programme (Ml/d) input as +ve 2039-40: 0.0042075; Gains in Water Available For Use / Savings in Demand under the selected programme (Ml/d) input as +ve 2040-41: 0.0043581; Gains in Water Available For Use / Savings in Demand under the selected programme (Ml/d) input as +ve 2041-42: 0.0045048; Gains in Water Available For Use / Savings in Demand under the selected programme (Ml/d) input as +ve 2042-43: 0.0046515; Gains in Water Available For Use / Savings in Demand under the selected programme (Ml/d) input as +ve 2043-44: 0.0047982; Gains in Water Available For Use / Savings in Demand under the selected programme (Ml/d) input as +ve 2044-45: 0.004945; Gains in Water Available For Use / Savings in Demand under the selected programme (Ml/d) input as +ve 2045-46: 0.0050925; Gains in Water Available For Use / Savings in Demand under the selected programme (Ml/d) input as +ve 2046-47: 0.0052407; Gains in Water Available For Use / Savings in Demand under the selected programme (Ml/d) input as +ve 2047-48: 0.0053894; Gains in Water Available For Use / Savings in Demand under the selected programme (Ml/d) input as +ve 2048-49: 0.0055388; Gains in Water Available For Use / Savings in Demand under the selected programme (Ml/d) input as +ve 2049-50: 0.0056891
51dF | 2c WRMP24. Garden Advice.AWSNEH | WEF 2c.AWSNEH | Water efficiency customer education / awareness | Customer Options | N | Least Cost | AWSNEH | Ml/d | 2 | Gains in Water Available For Use / Savings in Demand under the selected programme (Ml/d) input as +ve 2019-20: 0; Gains in Water Available For Use / Savings in Demand under the selected programme (Ml/d) input as +ve 2020-21: 0; Gains in Water Available For Use / Savings in Demand under the selected programme (Ml/d) input as +ve 2021-22: 0; Gains in Water Available For Use / Savings in Demand under the selected programme (Ml/d) input as +ve 2022-23: 0; Gains in Water Available For Use / Savings in Demand under the selected programme (Ml/d) input as +ve 2023-24: 0; Gains in Water Available For Use / Savings in Demand under the selected programme (Ml/d) input as +ve 2024-25: 0; Gains in Water Available For Use / Savings in Demand under the selected programme (Ml/d) input as +ve 2025-26: 0.00015287; Gains in Water Available For Use / Savings in Demand under the selected programme (Ml/d) input as +ve 2026-27: 0.00030704; Gains in Water Available For Use / Savings in Demand under the selected programme (Ml/d) input as +ve 2027-28: 0.00046199; Gains in Water Available For Use / Savings in Demand under the selected programme (Ml/d) input as +ve 2028-29: 0.00061753; Gains in Water Available For Use / Savings in Demand under the selected programme (Ml/d) input as +ve 2029-30: 0.00077358; Gains in Water Available For Use / Savings in Demand under the selected programme (Ml/d) input as +ve 2030-31: 0.00093013; Gains in Water Available For Use / Savings in Demand under the selected programme (Ml/d) input as +ve 2031-32: 0.0010871; Gains in Water Available For Use / Savings in Demand under the selected programme (Ml/d) input as +ve 2032-33: 0.0012445; Gains in Water Available For Use / Savings in Demand under the selected programme (Ml/d) input as +ve 2033-34: 0.0014024; Gains in Water Available For Use / Savings in Demand under the selected programme (Ml/d) input as +ve 2034-35: 0.0015607; Gains in Water Available For Use / Savings in Demand under the selected programme (Ml/d) input as +ve 2035-36: 0.0017196; Gains in Water Available For Use / Savings in Demand under the selected programme (Ml/d) input as +ve 2036-37: 0.0018788; Gains in Water Available For Use / Savings in Demand under the selected programme (Ml/d) input as +ve 2037-38: 0.0020372; Gains in Water Available For Use / Savings in Demand under the selected programme (Ml/d) input as +ve 2038-39: 0.002195; Gains in Water Available For Use / Savings in Demand under the selected programme (Ml/d) input as +ve 2039-40: 0.0023521; Gains in Water Available For Use / Savings in Demand under the selected programme (Ml/d) input as +ve 2040-41: 0.0025086; Gains in Water Available For Use / Savings in Demand under the selected programme (Ml/d) input as +ve 2041-42: 0.0026645; Gains in Water Available For Use / Savings in Demand under the selected programme (Ml/d) input as +ve 2042-43: 0.0028198; Gains in Water Available For Use / Savings in Demand under the selected programme (Ml/d) input as +ve 2043-44: 0.0029747; Gains in Water Available For Use / Savings in Demand under the selected programme (Ml/d) input as +ve 2044-45: 0.003129; Gains in Water Available For Use / Savings in Demand under the selected programme (Ml/d) input as +ve 2045-46: 0.003283; Gains in Water Available For Use / Savings in Demand under the selected programme (Ml/d) input as +ve 2046-47: 0.0034366; Gains in Water Available For Use / Savings in Demand under the selected programme (Ml/d) input as +ve 2047-48: 0.00359; Gains in Water Available For Use / Savings in Demand under the selected programme (Ml/d) input as +ve 2048-49: 0.0037432; Gains in Water Available For Use / Savings in Demand under the selected programme (Ml/d) input as +ve 2049-50: 0.0038961
51dF | 2c WRMP24. Garden Advice.AWSNEH | WEF 2c.AWSNEH | Water efficiency customer education / awareness | Customer Options | N | Ofwat Core | AWSNEH | Ml/d | 2 | Gains in Water Available For Use / Savings in Demand under the selected programme (Ml/d) input as +ve 2019-20: 0; Gains in Water Available For Use / Savings in Demand under the selected programme (Ml/d) input as +ve 2020-21: 0; Gains in Water Available For Use / Savings in Demand under the selected programme (Ml/d) input as +ve 2021-22: 0; Gains in Water Available For Use / Savings in Demand under the selected programme (Ml/d) input as +ve 2022-23: 0; Gains in Water Available For Use / Savings in Demand under the selected programme (Ml/d) input as +ve 2023-24: 0; Gains in Water Available For Use / Savings in Demand under the selected programme (Ml/d) input as +ve 2024-25: 0; Gains in Water Available For Use / Savings in Demand under the selected programme (Ml/d) input as +ve 2025-26: 0.00015287; Gains in Water Available For Use / Savings in Demand under the selected programme (Ml/d) input as +ve 2026-27: 0.00030704; Gains in Water Available For Use / Savings in Demand under the selected programme (Ml/d) input as +ve 2027-28: 0.00046199; Gains in Water Available For Use / Savings in Demand under the selected programme (Ml/d) input as +ve 2028-29: 0.00061753; Gains in Water Available For Use / Savings in Demand under the selected programme (Ml/d) input as +ve 2029-30: 0.00077358; Gains in Water Available For Use / Savings in Demand under the selected programme (Ml/d) input as +ve 2030-31: 0.00093013; Gains in Water Available For Use / Savings in Demand under the selected programme (Ml/d) input as +ve 2031-32: 0.0010871; Gains in Water Available For Use / Savings in Demand under the selected programme (Ml/d) input as +ve 2032-33: 0.0012445; Gains in Water Available For Use / Savings in Demand under the selected programme (Ml/d) input as +ve 2033-34: 0.0014024; Gains in Water Available For Use / Savings in Demand under the selected programme (Ml/d) input as +ve 2034-35: 0.0015607; Gains in Water Available For Use / Savings in Demand under the selected programme (Ml/d) input as +ve 2035-36: 0.0017196; Gains in Water Available For Use / Savings in Demand under the selected programme (Ml/d) input as +ve 2036-37: 0.0018788; Gains in Water Available For Use / Savings in Demand under the selected programme (Ml/d) input as +ve 2037-38: 0.0020372; Gains in Water Available For Use / Savings in Demand under the selected programme (Ml/d) input as +ve 2038-39: 0.002195; Gains in Water Available For Use / Savings in Demand under the selected programme (Ml/d) input as +ve 2039-40: 0.0023521; Gains in Water Available For Use / Savings in Demand under the selected programme (Ml/d) input as +ve 2040-41: 0.0025086; Gains in Water Available For Use / Savings in Demand under the selected programme (Ml/d) input as +ve 2041-42: 0.0026645; Gains in Water Available For Use / Savings in Demand under the selected programme (Ml/d) input as +ve 2042-43: 0.0028198; Gains in Water Available For Use / Savings in Demand under the selected programme (Ml/d) input as +ve 2043-44: 0.0029747; Gains in Water Available For Use / Savings in Demand under the selected programme (Ml/d) input as +ve 2044-45: 0.003129; Gains in Water Available For Use / Savings in Demand under the selected programme (Ml/d) input as +ve 2045-46: 0.003283; Gains in Water Available For Use / Savings in Demand under the selected programme (Ml/d) input as +ve 2046-47: 0.0034366; Gains in Water Available For Use / Savings in Demand under the selected programme (Ml/d) input as +ve 2047-48: 0.00359; Gains in Water Available For Use / Savings in Demand under the selected programme (Ml/d) input as +ve 2048-49: 0.0037432; Gains in Water Available For Use / Savings in Demand under the selected programme (Ml/d) input as +ve 2049-50: 0.0038961
51dP | 2c WRMP24. Garden Advice.AWSNEH | WEF 2c.AWSNEH | Water efficiency customer education / awareness | Customer Options | N | Preferred | AWSNEH | Ml/d | 2 | Gains in Water Available For Use / Savings in Demand under the selected programme (Ml/d) input as +ve 2019-20: 0; Gains in Water Available For Use / Savings in Demand under the selected programme (Ml/d) input as +ve 2020-21: 0; Gains in Water Available For Use / Savings in Demand under the selected programme (Ml/d) input as +ve 2021-22: 0; Gains in Water Available For Use / Savings in Demand under the selected programme (Ml/d) input as +ve 2022-23: 0; Gains in Water Available For Use / Savings in Demand under the selected programme (Ml/d) input as +ve 2023-24: 0; Gains in Water Available For Use / Savings in Demand under the selected programme (Ml/d) input as +ve 2024-25: 0; Gains in Water Available For Use / Savings in Demand under the selected programme (Ml/d) input as +ve 2025-26: 0.00015287; Gains in Water Available For Use / Savings in Demand under the selected programme (Ml/d) input as +ve 2026-27: 0.00030704; Gains in Water Available For Use / Savings in Demand under the selected programme (Ml/d) input as +ve 2027-28: 0.00046199; Gains in Water Available For Use / Savings in Demand under the selected programme (Ml/d) input as +ve 2028-29: 0.00061753; Gains in Water Available For Use / Savings in Demand under the selected programme (Ml/d) input as +ve 2029-30: 0.00077358; Gains in Water Available For Use / Savings in Demand under the selected programme (Ml/d) input as +ve 2030-31: 0.00093013; Gains in Water Available For Use / Savings in Demand under the selected programme (Ml/d) input as +ve 2031-32: 0.0010871; Gains in Water Available For Use / Savings in Demand under the selected programme (Ml/d) input as +ve 2032-33: 0.0012445; Gains in Water Available For Use / Savings in Demand under the selected programme (Ml/d) input as +ve 2033-34: 0.0014024; Gains in Water Available For Use / Savings in Demand under the selected programme (Ml/d) input as +ve 2034-35: 0.0015607; Gains in Water Available For Use / Savings in Demand under the selected programme (Ml/d) input as +ve 2035-36: 0.0017196; Gains in Water Available For Use / Savings in Demand under the selected programme (Ml/d) input as +ve 2036-37: 0.0018788; Gains in Water Available For Use / Savings in Demand under the selected programme (Ml/d) input as +ve 2037-38: 0.0020372; Gains in Water Available For Use / Savings in Demand under the selected programme (Ml/d) input as +ve 2038-39: 0.002195; Gains in Water Available For Use / Savings in Demand under the selected programme (Ml/d) input as +ve 2039-40: 0.0023521; Gains in Water Available For Use / Savings in Demand under the selected programme (Ml/d) input as +ve 2040-41: 0.0025086; Gains in Water Available For Use / Savings in Demand under the selected programme (Ml/d) input as +ve 2041-42: 0.0026645; Gains in Water Available For Use / Savings in Demand under the selected programme (Ml/d) input as +ve 2042-43: 0.0028198; Gains in Water Available For Use / Savings in Demand under the selected programme (Ml/d) input as +ve 2043-44: 0.0029747; Gains in Water Available For Use / Savings in Demand under the selected programme (Ml/d) input as +ve 2044-45: 0.003129; Gains in Water Available For Use / Savings in Demand under the selected programme (Ml/d) input as +ve 2045-46: 0.003283; Gains in Water Available For Use / Savings in Demand under the selected programme (Ml/d) input as +ve 2046-47: 0.0034366; Gains in Water Available For Use / Savings in Demand under the selected programme (Ml/d) input as +ve 2047-48: 0.00359; Gains in Water Available For Use / Savings in Demand under the selected programme (Ml/d) input as +ve 2048-49: 0.0037432; Gains in Water Available For Use / Savings in Demand under the selected programme (Ml/d) input as +ve 2049-50: 0.0038961
51dF | 3a WRMP24. Community Reward.AWSNEH | WEF 3a.AWSNEH | Water efficiency customer education / awareness | Customer Options | N | Least Cost | AWSNEH | Ml/d | 2 | Gains in Water Available For Use / Savings in Demand under the selected programme (Ml/d) input as +ve 2019-20: 0; Gains in Water Available For Use / Savings in Demand under the selected programme (Ml/d) input as +ve 2020-21: 0; Gains in Water Available For Use / Savings in Demand under the selected programme (Ml/d) input as +ve 2021-22: 0; Gains in Water Available For Use / Savings in Demand under the selected programme (Ml/d) input as +ve 2022-23: 0; Gains in Water Available For Use / Savings in Demand under the selected programme (Ml/d) input as +ve 2023-24: 0; Gains in Water Available For Use / Savings in Demand under the selected programme (Ml/d) input as +ve 2024-25: 0; Gains in Water Available For Use / Savings in Demand under the selected programme (Ml/d) input as +ve 2025-26: 0; Gains in Water Available For Use / Savings in Demand under the selected programme (Ml/d) input as +ve 2026-27: 0; Gains in Water Available For Use / Savings in Demand under the selected programme (Ml/d) input as +ve 2027-28: 0; Gains in Water Available For Use / Savings in Demand under the selected programme (Ml/d) input as +ve 2028-29: 0; Gains in Water Available For Use / Savings in Demand under the selected programme (Ml/d) input as +ve 2029-30: 0.00019306; Gains in Water Available For Use / Savings in Demand under the selected programme (Ml/d) input as +ve 2030-31: 0.000385; Gains in Water Available For Use / Savings in Demand under the selected programme (Ml/d) input as +ve 2031-32: 0.00057591; Gains in Water Available For Use / Savings in Demand under the selected programme (Ml/d) input as +ve 2032-33: 0.00076653; Gains in Water Available For Use / Savings in Demand under the selected programme (Ml/d) input as +ve 2033-34: 0.00095713; Gains in Water Available For Use / Savings in Demand under the selected programme (Ml/d) input as +ve 2034-35: 0.0011478; Gains in Water Available For Use / Savings in Demand under the selected programme (Ml/d) input as +ve 2035-36: 0.0013384; Gains in Water Available For Use / Savings in Demand under the selected programme (Ml/d) input as +ve 2036-37: 0.0015287; Gains in Water Available For Use / Savings in Demand under the selected programme (Ml/d) input as +ve 2037-38: 0.0017175; Gains in Water Available For Use / Savings in Demand under the selected programme (Ml/d) input as +ve 2038-39: 0.0019049; Gains in Water Available For Use / Savings in Demand under the selected programme (Ml/d) input as +ve 2039-40: 0.0020912; Gains in Water Available For Use / Savings in Demand under the selected programme (Ml/d) input as +ve 2040-41: 0.0022765; Gains in Water Available For Use / Savings in Demand under the selected programme (Ml/d) input as +ve 2041-42: 0.0024609; Gains in Water Available For Use / Savings in Demand under the selected programme (Ml/d) input as +ve 2042-43: 0.0026445; Gains in Water Available For Use / Savings in Demand under the selected programme (Ml/d) input as +ve 2043-44: 0.0028274; Gains in Water Available For Use / Savings in Demand under the selected programme (Ml/d) input as +ve 2044-45: 0.0028893; Gains in Water Available For Use / Savings in Demand under the selected programme (Ml/d) input as +ve 2045-46: 0.0029522; Gains in Water Available For Use / Savings in Demand under the selected programme (Ml/d) input as +ve 2046-47: 0.003016; Gains in Water Available For Use / Savings in Demand under the selected programme (Ml/d) input as +ve 2047-48: 0.0030801; Gains in Water Available For Use / Savings in Demand under the selected programme (Ml/d) input as +ve 2048-49: 0.0031442; Gains in Water Available For Use / Savings in Demand under the selected programme (Ml/d) input as +ve 2049-50: 0.0032086
51dF | 3a WRMP24. Community Reward.AWSNEH | WEF 3a.AWSNEH | Water efficiency customer education / awareness | Customer Options | N | Ofwat Core | AWSNEH | Ml/d | 2 | Gains in Water Available For Use / Savings in Demand under the selected programme (Ml/d) input as +ve 2019-20: 0; Gains in Water Available For Use / Savings in Demand under the selected programme (Ml/d) input as +ve 2020-21: 0; Gains in Water Available For Use / Savings in Demand under the selected programme (Ml/d) input as +ve 2021-22: 0; Gains in Water Available For Use / Savings in Demand under the selected programme (Ml/d) input as +ve 2022-23: 0; Gains in Water Available For Use / Savings in Demand under the selected programme (Ml/d) input as +ve 2023-24: 0; Gains in Water Available For Use / Savings in Demand under the selected programme (Ml/d) input as +ve 2024-25: 0; Gains in Water Available For Use / Savings in Demand under the selected programme (Ml/d) input as +ve 2025-26: 0; Gains in Water Available For Use / Savings in Demand under the selected programme (Ml/d) input as +ve 2026-27: 0; Gains in Water Available For Use / Savings in Demand under the selected programme (Ml/d) input as +ve 2027-28: 0; Gains in Water Available For Use / Savings in Demand under the selected programme (Ml/d) input as +ve 2028-29: 0; Gains in Water Available For Use / Savings in Demand under the selected programme (Ml/d) input as +ve 2029-30: 0.00019306; Gains in Water Available For Use / Savings in Demand under the selected programme (Ml/d) input as +ve 2030-31: 0.000385; Gains in Water Available For Use / Savings in Demand under the selected programme (Ml/d) input as +ve 2031-32: 0.00057591; Gains in Water Available For Use / Savings in Demand under the selected programme (Ml/d) input as +ve 2032-33: 0.00076653; Gains in Water Available For Use / Savings in Demand under the selected programme (Ml/d) input as +ve 2033-34: 0.00095713; Gains in Water Available For Use / Savings in Demand under the selected programme (Ml/d) input as +ve 2034-35: 0.0011478; Gains in Water Available For Use / Savings in Demand under the selected programme (Ml/d) input as +ve 2035-36: 0.0013384; Gains in Water Available For Use / Savings in Demand under the selected programme (Ml/d) input as +ve 2036-37: 0.0015287; Gains in Water Available For Use / Savings in Demand under the selected programme (Ml/d) input as +ve 2037-38: 0.0017175; Gains in Water Available For Use / Savings in Demand under the selected programme (Ml/d) input as +ve 2038-39: 0.0019049; Gains in Water Available For Use / Savings in Demand under the selected programme (Ml/d) input as +ve 2039-40: 0.0020912; Gains in Water Available For Use / Savings in Demand under the selected programme (Ml/d) input as +ve 2040-41: 0.0022765; Gains in Water Available For Use / Savings in Demand under the selected programme (Ml/d) input as +ve 2041-42: 0.0024609; Gains in Water Available For Use / Savings in Demand under the selected programme (Ml/d) input as +ve 2042-43: 0.0026445; Gains in Water Available For Use / Savings in Demand under the selected programme (Ml/d) input as +ve 2043-44: 0.0028274; Gains in Water Available For Use / Savings in Demand under the selected programme (Ml/d) input as +ve 2044-45: 0.0028893; Gains in Water Available For Use / Savings in Demand under the selected programme (Ml/d) input as +ve 2045-46: 0.0029522; Gains in Water Available For Use / Savings in Demand under the selected programme (Ml/d) input as +ve 2046-47: 0.003016; Gains in Water Available For Use / Savings in Demand under the selected programme (Ml/d) input as +ve 2047-48: 0.0030801; Gains in Water Available For Use / Savings in Demand under the selected programme (Ml/d) input as +ve 2048-49: 0.0031442; Gains in Water Available For Use / Savings in Demand under the selected programme (Ml/d) input as +ve 2049-50: 0.0032086
51dP | 3a WRMP24. Community Reward.AWSNEH | WEF 3a.AWSNEH | Water efficiency customer education / awareness | Customer Options | N | Preferred | AWSNEH | Ml/d | 2 | Gains in Water Available For Use / Savings in Demand under the selected programme (Ml/d) input as +ve 2019-20: 0; Gains in Water Available For Use / Savings in Demand under the selected programme (Ml/d) input as +ve 2020-21: 0; Gains in Water Available For Use / Savings in Demand under the selected programme (Ml/d) input as +ve 2021-22: 0; Gains in Water Available For Use / Savings in Demand under the selected programme (Ml/d) input as +ve 2022-23: 0; Gains in Water Available For Use / Savings in Demand under the selected programme (Ml/d) input as +ve 2023-24: 0; Gains in Water Available For Use / Savings in Demand under the selected programme (Ml/d) input as +ve 2024-25: 0; Gains in Water Available For Use / Savings in Demand under the selected programme (Ml/d) input as +ve 2025-26: 0; Gains in Water Available For Use / Savings in Demand under the selected programme (Ml/d) input as +ve 2026-27: 0; Gains in Water Available For Use / Savings in Demand under the selected programme (Ml/d) input as +ve 2027-28: 0; Gains in Water Available For Use / Savings in Demand under the selected programme (Ml/d) input as +ve 2028-29: 0; Gains in Water Available For Use / Savings in Demand under the selected programme (Ml/d) input as +ve 2029-30: 0.00019306; Gains in Water Available For Use / Savings in Demand under the selected programme (Ml/d) input as +ve 2030-31: 0.000385; Gains in Water Available For Use / Savings in Demand under the selected programme (Ml/d) input as +ve 2031-32: 0.00057591; Gains in Water Available For Use / Savings in Demand under the selected programme (Ml/d) input as +ve 2032-33: 0.00076653; Gains in Water Available For Use / Savings in Demand under the selected programme (Ml/d) input as +ve 2033-34: 0.00095713; Gains in Water Available For Use / Savings in Demand under the selected programme (Ml/d) input as +ve 2034-35: 0.0011478; Gains in Water Available For Use / Savings in Demand under the selected programme (Ml/d) input as +ve 2035-36: 0.0013384; Gains in Water Available For Use / Savings in Demand under the selected programme (Ml/d) input as +ve 2036-37: 0.0015287; Gains in Water Available For Use / Savings in Demand under the selected programme (Ml/d) input as +ve 2037-38: 0.0017175; Gains in Water Available For Use / Savings in Demand under the selected programme (Ml/d) input as +ve 2038-39: 0.0019049; Gains in Water Available For Use / Savings in Demand under the selected programme (Ml/d) input as +ve 2039-40: 0.0020912; Gains in Water Available For Use / Savings in Demand under the selected programme (Ml/d) input as +ve 2040-41: 0.0022765; Gains in Water Available For Use / Savings in Demand under the selected programme (Ml/d) input as +ve 2041-42: 0.0024609; Gains in Water Available For Use / Savings in Demand under the selected programme (Ml/d) input as +ve 2042-43: 0.0026445; Gains in Water Available For Use / Savings in Demand under the selected programme (Ml/d) input as +ve 2043-44: 0.0028274; Gains in Water Available For Use / Savings in Demand under the selected programme (Ml/d) input as +ve 2044-45: 0.0028893; Gains in Water Available For Use / Savings in Demand under the selected programme (Ml/d) input as +ve 2045-46: 0.0029522; Gains in Water Available For Use / Savings in Demand under the selected programme (Ml/d) input as +ve 2046-47: 0.003016; Gains in Water Available For Use / Savings in Demand under the selected programme (Ml/d) input as +ve 2047-48: 0.0030801; Gains in Water Available For Use / Savings in Demand under the selected programme (Ml/d) input as +ve 2048-49: 0.0031442; Gains in Water Available For Use / Savings in Demand under the selected programme (Ml/d) input as +ve 2049-50: 0.0032086
51dF | 4a WRMP24. PL Uplift - Vulnerable Customers.AWSNEH | WEF 4a.AWSNEH | Other water efficiency | Customer Options | N | Least Cost | AWSNEH | Ml/d | 2 | Gains in Water Available For Use / Savings in Demand under the selected programme (Ml/d) input as +ve 2019-20: 0; Gains in Water Available For Use / Savings in Demand under the selected programme (Ml/d) input as +ve 2020-21: 0; Gains in Water Available For Use / Savings in Demand under the selected programme (Ml/d) input as +ve 2021-22: 0; Gains in Water Available For Use / Savings in Demand under the selected programme (Ml/d) input as +ve 2022-23: 0; Gains in Water Available For Use / Savings in Demand under the selected programme (Ml/d) input as +ve 2023-24: 0; Gains in Water Available For Use / Savings in Demand under the selected programme (Ml/d) input as +ve 2024-25: 0; Gains in Water Available For Use / Savings in Demand under the selected programme (Ml/d) input as +ve 2025-26: 0; Gains in Water Available For Use / Savings in Demand under the selected programme (Ml/d) input as +ve 2026-27: 0; Gains in Water Available For Use / Savings in Demand under the selected programme (Ml/d) input as +ve 2027-28: 0; Gains in Water Available For Use / Savings in Demand under the selected programme (Ml/d) input as +ve 2028-29: 0; Gains in Water Available For Use / Savings in Demand under the selected programme (Ml/d) input as +ve 2029-30: 0.0014628; Gains in Water Available For Use / Savings in Demand under the selected programme (Ml/d) input as +ve 2030-31: 0.0016785; Gains in Water Available For Use / Savings in Demand under the selected programme (Ml/d) input as +ve 2031-32: 0.0019005; Gains in Water Available For Use / Savings in Demand under the selected programme (Ml/d) input as +ve 2032-33: 0.0019347; Gains in Water Available For Use / Savings in Demand under the selected programme (Ml/d) input as +ve 2033-34: 0.0019684; Gains in Water Available For Use / Savings in Demand under the selected programme (Ml/d) input as +ve 2034-35: 0.0020014; Gains in Water Available For Use / Savings in Demand under the selected programme (Ml/d) input as +ve 2035-36: 0.0020333; Gains in Water Available For Use / Savings in Demand under the selected programme (Ml/d) input as +ve 2036-37: 0.0020641; Gains in Water Available For Use / Savings in Demand under the selected programme (Ml/d) input as +ve 2037-38: 0.0020788; Gains in Water Available For Use / Savings in Demand under the selected programme (Ml/d) input as +ve 2038-39: 0.0020936; Gains in Water Available For Use / Savings in Demand under the selected programme (Ml/d) input as +ve 2039-40: 0.0021081; Gains in Water Available For Use / Savings in Demand under the selected programme (Ml/d) input as +ve 2040-41: 0.0021227; Gains in Water Available For Use / Savings in Demand under the selected programme (Ml/d) input as +ve 2041-42: 0.0021373; Gains in Water Available For Use / Savings in Demand under the selected programme (Ml/d) input as +ve 2042-43: 0.002152; Gains in Water Available For Use / Savings in Demand under the selected programme (Ml/d) input as +ve 2043-44: 0.0021668; Gains in Water Available For Use / Savings in Demand under the selected programme (Ml/d) input as +ve 2044-45: 0.0021815; Gains in Water Available For Use / Savings in Demand under the selected programme (Ml/d) input as +ve 2045-46: 0.0021963; Gains in Water Available For Use / Savings in Demand under the selected programme (Ml/d) input as +ve 2046-47: 0.0022112; Gains in Water Available For Use / Savings in Demand under the selected programme (Ml/d) input as +ve 2047-48: 0.0022261; Gains in Water Available For Use / Savings in Demand under the selected programme (Ml/d) input as +ve 2048-49: 0.0022412; Gains in Water Available For Use / Savings in Demand under the selected programme (Ml/d) input as +ve 2049-50: 0.0022564
51dF | 4a WRMP24. PL Uplift - Vulnerable Customers.AWSNEH | WEF 4a.AWSNEH | Other water efficiency | Customer Options | N | Ofwat Core | AWSNEH | Ml/d | 2 | Gains in Water Available For Use / Savings in Demand under the selected programme (Ml/d) input as +ve 2019-20: 0; Gains in Water Available For Use / Savings in Demand under the selected programme (Ml/d) input as +ve 2020-21: 0; Gains in Water Available For Use / Savings in Demand under the selected programme (Ml/d) input as +ve 2021-22: 0; Gains in Water Available For Use / Savings in Demand under the selected programme (Ml/d) input as +ve 2022-23: 0; Gains in Water Available For Use / Savings in Demand under the selected programme (Ml/d) input as +ve 2023-24: 0; Gains in Water Available For Use / Savings in Demand under the selected programme (Ml/d) input as +ve 2024-25: 0; Gains in Water Available For Use / Savings in Demand under the selected programme (Ml/d) input as +ve 2025-26: 0; Gains in Water Available For Use / Savings in Demand under the selected programme (Ml/d) input as +ve 2026-27: 0; Gains in Water Available For Use / Savings in Demand under the selected programme (Ml/d) input as +ve 2027-28: 0; Gains in Water Available For Use / Savings in Demand under the selected programme (Ml/d) input as +ve 2028-29: 0; Gains in Water Available For Use / Savings in Demand under the selected programme (Ml/d) input as +ve 2029-30: 0.0014628; Gains in Water Available For Use / Savings in Demand under the selected programme (Ml/d) input as +ve 2030-31: 0.0016785; Gains in Water Available For Use / Savings in Demand under the selected programme (Ml/d) input as +ve 2031-32: 0.0019005; Gains in Water Available For Use / Savings in Demand under the selected programme (Ml/d) input as +ve 2032-33: 0.0019347; Gains in Water Available For Use / Savings in Demand under the selected programme (Ml/d) input as +ve 2033-34: 0.0019684; Gains in Water Available For Use / Savings in Demand under the selected programme (Ml/d) input as +ve 2034-35: 0.0020014; Gains in Water Available For Use / Savings in Demand under the selected programme (Ml/d) input as +ve 2035-36: 0.0020333; Gains in Water Available For Use / Savings in Demand under the selected programme (Ml/d) input as +ve 2036-37: 0.0020641; Gains in Water Available For Use / Savings in Demand under the selected programme (Ml/d) input as +ve 2037-38: 0.0020788; Gains in Water Available For Use / Savings in Demand under the selected programme (Ml/d) input as +ve 2038-39: 0.0020936; Gains in Water Available For Use / Savings in Demand under the selected programme (Ml/d) input as +ve 2039-40: 0.0021081; Gains in Water Available For Use / Savings in Demand under the selected programme (Ml/d) input as +ve 2040-41: 0.0021227; Gains in Water Available For Use / Savings in Demand under the selected programme (Ml/d) input as +ve 2041-42: 0.0021373; Gains in Water Available For Use / Savings in Demand under the selected programme (Ml/d) input as +ve 2042-43: 0.002152; Gains in Water Available For Use / Savings in Demand under the selected programme (Ml/d) input as +ve 2043-44: 0.0021668; Gains in Water Available For Use / Savings in Demand under the selected programme (Ml/d) input as +ve 2044-45: 0.0021815; Gains in Water Available For Use / Savings in Demand under the selected programme (Ml/d) input as +ve 2045-46: 0.0021963; Gains in Water Available For Use / Savings in Demand under the selected programme (Ml/d) input as +ve 2046-47: 0.0022112; Gains in Water Available For Use / Savings in Demand under the selected programme (Ml/d) input as +ve 2047-48: 0.0022261; Gains in Water Available For Use / Savings in Demand under the selected programme (Ml/d) input as +ve 2048-49: 0.0022412; Gains in Water Available For Use / Savings in Demand under the selected programme (Ml/d) input as +ve 2049-50: 0.0022564
51dP | 4a WRMP24. PL Uplift - Vulnerable Customers.AWSNEH | WEF 4a.AWSNEH | Other water efficiency | Customer Options | N | Preferred | AWSNEH | Ml/d | 2 | Gains in Water Available For Use / Savings in Demand under the selected programme (Ml/d) input as +ve 2019-20: 0; Gains in Water Available For Use / Savings in Demand under the selected programme (Ml/d) input as +ve 2020-21: 0; Gains in Water Available For Use / Savings in Demand under the selected programme (Ml/d) input as +ve 2021-22: 0; Gains in Water Available For Use / Savings in Demand under the selected programme (Ml/d) input as +ve 2022-23: 0; Gains in Water Available For Use / Savings in Demand under the selected programme (Ml/d) input as +ve 2023-24: 0; Gains in Water Available For Use / Savings in Demand under the selected programme (Ml/d) input as +ve 2024-25: 0; Gains in Water Available For Use / Savings in Demand under the selected programme (Ml/d) input as +ve 2025-26: 0; Gains in Water Available For Use / Savings in Demand under the selected programme (Ml/d) input as +ve 2026-27: 0; Gains in Water Available For Use / Savings in Demand under the selected programme (Ml/d) input as +ve 2027-28: 0; Gains in Water Available For Use / Savings in Demand under the selected programme (Ml/d) input as +ve 2028-29: 0; Gains in Water Available For Use / Savings in Demand under the selected programme (Ml/d) input as +ve 2029-30: 0.0014628; Gains in Water Available For Use / Savings in Demand under the selected programme (Ml/d) input as +ve 2030-31: 0.0016785; Gains in Water Available For Use / Savings in Demand under the selected programme (Ml/d) input as +ve 2031-32: 0.0019005; Gains in Water Available For Use / Savings in Demand under the selected programme (Ml/d) input as +ve 2032-33: 0.0019347; Gains in Water Available For Use / Savings in Demand under the selected programme (Ml/d) input as +ve 2033-34: 0.0019684; Gains in Water Available For Use / Savings in Demand under the selected programme (Ml/d) input as +ve 2034-35: 0.0020014; Gains in Water Available For Use / Savings in Demand under the selected programme (Ml/d) input as +ve 2035-36: 0.0020333; Gains in Water Available For Use / Savings in Demand under the selected programme (Ml/d) input as +ve 2036-37: 0.0020641; Gains in Water Available For Use / Savings in Demand under the selected programme (Ml/d) input as +ve 2037-38: 0.0020788; Gains in Water Available For Use / Savings in Demand under the selected programme (Ml/d) input as +ve 2038-39: 0.0020936; Gains in Water Available For Use / Savings in Demand under the selected programme (Ml/d) input as +ve 2039-40: 0.0021081; Gains in Water Available For Use / Savings in Demand under the selected programme (Ml/d) input as +ve 2040-41: 0.0021227; Gains in Water Available For Use / Savings in Demand under the selected programme (Ml/d) input as +ve 2041-42: 0.0021373; Gains in Water Available For Use / Savings in Demand under the selected programme (Ml/d) input as +ve 2042-43: 0.002152; Gains in Water Available For Use / Savings in Demand under the selected programme (Ml/d) input as +ve 2043-44: 0.0021668; Gains in Water Available For Use / Savings in Demand under the selected programme (Ml/d) input as +ve 2044-45: 0.0021815; Gains in Water Available For Use / Savings in Demand under the selected programme (Ml/d) input as +ve 2045-46: 0.0021963; Gains in Water Available For Use / Savings in Demand under the selected programme (Ml/d) input as +ve 2046-47: 0.0022112; Gains in Water Available For Use / Savings in Demand under the selected programme (Ml/d) input as +ve 2047-48: 0.0022261; Gains in Water Available For Use / Savings in Demand under the selected programme (Ml/d) input as +ve 2048-49: 0.0022412; Gains in Water Available For Use / Savings in Demand under the selected programme (Ml/d) input as +ve 2049-50: 0.0022564
51dF | 4c-PL WRMP24. PL uplift - Non-Vulnerable Customers.AWSNEH | WEF 4c-PL.AWSNEH | Other water efficiency | Customer Options | N | Least Cost | AWSNEH | Ml/d | 2 | Gains in Water Available For Use / Savings in Demand under the selected programme (Ml/d) input as +ve 2019-20: 0; Gains in Water Available For Use / Savings in Demand under the selected programme (Ml/d) input as +ve 2020-21: 0; Gains in Water Available For Use / Savings in Demand under the selected programme (Ml/d) input as +ve 2021-22: 0; Gains in Water Available For Use / Savings in Demand under the selected programme (Ml/d) input as +ve 2022-23: 0; Gains in Water Available For Use / Savings in Demand under the selected programme (Ml/d) input as +ve 2023-24: 0; Gains in Water Available For Use / Savings in Demand under the selected programme (Ml/d) input as +ve 2024-25: 0; Gains in Water Available For Use / Savings in Demand under the selected programme (Ml/d) input as +ve 2025-26: 0; Gains in Water Available For Use / Savings in Demand under the selected programme (Ml/d) input as +ve 2026-27: 0; Gains in Water Available For Use / Savings in Demand under the selected programme (Ml/d) input as +ve 2027-28: 0; Gains in Water Available For Use / Savings in Demand under the selected programme (Ml/d) input as +ve 2028-29: 0; Gains in Water Available For Use / Savings in Demand under the selected programme (Ml/d) input as +ve 2029-30: 0.01263; Gains in Water Available For Use / Savings in Demand under the selected programme (Ml/d) input as +ve 2030-31: 0.014492; Gains in Water Available For Use / Savings in Demand under the selected programme (Ml/d) input as +ve 2031-32: 0.016409; Gains in Water Available For Use / Savings in Demand under the selected programme (Ml/d) input as +ve 2032-33: 0.016704; Gains in Water Available For Use / Savings in Demand under the selected programme (Ml/d) input as +ve 2033-34: 0.016995; Gains in Water Available For Use / Savings in Demand under the selected programme (Ml/d) input as +ve 2034-35: 0.01728; Gains in Water Available For Use / Savings in Demand under the selected programme (Ml/d) input as +ve 2035-36: 0.017556; Gains in Water Available For Use / Savings in Demand under the selected programme (Ml/d) input as +ve 2036-37: 0.017821; Gains in Water Available For Use / Savings in Demand under the selected programme (Ml/d) input as +ve 2037-38: 0.017949; Gains in Water Available For Use / Savings in Demand under the selected programme (Ml/d) input as +ve 2038-39: 0.018076; Gains in Water Available For Use / Savings in Demand under the selected programme (Ml/d) input as +ve 2039-40: 0.018201; Gains in Water Available For Use / Savings in Demand under the selected programme (Ml/d) input as +ve 2040-41: 0.018328; Gains in Water Available For Use / Savings in Demand under the selected programme (Ml/d) input as +ve 2041-42: 0.018453; Gains in Water Available For Use / Savings in Demand under the selected programme (Ml/d) input as +ve 2042-43: 0.018581; Gains in Water Available For Use / Savings in Demand under the selected programme (Ml/d) input as +ve 2043-44: 0.018708; Gains in Water Available For Use / Savings in Demand under the selected programme (Ml/d) input as +ve 2044-45: 0.018835; Gains in Water Available For Use / Savings in Demand under the selected programme (Ml/d) input as +ve 2045-46: 0.018963; Gains in Water Available For Use / Savings in Demand under the selected programme (Ml/d) input as +ve 2046-47: 0.019091; Gains in Water Available For Use / Savings in Demand under the selected programme (Ml/d) input as +ve 2047-48: 0.01922; Gains in Water Available For Use / Savings in Demand under the selected programme (Ml/d) input as +ve 2048-49: 0.019351; Gains in Water Available For Use / Savings in Demand under the selected programme (Ml/d) input as +ve 2049-50: 0.019482
51dF | 4c-PL WRMP24. PL uplift - Non-Vulnerable Customers.AWSNEH | WEF 4c-PL.AWSNEH | Other water efficiency | Customer Options | N | Ofwat Core | AWSNEH | Ml/d | 2 | Gains in Water Available For Use / Savings in Demand under the selected programme (Ml/d) input as +ve 2019-20: 0; Gains in Water Available For Use / Savings in Demand under the selected programme (Ml/d) input as +ve 2020-21: 0; Gains in Water Available For Use / Savings in Demand under the selected programme (Ml/d) input as +ve 2021-22: 0; Gains in Water Available For Use / Savings in Demand under the selected programme (Ml/d) input as +ve 2022-23: 0; Gains in Water Available For Use / Savings in Demand under the selected programme (Ml/d) input as +ve 2023-24: 0; Gains in Water Available For Use / Savings in Demand under the selected programme (Ml/d) input as +ve 2024-25: 0; Gains in Water Available For Use / Savings in Demand under the selected programme (Ml/d) input as +ve 2025-26: 0; Gains in Water Available For Use / Savings in Demand under the selected programme (Ml/d) input as +ve 2026-27: 0; Gains in Water Available For Use / Savings in Demand under the selected programme (Ml/d) input as +ve 2027-28: 0; Gains in Water Available For Use / Savings in Demand under the selected programme (Ml/d) input as +ve 2028-29: 0; Gains in Water Available For Use / Savings in Demand under the selected programme (Ml/d) input as +ve 2029-30: 0.01263; Gains in Water Available For Use / Savings in Demand under the selected programme (Ml/d) input as +ve 2030-31: 0.014492; Gains in Water Available For Use / Savings in Demand under the selected programme (Ml/d) input as +ve 2031-32: 0.016409; Gains in Water Available For Use / Savings in Demand under the selected programme (Ml/d) input as +ve 2032-33: 0.016704; Gains in Water Available For Use / Savings in Demand under the selected programme (Ml/d) input as +ve 2033-34: 0.016995; Gains in Water Available For Use / Savings in Demand under the selected programme (Ml/d) input as +ve 2034-35: 0.01728; Gains in Water Available For Use / Savings in Demand under the selected programme (Ml/d) input as +ve 2035-36: 0.017556; Gains in Water Available For Use / Savings in Demand under the selected programme (Ml/d) input as +ve 2036-37: 0.017821; Gains in Water Available For Use / Savings in Demand under the selected programme (Ml/d) input as +ve 2037-38: 0.017949; Gains in Water Available For Use / Savings in Demand under the selected programme (Ml/d) input as +ve 2038-39: 0.018076; Gains in Water Available For Use / Savings in Demand under the selected programme (Ml/d) input as +ve 2039-40: 0.018201; Gains in Water Available For Use / Savings in Demand under the selected programme (Ml/d) input as +ve 2040-41: 0.018328; Gains in Water Available For Use / Savings in Demand under the selected programme (Ml/d) input as +ve 2041-42: 0.018453; Gains in Water Available For Use / Savings in Demand under the selected programme (Ml/d) input as +ve 2042-43: 0.018581; Gains in Water Available For Use / Savings in Demand under the selected programme (Ml/d) input as +ve 2043-44: 0.018708; Gains in Water Available For Use / Savings in Demand under the selected programme (Ml/d) input as +ve 2044-45: 0.018835; Gains in Water Available For Use / Savings in Demand under the selected programme (Ml/d) input as +ve 2045-46: 0.018963; Gains in Water Available For Use / Savings in Demand under the selected programme (Ml/d) input as +ve 2046-47: 0.019091; Gains in Water Available For Use / Savings in Demand under the selected programme (Ml/d) input as +ve 2047-48: 0.01922; Gains in Water Available For Use / Savings in Demand under the selected programme (Ml/d) input as +ve 2048-49: 0.019351; Gains in Water Available For Use / Savings in Demand under the selected programme (Ml/d) input as +ve 2049-50: 0.019482
51dP | 4c-PL WRMP24. PL uplift - Non-Vulnerable Customers.AWSNEH | WEF 4c-PL.AWSNEH | Other water efficiency | Customer Options | N | Preferred | AWSNEH | Ml/d | 2 | Gains in Water Available For Use / Savings in Demand under the selected programme (Ml/d) input as +ve 2019-20: 0; Gains in Water Available For Use / Savings in Demand under the selected programme (Ml/d) input as +ve 2020-21: 0; Gains in Water Available For Use / Savings in Demand under the selected programme (Ml/d) input as +ve 2021-22: 0; Gains in Water Available For Use / Savings in Demand under the selected programme (Ml/d) input as +ve 2022-23: 0; Gains in Water Available For Use / Savings in Demand under the selected programme (Ml/d) input as +ve 2023-24: 0; Gains in Water Available For Use / Savings in Demand under the selected programme (Ml/d) input as +ve 2024-25: 0; Gains in Water Available For Use / Savings in Demand under the selected programme (Ml/d) input as +ve 2025-26: 0; Gains in Water Available For Use / Savings in Demand under the selected programme (Ml/d) input as +ve 2026-27: 0; Gains in Water Available For Use / Savings in Demand under the selected programme (Ml/d) input as +ve 2027-28: 0; Gains in Water Available For Use / Savings in Demand under the selected programme (Ml/d) input as +ve 2028-29: 0; Gains in Water Available For Use / Savings in Demand under the selected programme (Ml/d) input as +ve 2029-30: 0.01263; Gains in Water Available For Use / Savings in Demand under the selected programme (Ml/d) input as +ve 2030-31: 0.014492; Gains in Water Available For Use / Savings in Demand under the selected programme (Ml/d) input as +ve 2031-32: 0.016409; Gains in Water Available For Use / Savings in Demand under the selected programme (Ml/d) input as +ve 2032-33: 0.016704; Gains in Water Available For Use / Savings in Demand under the selected programme (Ml/d) input as +ve 2033-34: 0.016995; Gains in Water Available For Use / Savings in Demand under the selected programme (Ml/d) input as +ve 2034-35: 0.01728; Gains in Water Available For Use / Savings in Demand under the selected programme (Ml/d) input as +ve 2035-36: 0.017556; Gains in Water Available For Use / Savings in Demand under the selected programme (Ml/d) input as +ve 2036-37: 0.017821; Gains in Water Available For Use / Savings in Demand under the selected programme (Ml/d) input as +ve 2037-38: 0.017949; Gains in Water Available For Use / Savings in Demand under the selected programme (Ml/d) input as +ve 2038-39: 0.018076; Gains in Water Available For Use / Savings in Demand under the selected programme (Ml/d) input as +ve 2039-40: 0.018201; Gains in Water Available For Use / Savings in Demand under the selected programme (Ml/d) input as +ve 2040-41: 0.018328; Gains in Water Available For Use / Savings in Demand under the selected programme (Ml/d) input as +ve 2041-42: 0.018453; Gains in Water Available For Use / Savings in Demand under the selected programme (Ml/d) input as +ve 2042-43: 0.018581; Gains in Water Available For Use / Savings in Demand under the selected programme (Ml/d) input as +ve 2043-44: 0.018708; Gains in Water Available For Use / Savings in Demand under the selected programme (Ml/d) input as +ve 2044-45: 0.018835; Gains in Water Available For Use / Savings in Demand under the selected programme (Ml/d) input as +ve 2045-46: 0.018963; Gains in Water Available For Use / Savings in Demand under the selected programme (Ml/d) input as +ve 2046-47: 0.019091; Gains in Water Available For Use / Savings in Demand under the selected programme (Ml/d) input as +ve 2047-48: 0.01922; Gains in Water Available For Use / Savings in Demand under the selected programme (Ml/d) input as +ve 2048-49: 0.019351; Gains in Water Available For Use / Savings in Demand under the selected programme (Ml/d) input as +ve 2049-50: 0.019482
51dF | 4d WRMP24. Leaky Loos Campaign.AWSNEH | WEF 4d.AWSNEH | Other water efficiency | Customer Options | N | Least Cost | AWSNEH | Ml/d | 2 | Gains in Water Available For Use / Savings in Demand under the selected programme (Ml/d) input as +ve 2019-20: 0; Gains in Water Available For Use / Savings in Demand under the selected programme (Ml/d) input as +ve 2020-21: 0; Gains in Water Available For Use / Savings in Demand under the selected programme (Ml/d) input as +ve 2021-22: 0; Gains in Water Available For Use / Savings in Demand under the selected programme (Ml/d) input as +ve 2022-23: 0; Gains in Water Available For Use / Savings in Demand under the selected programme (Ml/d) input as +ve 2023-24: 0; Gains in Water Available For Use / Savings in Demand under the selected programme (Ml/d) input as +ve 2024-25: 0; Gains in Water Available For Use / Savings in Demand under the selected programme (Ml/d) input as +ve 2025-26: 0.0039139; Gains in Water Available For Use / Savings in Demand under the selected programme (Ml/d) input as +ve 2026-27: 0.0079356; Gains in Water Available For Use / Savings in Demand under the selected programme (Ml/d) input as +ve 2027-28: 0.012053; Gains in Water Available For Use / Savings in Demand under the selected programme (Ml/d) input as +ve 2028-29: 0.016259; Gains in Water Available For Use / Savings in Demand under the selected programme (Ml/d) input as +ve 2029-30: 0.016688; Gains in Water Available For Use / Savings in Demand under the selected programme (Ml/d) input as +ve 2030-31: 0.016688; Gains in Water Available For Use / Savings in Demand under the selected programme (Ml/d) input as +ve 2031-32: 0.016688; Gains in Water Available For Use / Savings in Demand under the selected programme (Ml/d) input as +ve 2032-33: 0.016688; Gains in Water Available For Use / Savings in Demand under the selected programme (Ml/d) input as +ve 2033-34: 0.016688; Gains in Water Available For Use / Savings in Demand under the selected programme (Ml/d) input as +ve 2034-35: 0.016688; Gains in Water Available For Use / Savings in Demand under the selected programme (Ml/d) input as +ve 2035-36: 0.016688; Gains in Water Available For Use / Savings in Demand under the selected programme (Ml/d) input as +ve 2036-37: 0.016688; Gains in Water Available For Use / Savings in Demand under the selected programme (Ml/d) input as +ve 2037-38: 0.016688; Gains in Water Available For Use / Savings in Demand under the selected programme (Ml/d) input as +ve 2038-39: 0.016688; Gains in Water Available For Use / Savings in Demand under the selected programme (Ml/d) input as +ve 2039-40: 0.016688; Gains in Water Available For Use / Savings in Demand under the selected programme (Ml/d) input as +ve 2040-41: 0.012774; Gains in Water Available For Use / Savings in Demand under the selected programme (Ml/d) input as +ve 2041-42: 0.0087528; Gains in Water Available For Use / Savings in Demand under the selected programme (Ml/d) input as +ve 2042-43: 0.0046351; Gains in Water Available For Use / Savings in Demand under the selected programme (Ml/d) input as +ve 2043-44: 0.00042941; Gains in Water Available For Use / Savings in Demand under the selected programme (Ml/d) input as +ve 2044-45: 0; Gains in Water Available For Use / Savings in Demand under the selected programme (Ml/d) input as +ve 2045-46: 0; Gains in Water Available For Use / Savings in Demand under the selected programme (Ml/d) input as +ve 2046-47: 0; Gains in Water Available For Use / Savings in Demand under the selected programme (Ml/d) input as +ve 2047-48: 0; Gains in Water Available For Use / Savings in Demand under the selected programme (Ml/d) input as +ve 2048-49: 0; Gains in Water Available For Use / Savings in Demand under the selected programme (Ml/d) input as +ve 2049-50: 0
51dF | 4d WRMP24. Leaky Loos Campaign.AWSNEH | WEF 4d.AWSNEH | Other water efficiency | Customer Options | N | Ofwat Core | AWSNEH | Ml/d | 2 | Gains in Water Available For Use / Savings in Demand under the selected programme (Ml/d) input as +ve 2019-20: 0; Gains in Water Available For Use / Savings in Demand under the selected programme (Ml/d) input as +ve 2020-21: 0; Gains in Water Available For Use / Savings in Demand under the selected programme (Ml/d) input as +ve 2021-22: 0; Gains in Water Available For Use / Savings in Demand under the selected programme (Ml/d) input as +ve 2022-23: 0; Gains in Water Available For Use / Savings in Demand under the selected programme (Ml/d) input as +ve 2023-24: 0; Gains in Water Available For Use / Savings in Demand under the selected programme (Ml/d) input as +ve 2024-25: 0; Gains in Water Available For Use / Savings in Demand under the selected programme (Ml/d) input as +ve 2025-26: 0.0039139; Gains in Water Available For Use / Savings in Demand under the selected programme (Ml/d) input as +ve 2026-27: 0.0079356; Gains in Water Available For Use / Savings in Demand under the selected programme (Ml/d) input as +ve 2027-28: 0.012053; Gains in Water Available For Use / Savings in Demand under the selected programme (Ml/d) input as +ve 2028-29: 0.016259; Gains in Water Available For Use / Savings in Demand under the selected programme (Ml/d) input as +ve 2029-30: 0.016688; Gains in Water Available For Use / Savings in Demand under the selected programme (Ml/d) input as +ve 2030-31: 0.016688; Gains in Water Available For Use / Savings in Demand under the selected programme (Ml/d) input as +ve 2031-32: 0.016688; Gains in Water Available For Use / Savings in Demand under the selected programme (Ml/d) input as +ve 2032-33: 0.016688; Gains in Water Available For Use / Savings in Demand under the selected programme (Ml/d) input as +ve 2033-34: 0.016688; Gains in Water Available For Use / Savings in Demand under the selected programme (Ml/d) input as +ve 2034-35: 0.016688; Gains in Water Available For Use / Savings in Demand under the selected programme (Ml/d) input as +ve 2035-36: 0.016688; Gains in Water Available For Use / Savings in Demand under the selected programme (Ml/d) input as +ve 2036-37: 0.016688; Gains in Water Available For Use / Savings in Demand under the selected programme (Ml/d) input as +ve 2037-38: 0.016688; Gains in Water Available For Use / Savings in Demand under the selected programme (Ml/d) input as +ve 2038-39: 0.016688; Gains in Water Available For Use / Savings in Demand under the selected programme (Ml/d) input as +ve 2039-40: 0.016688; Gains in Water Available For Use / Savings in Demand under the selected programme (Ml/d) input as +ve 2040-41: 0.012774; Gains in Water Available For Use / Savings in Demand under the selected programme (Ml/d) input as +ve 2041-42: 0.0087528; Gains in Water Available For Use / Savings in Demand under the selected programme (Ml/d) input as +ve 2042-43: 0.0046351; Gains in Water Available For Use / Savings in Demand under the selected programme (Ml/d) input as +ve 2043-44: 0.00042941; Gains in Water Available For Use / Savings in Demand under the selected programme (Ml/d) input as +ve 2044-45: 0; Gains in Water Available For Use / Savings in Demand under the selected programme (Ml/d) input as +ve 2045-46: 0; Gains in Water Available For Use / Savings in Demand under the selected programme (Ml/d) input as +ve 2046-47: 0; Gains in Water Available For Use / Savings in Demand under the selected programme (Ml/d) input as +ve 2047-48: 0; Gains in Water Available For Use / Savings in Demand under the selected programme (Ml/d) input as +ve 2048-49: 0; Gains in Water Available For Use / Savings in Demand under the selected programme (Ml/d) input as +ve 2049-50: 0
51dP | 4d WRMP24. Leaky Loos Campaign.AWSNEH | WEF 4d.AWSNEH | Other water efficiency | Customer Options | N | Preferred | AWSNEH | Ml/d | 2 | Gains in Water Available For Use / Savings in Demand under the selected programme (Ml/d) input as +ve 2019-20: 0; Gains in Water Available For Use / Savings in Demand under the selected programme (Ml/d) input as +ve 2020-21: 0; Gains in Water Available For Use / Savings in Demand under the selected programme (Ml/d) input as +ve 2021-22: 0; Gains in Water Available For Use / Savings in Demand under the selected programme (Ml/d) input as +ve 2022-23: 0; Gains in Water Available For Use / Savings in Demand under the selected programme (Ml/d) input as +ve 2023-24: 0; Gains in Water Available For Use / Savings in Demand under the selected programme (Ml/d) input as +ve 2024-25: 0; Gains in Water Available For Use / Savings in Demand under the selected programme (Ml/d) input as +ve 2025-26: 0.0039139; Gains in Water Available For Use / Savings in Demand under the selected programme (Ml/d) input as +ve 2026-27: 0.0079356; Gains in Water Available For Use / Savings in Demand under the selected programme (Ml/d) input as +ve 2027-28: 0.012053; Gains in Water Available For Use / Savings in Demand under the selected programme (Ml/d) input as +ve 2028-29: 0.016259; Gains in Water Available For Use / Savings in Demand under the selected programme (Ml/d) input as +ve 2029-30: 0.016688; Gains in Water Available For Use / Savings in Demand under the selected programme (Ml/d) input as +ve 2030-31: 0.016688; Gains in Water Available For Use / Savings in Demand under the selected programme (Ml/d) input as +ve 2031-32: 0.016688; Gains in Water Available For Use / Savings in Demand under the selected programme (Ml/d) input as +ve 2032-33: 0.016688; Gains in Water Available For Use / Savings in Demand under the selected programme (Ml/d) input as +ve 2033-34: 0.016688; Gains in Water Available For Use / Savings in Demand under the selected programme (Ml/d) input as +ve 2034-35: 0.016688; Gains in Water Available For Use / Savings in Demand under the selected programme (Ml/d) input as +ve 2035-36: 0.016688; Gains in Water Available For Use / Savings in Demand under the selected programme (Ml/d) input as +ve 2036-37: 0.016688; Gains in Water Available For Use / Savings in Demand under the selected programme (Ml/d) input as +ve 2037-38: 0.016688; Gains in Water Available For Use / Savings in Demand under the selected programme (Ml/d) input as +ve 2038-39: 0.016688; Gains in Water Available For Use / Savings in Demand under the selected programme (Ml/d) input as +ve 2039-40: 0.016688; Gains in Water Available For Use / Savings in Demand under the selected programme (Ml/d) input as +ve 2040-41: 0.012774; Gains in Water Available For Use / Savings in Demand under the selected programme (Ml/d) input as +ve 2041-42: 0.0087528; Gains in Water Available For Use / Savings in Demand under the selected programme (Ml/d) input as +ve 2042-43: 0.0046351; Gains in Water Available For Use / Savings in Demand under the selected programme (Ml/d) input as +ve 2043-44: 0.00042941; Gains in Water Available For Use / Savings in Demand under the selected programme (Ml/d) input as +ve 2044-45: 0; Gains in Water Available For Use / Savings in Demand under the selected programme (Ml/d) input as +ve 2045-46: 0; Gains in Water Available For Use / Savings in Demand under the selected programme (Ml/d) input as +ve 2046-47: 0; Gains in Water Available For Use / Savings in Demand under the selected programme (Ml/d) input as +ve 2047-48: 0; Gains in Water Available For Use / Savings in Demand under the selected programme (Ml/d) input as +ve 2048-49: 0; Gains in Water Available For Use / Savings in Demand under the selected programme (Ml/d) input as +ve 2049-50: 0
51cF | Find and Fix.AWSNEH | Find and Fix.AWSNEH | Active leakage management | Distribution Options | N | Least Cost | AWSNEH | Ml/d | 2 | Gains in Water Available For Use / Savings in Demand under the selected programme (Ml/d) input as +ve 2019-20: 0; Gains in Water Available For Use / Savings in Demand under the selected programme (Ml/d) input as +ve 2020-21: 0; Gains in Water Available For Use / Savings in Demand under the selected programme (Ml/d) input as +ve 2021-22: 0; Gains in Water Available For Use / Savings in Demand under the selected programme (Ml/d) input as +ve 2022-23: 0; Gains in Water Available For Use / Savings in Demand under the selected programme (Ml/d) input as +ve 2023-24: 0; Gains in Water Available For Use / Savings in Demand under the selected programme (Ml/d) input as +ve 2024-25: 0; Gains in Water Available For Use / Savings in Demand under the selected programme (Ml/d) input as +ve 2025-26: 0; Gains in Water Available For Use / Savings in Demand under the selected programme (Ml/d) input as +ve 2026-27: 0; Gains in Water Available For Use / Savings in Demand under the selected programme (Ml/d) input as +ve 2027-28: 0; Gains in Water Available For Use / Savings in Demand under the selected programme (Ml/d) input as +ve 2028-29: 0; Gains in Water Available For Use / Savings in Demand under the selected programme (Ml/d) input as +ve 2029-30: 0; Gains in Water Available For Use / Savings in Demand under the selected programme (Ml/d) input as +ve 2030-31: 0; Gains in Water Available For Use / Savings in Demand under the selected programme (Ml/d) input as +ve 2031-32: 0; Gains in Water Available For Use / Savings in Demand under the selected programme (Ml/d) input as +ve 2032-33: 0; Gains in Water Available For Use / Savings in Demand under the selected programme (Ml/d) input as +ve 2033-34: 0; Gains in Water Available For Use / Savings in Demand under the selected programme (Ml/d) input as +ve 2034-35: 0; Gains in Water Available For Use / Savings in Demand under the selected programme (Ml/d) input as +ve 2035-36: 0; Gains in Water Available For Use / Savings in Demand under the selected programme (Ml/d) input as +ve 2036-37: 0; Gains in Water Available For Use / Savings in Demand under the selected programme (Ml/d) input as +ve 2037-38: 0; Gains in Water Available For Use / Savings in Demand under the selected programme (Ml/d) input as +ve 2038-39: 0; Gains in Water Available For Use / Savings in Demand under the selected programme (Ml/d) input as +ve 2039-40: 0; Gains in Water Available For Use / Savings in Demand under the selected programme (Ml/d) input as +ve 2040-41: 0; Gains in Water Available For Use / Savings in Demand under the selected programme (Ml/d) input as +ve 2041-42: 0; Gains in Water Available For Use / Savings in Demand under the selected programme (Ml/d) input as +ve 2042-43: 0.012823; Gains in Water Available For Use / Savings in Demand under the selected programme (Ml/d) input as +ve 2043-44: 0.012823; Gains in Water Available For Use / Savings in Demand under the selected programme (Ml/d) input as +ve 2044-45: 0.012823; Gains in Water Available For Use / Savings in Demand under the selected programme (Ml/d) input as +ve 2045-46: 0.012823; Gains in Water Available For Use / Savings in Demand under the selected programme (Ml/d) input as +ve 2046-47: 0.020561; Gains in Water Available For Use / Savings in Demand under the selected programme (Ml/d) input as +ve 2047-48: 0.020561; Gains in Water Available For Use / Savings in Demand under the selected programme (Ml/d) input as +ve 2048-49: 0.020561; Gains in Water Available For Use / Savings in Demand under the selected programme (Ml/d) input as +ve 2049-50: 0.027035
51cF | Find and Fix.AWSNEH | Find and Fix.AWSNEH | Active leakage management | Distribution Options | N | Ofwat Core | AWSNEH | Ml/d | 2 | Gains in Water Available For Use / Savings in Demand under the selected programme (Ml/d) input as +ve 2019-20: 0; Gains in Water Available For Use / Savings in Demand under the selected programme (Ml/d) input as +ve 2020-21: 0; Gains in Water Available For Use / Savings in Demand under the selected programme (Ml/d) input as +ve 2021-22: 0; Gains in Water Available For Use / Savings in Demand under the selected programme (Ml/d) input as +ve 2022-23: 0; Gains in Water Available For Use / Savings in Demand under the selected programme (Ml/d) input as +ve 2023-24: 0; Gains in Water Available For Use / Savings in Demand under the selected programme (Ml/d) input as +ve 2024-25: 0; Gains in Water Available For Use / Savings in Demand under the selected programme (Ml/d) input as +ve 2025-26: 0; Gains in Water Available For Use / Savings in Demand under the selected programme (Ml/d) input as +ve 2026-27: 0; Gains in Water Available For Use / Savings in Demand under the selected programme (Ml/d) input as +ve 2027-28: 0; Gains in Water Available For Use / Savings in Demand under the selected programme (Ml/d) input as +ve 2028-29: 0; Gains in Water Available For Use / Savings in Demand under the selected programme (Ml/d) input as +ve 2029-30: 0; Gains in Water Available For Use / Savings in Demand under the selected programme (Ml/d) input as +ve 2030-31: 0; Gains in Water Available For Use / Savings in Demand under the selected programme (Ml/d) input as +ve 2031-32: 0; Gains in Water Available For Use / Savings in Demand under the selected programme (Ml/d) input as +ve 2032-33: 0; Gains in Water Available For Use / Savings in Demand under the selected programme (Ml/d) input as +ve 2033-34: 0; Gains in Water Available For Use / Savings in Demand under the selected programme (Ml/d) input as +ve 2034-35: 0; Gains in Water Available For Use / Savings in Demand under the selected programme (Ml/d) input as +ve 2035-36: 0; Gains in Water Available For Use / Savings in Demand under the selected programme (Ml/d) input as +ve 2036-37: 0; Gains in Water Available For Use / Savings in Demand under the selected programme (Ml/d) input as +ve 2037-38: 0; Gains in Water Available For Use / Savings in Demand under the selected programme (Ml/d) input as +ve 2038-39: 0; Gains in Water Available For Use / Savings in Demand under the selected programme (Ml/d) input as +ve 2039-40: 0; Gains in Water Available For Use / Savings in Demand under the selected programme (Ml/d) input as +ve 2040-41: 0; Gains in Water Available For Use / Savings in Demand under the selected programme (Ml/d) input as +ve 2041-42: 0; Gains in Water Available For Use / Savings in Demand under the selected programme (Ml/d) input as +ve 2042-43: 0.012823; Gains in Water Available For Use / Savings in Demand under the selected programme (Ml/d) input as +ve 2043-44: 0.012823; Gains in Water Available For Use / Savings in Demand under the selected programme (Ml/d) input as +ve 2044-45: 0.012823; Gains in Water Available For Use / Savings in Demand under the selected programme (Ml/d) input as +ve 2045-46: 0.012823; Gains in Water Available For Use / Savings in Demand under the selected programme (Ml/d) input as +ve 2046-47: 0.020561; Gains in Water Available For Use / Savings in Demand under the selected programme (Ml/d) input as +ve 2047-48: 0.020561; Gains in Water Available For Use / Savings in Demand under the selected programme (Ml/d) input as +ve 2048-49: 0.020561; Gains in Water Available For Use / Savings in Demand under the selected programme (Ml/d) input as +ve 2049-50: 0.027035
51cP | Find and Fix.AWSNEH | Find and Fix.AWSNEH | Active leakage management | Distribution Options | N | Preferred | AWSNEH | Ml/d | 2 | Gains in Water Available For Use / Savings in Demand under the selected programme (Ml/d) input as +ve 2019-20: 0; Gains in Water Available For Use / Savings in Demand under the selected programme (Ml/d) input as +ve 2020-21: 0; Gains in Water Available For Use / Savings in Demand under the selected programme (Ml/d) input as +ve 2021-22: 0; Gains in Water Available For Use / Savings in Demand under the selected programme (Ml/d) input as +ve 2022-23: 0; Gains in Water Available For Use / Savings in Demand under the selected programme (Ml/d) input as +ve 2023-24: 0; Gains in Water Available For Use / Savings in Demand under the selected programme (Ml/d) input as +ve 2024-25: 0; Gains in Water Available For Use / Savings in Demand under the selected programme (Ml/d) input as +ve 2025-26: 0; Gains in Water Available For Use / Savings in Demand under the selected programme (Ml/d) input as +ve 2026-27: 0; Gains in Water Available For Use / Savings in Demand under the selected programme (Ml/d) input as +ve 2027-28: 0; Gains in Water Available For Use / Savings in Demand under the selected programme (Ml/d) input as +ve 2028-29: 0; Gains in Water Available For Use / Savings in Demand under the selected programme (Ml/d) input as +ve 2029-30: 0; Gains in Water Available For Use / Savings in Demand under the selected programme (Ml/d) input as +ve 2030-31: 0; Gains in Water Available For Use / Savings in Demand under the selected programme (Ml/d) input as +ve 2031-32: 0; Gains in Water Available For Use / Savings in Demand under the selected programme (Ml/d) input as +ve 2032-33: 0; Gains in Water Available For Use / Savings in Demand under the selected programme (Ml/d) input as +ve 2033-34: 0; Gains in Water Available For Use / Savings in Demand under the selected programme (Ml/d) input as +ve 2034-35: 0; Gains in Water Available For Use / Savings in Demand under the selected programme (Ml/d) input as +ve 2035-36: 0; Gains in Water Available For Use / Savings in Demand under the selected programme (Ml/d) input as +ve 2036-37: 0; Gains in Water Available For Use / Savings in Demand under the selected programme (Ml/d) input as +ve 2037-38: 0; Gains in Water Available For Use / Savings in Demand under the selected programme (Ml/d) input as +ve 2038-39: 0; Gains in Water Available For Use / Savings in Demand under the selected programme (Ml/d) input as +ve 2039-40: 0; Gains in Water Available For Use / Savings in Demand under the selected programme (Ml/d) input as +ve 2040-41: 0; Gains in Water Available For Use / Savings in Demand under the selected programme (Ml/d) input as +ve 2041-42: 0; Gains in Water Available For Use / Savings in Demand under the selected programme (Ml/d) input as +ve 2042-43: 0.012823; Gains in Water Available For Use / Savings in Demand under the selected programme (Ml/d) input as +ve 2043-44: 0.012823; Gains in Water Available For Use / Savings in Demand under the selected programme (Ml/d) input as +ve 2044-45: 0.012823; Gains in Water Available For Use / Savings in Demand under the selected programme (Ml/d) input as +ve 2045-46: 0.012823; Gains in Water Available For Use / Savings in Demand under the selected programme (Ml/d) input as +ve 2046-47: 0.020561; Gains in Water Available For Use / Savings in Demand under the selected programme (Ml/d) input as +ve 2047-48: 0.020561; Gains in Water Available For Use / Savings in Demand under the selected programme (Ml/d) input as +ve 2048-49: 0.020561; Gains in Water Available For Use / Savings in Demand under the selected programme (Ml/d) input as +ve 2049-50: 0.027035
51dF | G2. Mandatory water labelling.AWSNEH | WEF g2.AWSNEH | Water efficiency customer education / awareness | Customer Options | N | Least Cost | AWSNEH | Ml/d | 2 | Gains in Water Available For Use / Savings in Demand under the selected programme (Ml/d) input as +ve 2019-20: 0; Gains in Water Available For Use / Savings in Demand under the selected programme (Ml/d) input as +ve 2020-21: 0; Gains in Water Available For Use / Savings in Demand under the selected programme (Ml/d) input as +ve 2021-22: 0; Gains in Water Available For Use / Savings in Demand under the selected programme (Ml/d) input as +ve 2022-23: 0; Gains in Water Available For Use / Savings in Demand under the selected programme (Ml/d) input as +ve 2023-24: 0; Gains in Water Available For Use / Savings in Demand under the selected programme (Ml/d) input as +ve 2024-25: 0; Gains in Water Available For Use / Savings in Demand under the selected programme (Ml/d) input as +ve 2025-26: 0; Gains in Water Available For Use / Savings in Demand under the selected programme (Ml/d) input as +ve 2026-27: 0; Gains in Water Available For Use / Savings in Demand under the selected programme (Ml/d) input as +ve 2027-28: 0; Gains in Water Available For Use / Savings in Demand under the selected programme (Ml/d) input as +ve 2028-29: 0.0044487; Gains in Water Available For Use / Savings in Demand under the selected programme (Ml/d) input as +ve 2029-30: 0.0089368; Gains in Water Available For Use / Savings in Demand under the selected programme (Ml/d) input as +ve 2030-31: 0.013467; Gains in Water Available For Use / Savings in Demand under the selected programme (Ml/d) input as +ve 2031-32: 0.018015; Gains in Water Available For Use / Savings in Demand under the selected programme (Ml/d) input as +ve 2032-33: 0.022593; Gains in Water Available For Use / Savings in Demand under the selected programme (Ml/d) input as +ve 2033-34: 0.027221; Gains in Water Available For Use / Savings in Demand under the selected programme (Ml/d) input as +ve 2034-35: 0.041247; Gains in Water Available For Use / Savings in Demand under the selected programme (Ml/d) input as +ve 2035-36: 0.055375; Gains in Water Available For Use / Savings in Demand under the selected programme (Ml/d) input as +ve 2036-37: 0.069582; Gains in Water Available For Use / Savings in Demand under the selected programme (Ml/d) input as +ve 2037-38: 0.083905; Gains in Water Available For Use / Savings in Demand under the selected programme (Ml/d) input as +ve 2038-39: 0.098366; Gains in Water Available For Use / Savings in Demand under the selected programme (Ml/d) input as +ve 2039-40: 0.11304; Gains in Water Available For Use / Savings in Demand under the selected programme (Ml/d) input as +ve 2040-41: 0.12783; Gains in Water Available For Use / Savings in Demand under the selected programme (Ml/d) input as +ve 2041-42: 0.1428; Gains in Water Available For Use / Savings in Demand under the selected programme (Ml/d) input as +ve 2042-43: 0.15797; Gains in Water Available For Use / Savings in Demand under the selected programme (Ml/d) input as +ve 2043-44: 0.17332; Gains in Water Available For Use / Savings in Demand under the selected programme (Ml/d) input as +ve 2044-45: 0.17887; Gains in Water Available For Use / Savings in Demand under the selected programme (Ml/d) input as +ve 2045-46: 0.18445; Gains in Water Available For Use / Savings in Demand under the selected programme (Ml/d) input as +ve 2046-47: 0.19011; Gains in Water Available For Use / Savings in Demand under the selected programme (Ml/d) input as +ve 2047-48: 0.19588; Gains in Water Available For Use / Savings in Demand under the selected programme (Ml/d) input as +ve 2048-49: 0.20173; Gains in Water Available For Use / Savings in Demand under the selected programme (Ml/d) input as +ve 2049-50: 0.20768
51dF | G2. Mandatory water labelling.AWSNEH | WEF g2.AWSNEH | Water efficiency customer education / awareness | Customer Options | N | Ofwat Core | AWSNEH | Ml/d | 2 | Gains in Water Available For Use / Savings in Demand under the selected programme (Ml/d) input as +ve 2019-20: 0; Gains in Water Available For Use / Savings in Demand under the selected programme (Ml/d) input as +ve 2020-21: 0; Gains in Water Available For Use / Savings in Demand under the selected programme (Ml/d) input as +ve 2021-22: 0; Gains in Water Available For Use / Savings in Demand under the selected programme (Ml/d) input as +ve 2022-23: 0; Gains in Water Available For Use / Savings in Demand under the selected programme (Ml/d) input as +ve 2023-24: 0; Gains in Water Available For Use / Savings in Demand under the selected programme (Ml/d) input as +ve 2024-25: 0; Gains in Water Available For Use / Savings in Demand under the selected programme (Ml/d) input as +ve 2025-26: 0; Gains in Water Available For Use / Savings in Demand under the selected programme (Ml/d) input as +ve 2026-27: 0; Gains in Water Available For Use / Savings in Demand under the selected programme (Ml/d) input as +ve 2027-28: 0; Gains in Water Available For Use / Savings in Demand under the selected programme (Ml/d) input as +ve 2028-29: 0.0044487; Gains in Water Available For Use / Savings in Demand under the selected programme (Ml/d) input as +ve 2029-30: 0.0089368; Gains in Water Available For Use / Savings in Demand under the selected programme (Ml/d) input as +ve 2030-31: 0.013467; Gains in Water Available For Use / Savings in Demand under the selected programme (Ml/d) input as +ve 2031-32: 0.018015; Gains in Water Available For Use / Savings in Demand under the selected programme (Ml/d) input as +ve 2032-33: 0.022593; Gains in Water Available For Use / Savings in Demand under the selected programme (Ml/d) input as +ve 2033-34: 0.027221; Gains in Water Available For Use / Savings in Demand under the selected programme (Ml/d) input as +ve 2034-35: 0.041247; Gains in Water Available For Use / Savings in Demand under the selected programme (Ml/d) input as +ve 2035-36: 0.055375; Gains in Water Available For Use / Savings in Demand under the selected programme (Ml/d) input as +ve 2036-37: 0.069582; Gains in Water Available For Use / Savings in Demand under the selected programme (Ml/d) input as +ve 2037-38: 0.083905; Gains in Water Available For Use / Savings in Demand under the selected programme (Ml/d) input as +ve 2038-39: 0.098366; Gains in Water Available For Use / Savings in Demand under the selected programme (Ml/d) input as +ve 2039-40: 0.11304; Gains in Water Available For Use / Savings in Demand under the selected programme (Ml/d) input as +ve 2040-41: 0.12783; Gains in Water Available For Use / Savings in Demand under the selected programme (Ml/d) input as +ve 2041-42: 0.1428; Gains in Water Available For Use / Savings in Demand under the selected programme (Ml/d) input as +ve 2042-43: 0.15797; Gains in Water Available For Use / Savings in Demand under the selected programme (Ml/d) input as +ve 2043-44: 0.17332; Gains in Water Available For Use / Savings in Demand under the selected programme (Ml/d) input as +ve 2044-45: 0.17887; Gains in Water Available For Use / Savings in Demand under the selected programme (Ml/d) input as +ve 2045-46: 0.18445; Gains in Water Available For Use / Savings in Demand under the selected programme (Ml/d) input as +ve 2046-47: 0.19011; Gains in Water Available For Use / Savings in Demand under the selected programme (Ml/d) input as +ve 2047-48: 0.19588; Gains in Water Available For Use / Savings in Demand under the selected programme (Ml/d) input as +ve 2048-49: 0.20173; Gains in Water Available For Use / Savings in Demand under the selected programme (Ml/d) input as +ve 2049-50: 0.20768
51dP | G2. Mandatory water labelling.AWSNEH | WEF g2.AWSNEH | Water efficiency customer education / awareness | Customer Options | N | Preferred | AWSNEH | Ml/d | 2 | Gains in Water Available For Use / Savings in Demand under the selected programme (Ml/d) input as +ve 2019-20: 0; Gains in Water Available For Use / Savings in Demand under the selected programme (Ml/d) input as +ve 2020-21: 0; Gains in Water Available For Use / Savings in Demand under the selected programme (Ml/d) input as +ve 2021-22: 0; Gains in Water Available For Use / Savings in Demand under the selected programme (Ml/d) input as +ve 2022-23: 0; Gains in Water Available For Use / Savings in Demand under the selected programme (Ml/d) input as +ve 2023-24: 0; Gains in Water Available For Use / Savings in Demand under the selected programme (Ml/d) input as +ve 2024-25: 0; Gains in Water Available For Use / Savings in Demand under the selected programme (Ml/d) input as +ve 2025-26: 0; Gains in Water Available For Use / Savings in Demand under the selected programme (Ml/d) input as +ve 2026-27: 0; Gains in Water Available For Use / Savings in Demand under the selected programme (Ml/d) input as +ve 2027-28: 0; Gains in Water Available For Use / Savings in Demand under the selected programme (Ml/d) input as +ve 2028-29: 0.0044487; Gains in Water Available For Use / Savings in Demand under the selected programme (Ml/d) input as +ve 2029-30: 0.0089368; Gains in Water Available For Use / Savings in Demand under the selected programme (Ml/d) input as +ve 2030-31: 0.013467; Gains in Water Available For Use / Savings in Demand under the selected programme (Ml/d) input as +ve 2031-32: 0.018015; Gains in Water Available For Use / Savings in Demand under the selected programme (Ml/d) input as +ve 2032-33: 0.022593; Gains in Water Available For Use / Savings in Demand under the selected programme (Ml/d) input as +ve 2033-34: 0.027221; Gains in Water Available For Use / Savings in Demand under the selected programme (Ml/d) input as +ve 2034-35: 0.041247; Gains in Water Available For Use / Savings in Demand under the selected programme (Ml/d) input as +ve 2035-36: 0.055375; Gains in Water Available For Use / Savings in Demand under the selected programme (Ml/d) input as +ve 2036-37: 0.069582; Gains in Water Available For Use / Savings in Demand under the selected programme (Ml/d) input as +ve 2037-38: 0.083905; Gains in Water Available For Use / Savings in Demand under the selected programme (Ml/d) input as +ve 2038-39: 0.098366; Gains in Water Available For Use / Savings in Demand under the selected programme (Ml/d) input as +ve 2039-40: 0.11304; Gains in Water Available For Use / Savings in Demand under the selected programme (Ml/d) input as +ve 2040-41: 0.12783; Gains in Water Available For Use / Savings in Demand under the selected programme (Ml/d) input as +ve 2041-42: 0.1428; Gains in Water Available For Use / Savings in Demand under the selected programme (Ml/d) input as +ve 2042-43: 0.15797; Gains in Water Available For Use / Savings in Demand under the selected programme (Ml/d) input as +ve 2043-44: 0.17332; Gains in Water Available For Use / Savings in Demand under the selected programme (Ml/d) input as +ve 2044-45: 0.17887; Gains in Water Available For Use / Savings in Demand under the selected programme (Ml/d) input as +ve 2045-46: 0.18445; Gains in Water Available For Use / Savings in Demand under the selected programme (Ml/d) input as +ve 2046-47: 0.19011; Gains in Water Available For Use / Savings in Demand under the selected programme (Ml/d) input as +ve 2047-48: 0.19588; Gains in Water Available For Use / Savings in Demand under the selected programme (Ml/d) input as +ve 2048-49: 0.20173; Gains in Water Available For Use / Savings in Demand under the selected programme (Ml/d) input as +ve 2049-50: 0.20768
51dF | LEA: NHH. NHH CSPL repairs.AWSNEH | LEA: NHH. NHH CSPL repairs.AWSNEH | Supply pipe repairs / replacement | Customer Options | N | Least Cost | AWSNEH | Ml/d | 2 | Gains in Water Available For Use / Savings in Demand under the selected programme (Ml/d) input as +ve 2019-20: 0; Gains in Water Available For Use / Savings in Demand under the selected programme (Ml/d) input as +ve 2020-21: 0; Gains in Water Available For Use / Savings in Demand under the selected programme (Ml/d) input as +ve 2021-22: 0; Gains in Water Available For Use / Savings in Demand under the selected programme (Ml/d) input as +ve 2022-23: 0; Gains in Water Available For Use / Savings in Demand under the selected programme (Ml/d) input as +ve 2023-24: 0; Gains in Water Available For Use / Savings in Demand under the selected programme (Ml/d) input as +ve 2024-25: 0; Gains in Water Available For Use / Savings in Demand under the selected programme (Ml/d) input as +ve 2025-26: 2.5769e-06; Gains in Water Available For Use / Savings in Demand under the selected programme (Ml/d) input as +ve 2026-27: 6.9531e-06; Gains in Water Available For Use / Savings in Demand under the selected programme (Ml/d) input as +ve 2027-28: 1.267e-05; Gains in Water Available For Use / Savings in Demand under the selected programme (Ml/d) input as +ve 2028-29: 1.9319e-05; Gains in Water Available For Use / Savings in Demand under the selected programme (Ml/d) input as +ve 2029-30: 0.00012148; Gains in Water Available For Use / Savings in Demand under the selected programme (Ml/d) input as +ve 2030-31: 0.00022434; Gains in Water Available For Use / Savings in Demand under the selected programme (Ml/d) input as +ve 2031-32: 0.00032797; Gains in Water Available For Use / Savings in Demand under the selected programme (Ml/d) input as +ve 2032-33: 0.00043213; Gains in Water Available For Use / Savings in Demand under the selected programme (Ml/d) input as +ve 2033-34: 0.00053651; Gains in Water Available For Use / Savings in Demand under the selected programme (Ml/d) input as +ve 2034-35: 0.00064106; Gains in Water Available For Use / Savings in Demand under the selected programme (Ml/d) input as +ve 2035-36: 0.00074573; Gains in Water Available For Use / Savings in Demand under the selected programme (Ml/d) input as +ve 2036-37: 0.00085045; Gains in Water Available For Use / Savings in Demand under the selected programme (Ml/d) input as +ve 2037-38: 0.00095515; Gains in Water Available For Use / Savings in Demand under the selected programme (Ml/d) input as +ve 2038-39: 0.0010599; Gains in Water Available For Use / Savings in Demand under the selected programme (Ml/d) input as +ve 2039-40: 0.0011645; Gains in Water Available For Use / Savings in Demand under the selected programme (Ml/d) input as +ve 2040-41: 0.0012692; Gains in Water Available For Use / Savings in Demand under the selected programme (Ml/d) input as +ve 2041-42: 0.0013739; Gains in Water Available For Use / Savings in Demand under the selected programme (Ml/d) input as +ve 2042-43: 0.0014786; Gains in Water Available For Use / Savings in Demand under the selected programme (Ml/d) input as +ve 2043-44: 0.0015833; Gains in Water Available For Use / Savings in Demand under the selected programme (Ml/d) input as +ve 2044-45: 0.001688; Gains in Water Available For Use / Savings in Demand under the selected programme (Ml/d) input as +ve 2045-46: 0.0017929; Gains in Water Available For Use / Savings in Demand under the selected programme (Ml/d) input as +ve 2046-47: 0.0018979; Gains in Water Available For Use / Savings in Demand under the selected programme (Ml/d) input as +ve 2047-48: 0.002003; Gains in Water Available For Use / Savings in Demand under the selected programme (Ml/d) input as +ve 2048-49: 0.0021083; Gains in Water Available For Use / Savings in Demand under the selected programme (Ml/d) input as +ve 2049-50: 0.0022138
51dF | LEA: NHH. NHH CSPL repairs.AWSNEH | LEA: NHH. NHH CSPL repairs.AWSNEH | Supply pipe repairs / replacement | Customer Options | N | Ofwat Core | AWSNEH | Ml/d | 2 | Gains in Water Available For Use / Savings in Demand under the selected programme (Ml/d) input as +ve 2019-20: 0; Gains in Water Available For Use / Savings in Demand under the selected programme (Ml/d) input as +ve 2020-21: 0; Gains in Water Available For Use / Savings in Demand under the selected programme (Ml/d) input as +ve 2021-22: 0; Gains in Water Available For Use / Savings in Demand under the selected programme (Ml/d) input as +ve 2022-23: 0; Gains in Water Available For Use / Savings in Demand under the selected programme (Ml/d) input as +ve 2023-24: 0; Gains in Water Available For Use / Savings in Demand under the selected programme (Ml/d) input as +ve 2024-25: 0; Gains in Water Available For Use / Savings in Demand under the selected programme (Ml/d) input as +ve 2025-26: 2.5769e-06; Gains in Water Available For Use / Savings in Demand under the selected programme (Ml/d) input as +ve 2026-27: 6.9531e-06; Gains in Water Available For Use / Savings in Demand under the selected programme (Ml/d) input as +ve 2027-28: 1.267e-05; Gains in Water Available For Use / Savings in Demand under the selected programme (Ml/d) input as +ve 2028-29: 1.9319e-05; Gains in Water Available For Use / Savings in Demand under the selected programme (Ml/d) input as +ve 2029-30: 0.00012148; Gains in Water Available For Use / Savings in Demand under the selected programme (Ml/d) input as +ve 2030-31: 0.00022434; Gains in Water Available For Use / Savings in Demand under the selected programme (Ml/d) input as +ve 2031-32: 0.00032797; Gains in Water Available For Use / Savings in Demand under the selected programme (Ml/d) input as +ve 2032-33: 0.00043213; Gains in Water Available For Use / Savings in Demand under the selected programme (Ml/d) input as +ve 2033-34: 0.00053651; Gains in Water Available For Use / Savings in Demand under the selected programme (Ml/d) input as +ve 2034-35: 0.00064106; Gains in Water Available For Use / Savings in Demand under the selected programme (Ml/d) input as +ve 2035-36: 0.00074573; Gains in Water Available For Use / Savings in Demand under the selected programme (Ml/d) input as +ve 2036-37: 0.00085045; Gains in Water Available For Use / Savings in Demand under the selected programme (Ml/d) input as +ve 2037-38: 0.00095515; Gains in Water Available For Use / Savings in Demand under the selected programme (Ml/d) input as +ve 2038-39: 0.0010599; Gains in Water Available For Use / Savings in Demand under the selected programme (Ml/d) input as +ve 2039-40: 0.0011645; Gains in Water Available For Use / Savings in Demand under the selected programme (Ml/d) input as +ve 2040-41: 0.0012692; Gains in Water Available For Use / Savings in Demand under the selected programme (Ml/d) input as +ve 2041-42: 0.0013739; Gains in Water Available For Use / Savings in Demand under the selected programme (Ml/d) input as +ve 2042-43: 0.0014786; Gains in Water Available For Use / Savings in Demand under the selected programme (Ml/d) input as +ve 2043-44: 0.0015833; Gains in Water Available For Use / Savings in Demand under the selected programme (Ml/d) input as +ve 2044-45: 0.001688; Gains in Water Available For Use / Savings in Demand under the selected programme (Ml/d) input as +ve 2045-46: 0.0017929; Gains in Water Available For Use / Savings in Demand under the selected programme (Ml/d) input as +ve 2046-47: 0.0018979; Gains in Water Available For Use / Savings in Demand under the selected programme (Ml/d) input as +ve 2047-48: 0.002003; Gains in Water Available For Use / Savings in Demand under the selected programme (Ml/d) input as +ve 2048-49: 0.0021083; Gains in Water Available For Use / Savings in Demand under the selected programme (Ml/d) input as +ve 2049-50: 0.0022138
51dP | LEA: NHH. NHH CSPL repairs.AWSNEH | LEA: NHH. NHH CSPL repairs.AWSNEH | Supply pipe repairs / replacement | Customer Options | N | Preferred | AWSNEH | Ml/d | 2 | Gains in Water Available For Use / Savings in Demand under the selected programme (Ml/d) input as +ve 2019-20: 0; Gains in Water Available For Use / Savings in Demand under the selected programme (Ml/d) input as +ve 2020-21: 0; Gains in Water Available For Use / Savings in Demand under the selected programme (Ml/d) input as +ve 2021-22: 0; Gains in Water Available For Use / Savings in Demand under the selected programme (Ml/d) input as +ve 2022-23: 0; Gains in Water Available For Use / Savings in Demand under the selected programme (Ml/d) input as +ve 2023-24: 0; Gains in Water Available For Use / Savings in Demand under the selected programme (Ml/d) input as +ve 2024-25: 0; Gains in Water Available For Use / Savings in Demand under the selected programme (Ml/d) input as +ve 2025-26: 2.5769e-06; Gains in Water Available For Use / Savings in Demand under the selected programme (Ml/d) input as +ve 2026-27: 6.9531e-06; Gains in Water Available For Use / Savings in Demand under the selected programme (Ml/d) input as +ve 2027-28: 1.267e-05; Gains in Water Available For Use / Savings in Demand under the selected programme (Ml/d) input as +ve 2028-29: 1.9319e-05; Gains in Water Available For Use / Savings in Demand under the selected programme (Ml/d) input as +ve 2029-30: 0.00012148; Gains in Water Available For Use / Savings in Demand under the selected programme (Ml/d) input as +ve 2030-31: 0.00022434; Gains in Water Available For Use / Savings in Demand under the selected programme (Ml/d) input as +ve 2031-32: 0.00032797; Gains in Water Available For Use / Savings in Demand under the selected programme (Ml/d) input as +ve 2032-33: 0.00043213; Gains in Water Available For Use / Savings in Demand under the selected programme (Ml/d) input as +ve 2033-34: 0.00053651; Gains in Water Available For Use / Savings in Demand under the selected programme (Ml/d) input as +ve 2034-35: 0.00064106; Gains in Water Available For Use / Savings in Demand under the selected programme (Ml/d) input as +ve 2035-36: 0.00074573; Gains in Water Available For Use / Savings in Demand under the selected programme (Ml/d) input as +ve 2036-37: 0.00085045; Gains in Water Available For Use / Savings in Demand under the selected programme (Ml/d) input as +ve 2037-38: 0.00095515; Gains in Water Available For Use / Savings in Demand under the selected programme (Ml/d) input as +ve 2038-39: 0.0010599; Gains in Water Available For Use / Savings in Demand under the selected programme (Ml/d) input as +ve 2039-40: 0.0011645; Gains in Water Available For Use / Savings in Demand under the selected programme (Ml/d) input as +ve 2040-41: 0.0012692; Gains in Water Available For Use / Savings in Demand under the selected programme (Ml/d) input as +ve 2041-42: 0.0013739; Gains in Water Available For Use / Savings in Demand under the selected programme (Ml/d) input as +ve 2042-43: 0.0014786; Gains in Water Available For Use / Savings in Demand under the selected programme (Ml/d) input as +ve 2043-44: 0.0015833; Gains in Water Available For Use / Savings in Demand under the selected programme (Ml/d) input as +ve 2044-45: 0.001688; Gains in Water Available For Use / Savings in Demand under the selected programme (Ml/d) input as +ve 2045-46: 0.0017929; Gains in Water Available For Use / Savings in Demand under the selected programme (Ml/d) input as +ve 2046-47: 0.0018979; Gains in Water Available For Use / Savings in Demand under the selected programme (Ml/d) input as +ve 2047-48: 0.002003; Gains in Water Available For Use / Savings in Demand under the selected programme (Ml/d) input as +ve 2048-49: 0.0021083; Gains in Water Available For Use / Savings in Demand under the selected programme (Ml/d) input as +ve 2049-50: 0.0022138
51cP | Mains Replacement (MRMax).AWSNEH | Mains Replacement (MRMax).AWSNEH | Mains replacement (not trunk mains) | Distribution Options | N | Preferred | AWSNEH | Ml/d | 2 | Gains in Water Available For Use / Savings in Demand under the selected programme (Ml/d) input as +ve 2019-20: 0; Gains in Water Available For Use / Savings in Demand under the selected programme (Ml/d) input as +ve 2020-21: 0; Gains in Water Available For Use / Savings in Demand under the selected programme (Ml/d) input as +ve 2021-22: 0; Gains in Water Available For Use / Savings in Demand under the selected programme (Ml/d) input as +ve 2022-23: 0; Gains in Water Available For Use / Savings in Demand under the selected programme (Ml/d) input as +ve 2023-24: 0; Gains in Water Available For Use / Savings in Demand under the selected programme (Ml/d) input as +ve 2024-25: 0; Gains in Water Available For Use / Savings in Demand under the selected programme (Ml/d) input as +ve 2025-26: 0; Gains in Water Available For Use / Savings in Demand under the selected programme (Ml/d) input as +ve 2026-27: 0; Gains in Water Available For Use / Savings in Demand under the selected programme (Ml/d) input as +ve 2027-28: 0; Gains in Water Available For Use / Savings in Demand under the selected programme (Ml/d) input as +ve 2028-29: 0; Gains in Water Available For Use / Savings in Demand under the selected programme (Ml/d) input as +ve 2029-30: 0; Gains in Water Available For Use / Savings in Demand under the selected programme (Ml/d) input as +ve 2030-31: 0; Gains in Water Available For Use / Savings in Demand under the selected programme (Ml/d) input as +ve 2031-32: 0; Gains in Water Available For Use / Savings in Demand under the selected programme (Ml/d) input as +ve 2032-33: 0; Gains in Water Available For Use / Savings in Demand under the selected programme (Ml/d) input as +ve 2033-34: 0; Gains in Water Available For Use / Savings in Demand under the selected programme (Ml/d) input as +ve 2034-35: 0; Gains in Water Available For Use / Savings in Demand under the selected programme (Ml/d) input as +ve 2035-36: 0; Gains in Water Available For Use / Savings in Demand under the selected programme (Ml/d) input as +ve 2036-37: 0; Gains in Water Available For Use / Savings in Demand under the selected programme (Ml/d) input as +ve 2037-38: 0; Gains in Water Available For Use / Savings in Demand under the selected programme (Ml/d) input as +ve 2038-39: 0; Gains in Water Available For Use / Savings in Demand under the selected programme (Ml/d) input as +ve 2039-40: 0; Gains in Water Available For Use / Savings in Demand under the selected programme (Ml/d) input as +ve 2040-41: 0; Gains in Water Available For Use / Savings in Demand under the selected programme (Ml/d) input as +ve 2041-42: 0; Gains in Water Available For Use / Savings in Demand under the selected programme (Ml/d) input as +ve 2042-43: 0; Gains in Water Available For Use / Savings in Demand under the selected programme (Ml/d) input as +ve 2043-44: 0; Gains in Water Available For Use / Savings in Demand under the selected programme (Ml/d) input as +ve 2044-45: 0.11569; Gains in Water Available For Use / Savings in Demand under the selected programme (Ml/d) input as +ve 2045-46: 0.11569; Gains in Water Available For Use / Savings in Demand under the selected programme (Ml/d) input as +ve 2046-47: 0.11569; Gains in Water Available For Use / Savings in Demand under the selected programme (Ml/d) input as +ve 2047-48: 0.11569; Gains in Water Available For Use / Savings in Demand under the selected programme (Ml/d) input as +ve 2048-49: 0.13604; Gains in Water Available For Use / Savings in Demand under the selected programme (Ml/d) input as +ve 2049-50: 0.13604
51dF | NHH. NHH PL repairs.AWSNEH | NHH. NHH PL repairs.AWSNEH | Non-household water audit | Customer Options | N | Least Cost | AWSNEH | Ml/d | 2 | Gains in Water Available For Use / Savings in Demand under the selected programme (Ml/d) input as +ve 2019-20: 0; Gains in Water Available For Use / Savings in Demand under the selected programme (Ml/d) input as +ve 2020-21: 0; Gains in Water Available For Use / Savings in Demand under the selected programme (Ml/d) input as +ve 2021-22: 0; Gains in Water Available For Use / Savings in Demand under the selected programme (Ml/d) input as +ve 2022-23: 0; Gains in Water Available For Use / Savings in Demand under the selected programme (Ml/d) input as +ve 2023-24: 0; Gains in Water Available For Use / Savings in Demand under the selected programme (Ml/d) input as +ve 2024-25: 0; Gains in Water Available For Use / Savings in Demand under the selected programme (Ml/d) input as +ve 2025-26: 7.0086e-05; Gains in Water Available For Use / Savings in Demand under the selected programme (Ml/d) input as +ve 2026-27: 0.00018911; Gains in Water Available For Use / Savings in Demand under the selected programme (Ml/d) input as +ve 2027-28: 0.0003446; Gains in Water Available For Use / Savings in Demand under the selected programme (Ml/d) input as +ve 2028-29: 0.00052545; Gains in Water Available For Use / Savings in Demand under the selected programme (Ml/d) input as +ve 2029-30: 0.0033039; Gains in Water Available For Use / Savings in Demand under the selected programme (Ml/d) input as +ve 2030-31: 0.0061016; Gains in Water Available For Use / Savings in Demand under the selected programme (Ml/d) input as +ve 2031-32: 0.0089202; Gains in Water Available For Use / Savings in Demand under the selected programme (Ml/d) input as +ve 2032-33: 0.011753; Gains in Water Available For Use / Savings in Demand under the selected programme (Ml/d) input as +ve 2033-34: 0.014592; Gains in Water Available For Use / Savings in Demand under the selected programme (Ml/d) input as +ve 2034-35: 0.017435; Gains in Water Available For Use / Savings in Demand under the selected programme (Ml/d) input as +ve 2035-36: 0.020282; Gains in Water Available For Use / Savings in Demand under the selected programme (Ml/d) input as +ve 2036-37: 0.02313; Gains in Water Available For Use / Savings in Demand under the selected programme (Ml/d) input as +ve 2037-38: 0.025978; Gains in Water Available For Use / Savings in Demand under the selected programme (Ml/d) input as +ve 2038-39: 0.028826; Gains in Water Available For Use / Savings in Demand under the selected programme (Ml/d) input as +ve 2039-40: 0.031673; Gains in Water Available For Use / Savings in Demand under the selected programme (Ml/d) input as +ve 2040-41: 0.03452; Gains in Water Available For Use / Savings in Demand under the selected programme (Ml/d) input as +ve 2041-42: 0.037367; Gains in Water Available For Use / Savings in Demand under the selected programme (Ml/d) input as +ve 2042-43: 0.040214; Gains in Water Available For Use / Savings in Demand under the selected programme (Ml/d) input as +ve 2043-44: 0.043062; Gains in Water Available For Use / Savings in Demand under the selected programme (Ml/d) input as +ve 2044-45: 0.045911; Gains in Water Available For Use / Savings in Demand under the selected programme (Ml/d) input as +ve 2045-46: 0.048764; Gains in Water Available For Use / Savings in Demand under the selected programme (Ml/d) input as +ve 2046-47: 0.051619; Gains in Water Available For Use / Savings in Demand under the selected programme (Ml/d) input as +ve 2047-48: 0.054479; Gains in Water Available For Use / Savings in Demand under the selected programme (Ml/d) input as +ve 2048-49: 0.057342; Gains in Water Available For Use / Savings in Demand under the selected programme (Ml/d) input as +ve 2049-50: 0.060211
51dF | NHH. NHH PL repairs.AWSNEH | NHH. NHH PL repairs.AWSNEH | Non-household water audit | Customer Options | N | Ofwat Core | AWSNEH | Ml/d | 2 | Gains in Water Available For Use / Savings in Demand under the selected programme (Ml/d) input as +ve 2019-20: 0; Gains in Water Available For Use / Savings in Demand under the selected programme (Ml/d) input as +ve 2020-21: 0; Gains in Water Available For Use / Savings in Demand under the selected programme (Ml/d) input as +ve 2021-22: 0; Gains in Water Available For Use / Savings in Demand under the selected programme (Ml/d) input as +ve 2022-23: 0; Gains in Water Available For Use / Savings in Demand under the selected programme (Ml/d) input as +ve 2023-24: 0; Gains in Water Available For Use / Savings in Demand under the selected programme (Ml/d) input as +ve 2024-25: 0; Gains in Water Available For Use / Savings in Demand under the selected programme (Ml/d) input as +ve 2025-26: 7.0086e-05; Gains in Water Available For Use / Savings in Demand under the selected programme (Ml/d) input as +ve 2026-27: 0.00018911; Gains in Water Available For Use / Savings in Demand under the selected programme (Ml/d) input as +ve 2027-28: 0.0003446; Gains in Water Available For Use / Savings in Demand under the selected programme (Ml/d) input as +ve 2028-29: 0.00052545; Gains in Water Available For Use / Savings in Demand under the selected programme (Ml/d) input as +ve 2029-30: 0.0033039; Gains in Water Available For Use / Savings in Demand under the selected programme (Ml/d) input as +ve 2030-31: 0.0061016; Gains in Water Available For Use / Savings in Demand under the selected programme (Ml/d) input as +ve 2031-32: 0.0089202; Gains in Water Available For Use / Savings in Demand under the selected programme (Ml/d) input as +ve 2032-33: 0.011753; Gains in Water Available For Use / Savings in Demand under the selected programme (Ml/d) input as +ve 2033-34: 0.014592; Gains in Water Available For Use / Savings in Demand under the selected programme (Ml/d) input as +ve 2034-35: 0.017435; Gains in Water Available For Use / Savings in Demand under the selected programme (Ml/d) input as +ve 2035-36: 0.020282; Gains in Water Available For Use / Savings in Demand under the selected programme (Ml/d) input as +ve 2036-37: 0.02313; Gains in Water Available For Use / Savings in Demand under the selected programme (Ml/d) input as +ve 2037-38: 0.025978; Gains in Water Available For Use / Savings in Demand under the selected programme (Ml/d) input as +ve 2038-39: 0.028826; Gains in Water Available For Use / Savings in Demand under the selected programme (Ml/d) input as +ve 2039-40: 0.031673; Gains in Water Available For Use / Savings in Demand under the selected programme (Ml/d) input as +ve 2040-41: 0.03452; Gains in Water Available For Use / Savings in Demand under the selected programme (Ml/d) input as +ve 2041-42: 0.037367; Gains in Water Available For Use / Savings in Demand under the selected programme (Ml/d) input as +ve 2042-43: 0.040214; Gains in Water Available For Use / Savings in Demand under the selected programme (Ml/d) input as +ve 2043-44: 0.043062; Gains in Water Available For Use / Savings in Demand under the selected programme (Ml/d) input as +ve 2044-45: 0.045911; Gains in Water Available For Use / Savings in Demand under the selected programme (Ml/d) input as +ve 2045-46: 0.048764; Gains in Water Available For Use / Savings in Demand under the selected programme (Ml/d) input as +ve 2046-47: 0.051619; Gains in Water Available For Use / Savings in Demand under the selected programme (Ml/d) input as +ve 2047-48: 0.054479; Gains in Water Available For Use / Savings in Demand under the selected programme (Ml/d) input as +ve 2048-49: 0.057342; Gains in Water Available For Use / Savings in Demand under the selected programme (Ml/d) input as +ve 2049-50: 0.060211
51dP | NHH. NHH PL repairs.AWSNEH | NHH. NHH PL repairs.AWSNEH | Non-household water audit | Customer Options | N | Preferred | AWSNEH | Ml/d | 2 | Gains in Water Available For Use / Savings in Demand under the selected programme (Ml/d) input as +ve 2019-20: 0; Gains in Water Available For Use / Savings in Demand under the selected programme (Ml/d) input as +ve 2020-21: 0; Gains in Water Available For Use / Savings in Demand under the selected programme (Ml/d) input as +ve 2021-22: 0; Gains in Water Available For Use / Savings in Demand under the selected programme (Ml/d) input as +ve 2022-23: 0; Gains in Water Available For Use / Savings in Demand under the selected programme (Ml/d) input as +ve 2023-24: 0; Gains in Water Available For Use / Savings in Demand under the selected programme (Ml/d) input as +ve 2024-25: 0; Gains in Water Available For Use / Savings in Demand under the selected programme (Ml/d) input as +ve 2025-26: 7.0086e-05; Gains in Water Available For Use / Savings in Demand under the selected programme (Ml/d) input as +ve 2026-27: 0.00018911; Gains in Water Available For Use / Savings in Demand under the selected programme (Ml/d) input as +ve 2027-28: 0.0003446; Gains in Water Available For Use / Savings in Demand under the selected programme (Ml/d) input as +ve 2028-29: 0.00052545; Gains in Water Available For Use / Savings in Demand under the selected programme (Ml/d) input as +ve 2029-30: 0.0033039; Gains in Water Available For Use / Savings in Demand under the selected programme (Ml/d) input as +ve 2030-31: 0.0061016; Gains in Water Available For Use / Savings in Demand under the selected programme (Ml/d) input as +ve 2031-32: 0.0089202; Gains in Water Available For Use / Savings in Demand under the selected programme (Ml/d) input as +ve 2032-33: 0.011753; Gains in Water Available For Use / Savings in Demand under the selected programme (Ml/d) input as +ve 2033-34: 0.014592; Gains in Water Available For Use / Savings in Demand under the selected programme (Ml/d) input as +ve 2034-35: 0.017435; Gains in Water Available For Use / Savings in Demand under the selected programme (Ml/d) input as +ve 2035-36: 0.020282; Gains in Water Available For Use / Savings in Demand under the selected programme (Ml/d) input as +ve 2036-37: 0.02313; Gains in Water Available For Use / Savings in Demand under the selected programme (Ml/d) input as +ve 2037-38: 0.025978; Gains in Water Available For Use / Savings in Demand under the selected programme (Ml/d) input as +ve 2038-39: 0.028826; Gains in Water Available For Use / Savings in Demand under the selected programme (Ml/d) input as +ve 2039-40: 0.031673; Gains in Water Available For Use / Savings in Demand under the selected programme (Ml/d) input as +ve 2040-41: 0.03452; Gains in Water Available For Use / Savings in Demand under the selected programme (Ml/d) input as +ve 2041-42: 0.037367; Gains in Water Available For Use / Savings in Demand under the selected programme (Ml/d) input as +ve 2042-43: 0.040214; Gains in Water Available For Use / Savings in Demand under the selected programme (Ml/d) input as +ve 2043-44: 0.043062; Gains in Water Available For Use / Savings in Demand under the selected programme (Ml/d) input as +ve 2044-45: 0.045911; Gains in Water Available For Use / Savings in Demand under the selected programme (Ml/d) input as +ve 2045-46: 0.048764; Gains in Water Available For Use / Savings in Demand under the selected programme (Ml/d) input as +ve 2046-47: 0.051619; Gains in Water Available For Use / Savings in Demand under the selected programme (Ml/d) input as +ve 2047-48: 0.054479; Gains in Water Available For Use / Savings in Demand under the selected programme (Ml/d) input as +ve 2048-49: 0.057342; Gains in Water Available For Use / Savings in Demand under the selected programme (Ml/d) input as +ve 2049-50: 0.060211
51dF | NHH. NHH PL100 repairs.AWSNEH | NHH. NHH PL100 repairs.AWSNEH | Non-household water audit | Customer Options | N | Least Cost | AWSNEH | Ml/d | 2 | Gains in Water Available For Use / Savings in Demand under the selected programme (Ml/d) input as +ve 2019-20: 0; Gains in Water Available For Use / Savings in Demand under the selected programme (Ml/d) input as +ve 2020-21: 0; Gains in Water Available For Use / Savings in Demand under the selected programme (Ml/d) input as +ve 2021-22: 0; Gains in Water Available For Use / Savings in Demand under the selected programme (Ml/d) input as +ve 2022-23: 0; Gains in Water Available For Use / Savings in Demand under the selected programme (Ml/d) input as +ve 2023-24: 0; Gains in Water Available For Use / Savings in Demand under the selected programme (Ml/d) input as +ve 2024-25: 0; Gains in Water Available For Use / Savings in Demand under the selected programme (Ml/d) input as +ve 2025-26: 1.7229e-05; Gains in Water Available For Use / Savings in Demand under the selected programme (Ml/d) input as +ve 2026-27: 4.649e-05; Gains in Water Available For Use / Savings in Demand under the selected programme (Ml/d) input as +ve 2027-28: 8.4714e-05; Gains in Water Available For Use / Savings in Demand under the selected programme (Ml/d) input as +ve 2028-29: 0.00012917; Gains in Water Available For Use / Savings in Demand under the selected programme (Ml/d) input as +ve 2029-30: 0.00081222; Gains in Water Available For Use / Savings in Demand under the selected programme (Ml/d) input as +ve 2030-31: 0.0015; Gains in Water Available For Use / Savings in Demand under the selected programme (Ml/d) input as +ve 2031-32: 0.0021929; Gains in Water Available For Use / Savings in Demand under the selected programme (Ml/d) input as +ve 2032-33: 0.0028893; Gains in Water Available For Use / Savings in Demand under the selected programme (Ml/d) input as +ve 2033-34: 0.0035872; Gains in Water Available For Use / Savings in Demand under the selected programme (Ml/d) input as +ve 2034-35: 0.0042862; Gains in Water Available For Use / Savings in Demand under the selected programme (Ml/d) input as +ve 2035-36: 0.004986; Gains in Water Available For Use / Savings in Demand under the selected programme (Ml/d) input as +ve 2036-37: 0.0056862; Gains in Water Available For Use / Savings in Demand under the selected programme (Ml/d) input as +ve 2037-38: 0.0063863; Gains in Water Available For Use / Savings in Demand under the selected programme (Ml/d) input as +ve 2038-39: 0.0070864; Gains in Water Available For Use / Savings in Demand under the selected programme (Ml/d) input as +ve 2039-40: 0.0077863; Gains in Water Available For Use / Savings in Demand under the selected programme (Ml/d) input as +ve 2040-41: 0.0084862; Gains in Water Available For Use / Savings in Demand under the selected programme (Ml/d) input as +ve 2041-42: 0.0091861; Gains in Water Available For Use / Savings in Demand under the selected programme (Ml/d) input as +ve 2042-43: 0.009886; Gains in Water Available For Use / Savings in Demand under the selected programme (Ml/d) input as +ve 2043-44: 0.010586; Gains in Water Available For Use / Savings in Demand under the selected programme (Ml/d) input as +ve 2044-45: 0.011287; Gains in Water Available For Use / Savings in Demand under the selected programme (Ml/d) input as +ve 2045-46: 0.011988; Gains in Water Available For Use / Savings in Demand under the selected programme (Ml/d) input as +ve 2046-47: 0.01269; Gains in Water Available For Use / Savings in Demand under the selected programme (Ml/d) input as +ve 2047-48: 0.013393; Gains in Water Available For Use / Savings in Demand under the selected programme (Ml/d) input as +ve 2048-49: 0.014097; Gains in Water Available For Use / Savings in Demand under the selected programme (Ml/d) input as +ve 2049-50: 0.014802
51dF | NHH. NHH PL100 repairs.AWSNEH | NHH. NHH PL100 repairs.AWSNEH | Non-household water audit | Customer Options | N | Ofwat Core | AWSNEH | Ml/d | 2 | Gains in Water Available For Use / Savings in Demand under the selected programme (Ml/d) input as +ve 2019-20: 0; Gains in Water Available For Use / Savings in Demand under the selected programme (Ml/d) input as +ve 2020-21: 0; Gains in Water Available For Use / Savings in Demand under the selected programme (Ml/d) input as +ve 2021-22: 0; Gains in Water Available For Use / Savings in Demand under the selected programme (Ml/d) input as +ve 2022-23: 0; Gains in Water Available For Use / Savings in Demand under the selected programme (Ml/d) input as +ve 2023-24: 0; Gains in Water Available For Use / Savings in Demand under the selected programme (Ml/d) input as +ve 2024-25: 0; Gains in Water Available For Use / Savings in Demand under the selected programme (Ml/d) input as +ve 2025-26: 1.7229e-05; Gains in Water Available For Use / Savings in Demand under the selected programme (Ml/d) input as +ve 2026-27: 4.649e-05; Gains in Water Available For Use / Savings in Demand under the selected programme (Ml/d) input as +ve 2027-28: 8.4714e-05; Gains in Water Available For Use / Savings in Demand under the selected programme (Ml/d) input as +ve 2028-29: 0.00012917; Gains in Water Available For Use / Savings in Demand under the selected programme (Ml/d) input as +ve 2029-30: 0.00081222; Gains in Water Available For Use / Savings in Demand under the selected programme (Ml/d) input as +ve 2030-31: 0.0015; Gains in Water Available For Use / Savings in Demand under the selected programme (Ml/d) input as +ve 2031-32: 0.0021929; Gains in Water Available For Use / Savings in Demand under the selected programme (Ml/d) input as +ve 2032-33: 0.0028893; Gains in Water Available For Use / Savings in Demand under the selected programme (Ml/d) input as +ve 2033-34: 0.0035872; Gains in Water Available For Use / Savings in Demand under the selected programme (Ml/d) input as +ve 2034-35: 0.0042862; Gains in Water Available For Use / Savings in Demand under the selected programme (Ml/d) input as +ve 2035-36: 0.004986; Gains in Water Available For Use / Savings in Demand under the selected programme (Ml/d) input as +ve 2036-37: 0.0056862; Gains in Water Available For Use / Savings in Demand under the selected programme (Ml/d) input as +ve 2037-38: 0.0063863; Gains in Water Available For Use / Savings in Demand under the selected programme (Ml/d) input as +ve 2038-39: 0.0070864; Gains in Water Available For Use / Savings in Demand under the selected programme (Ml/d) input as +ve 2039-40: 0.0077863; Gains in Water Available For Use / Savings in Demand under the selected programme (Ml/d) input as +ve 2040-41: 0.0084862; Gains in Water Available For Use / Savings in Demand under the selected programme (Ml/d) input as +ve 2041-42: 0.0091861; Gains in Water Available For Use / Savings in Demand under the selected programme (Ml/d) input as +ve 2042-43: 0.009886; Gains in Water Available For Use / Savings in Demand under the selected programme (Ml/d) input as +ve 2043-44: 0.010586; Gains in Water Available For Use / Savings in Demand under the selected programme (Ml/d) input as +ve 2044-45: 0.011287; Gains in Water Available For Use / Savings in Demand under the selected programme (Ml/d) input as +ve 2045-46: 0.011988; Gains in Water Available For Use / Savings in Demand under the selected programme (Ml/d) input as +ve 2046-47: 0.01269; Gains in Water Available For Use / Savings in Demand under the selected programme (Ml/d) input as +ve 2047-48: 0.013393; Gains in Water Available For Use / Savings in Demand under the selected programme (Ml/d) input as +ve 2048-49: 0.014097; Gains in Water Available For Use / Savings in Demand under the selected programme (Ml/d) input as +ve 2049-50: 0.014802
51dP | NHH. NHH PL100 repairs.AWSNEH | NHH. NHH PL100 repairs.AWSNEH | Non-household water audit | Customer Options | N | Preferred | AWSNEH | Ml/d | 2 | Gains in Water Available For Use / Savings in Demand under the selected programme (Ml/d) input as +ve 2019-20: 0; Gains in Water Available For Use / Savings in Demand under the selected programme (Ml/d) input as +ve 2020-21: 0; Gains in Water Available For Use / Savings in Demand under the selected programme (Ml/d) input as +ve 2021-22: 0; Gains in Water Available For Use / Savings in Demand under the selected programme (Ml/d) input as +ve 2022-23: 0; Gains in Water Available For Use / Savings in Demand under the selected programme (Ml/d) input as +ve 2023-24: 0; Gains in Water Available For Use / Savings in Demand under the selected programme (Ml/d) input as +ve 2024-25: 0; Gains in Water Available For Use / Savings in Demand under the selected programme (Ml/d) input as +ve 2025-26: 1.7229e-05; Gains in Water Available For Use / Savings in Demand under the selected programme (Ml/d) input as +ve 2026-27: 4.649e-05; Gains in Water Available For Use / Savings in Demand under the selected programme (Ml/d) input as +ve 2027-28: 8.4714e-05; Gains in Water Available For Use / Savings in Demand under the selected programme (Ml/d) input as +ve 2028-29: 0.00012917; Gains in Water Available For Use / Savings in Demand under the selected programme (Ml/d) input as +ve 2029-30: 0.00081222; Gains in Water Available For Use / Savings in Demand under the selected programme (Ml/d) input as +ve 2030-31: 0.0015; Gains in Water Available For Use / Savings in Demand under the selected programme (Ml/d) input as +ve 2031-32: 0.0021929; Gains in Water Available For Use / Savings in Demand under the selected programme (Ml/d) input as +ve 2032-33: 0.0028893; Gains in Water Available For Use / Savings in Demand under the selected programme (Ml/d) input as +ve 2033-34: 0.0035872; Gains in Water Available For Use / Savings in Demand under the selected programme (Ml/d) input as +ve 2034-35: 0.0042862; Gains in Water Available For Use / Savings in Demand under the selected programme (Ml/d) input as +ve 2035-36: 0.004986; Gains in Water Available For Use / Savings in Demand under the selected programme (Ml/d) input as +ve 2036-37: 0.0056862; Gains in Water Available For Use / Savings in Demand under the selected programme (Ml/d) input as +ve 2037-38: 0.0063863; Gains in Water Available For Use / Savings in Demand under the selected programme (Ml/d) input as +ve 2038-39: 0.0070864; Gains in Water Available For Use / Savings in Demand under the selected programme (Ml/d) input as +ve 2039-40: 0.0077863; Gains in Water Available For Use / Savings in Demand under the selected programme (Ml/d) input as +ve 2040-41: 0.0084862; Gains in Water Available For Use / Savings in Demand under the selected programme (Ml/d) input as +ve 2041-42: 0.0091861; Gains in Water Available For Use / Savings in Demand under the selected programme (Ml/d) input as +ve 2042-43: 0.009886; Gains in Water Available For Use / Savings in Demand under the selected programme (Ml/d) input as +ve 2043-44: 0.010586; Gains in Water Available For Use / Savings in Demand under the selected programme (Ml/d) input as +ve 2044-45: 0.011287; Gains in Water Available For Use / Savings in Demand under the selected programme (Ml/d) input as +ve 2045-46: 0.011988; Gains in Water Available For Use / Savings in Demand under the selected programme (Ml/d) input as +ve 2046-47: 0.01269; Gains in Water Available For Use / Savings in Demand under the selected programme (Ml/d) input as +ve 2047-48: 0.013393; Gains in Water Available For Use / Savings in Demand under the selected programme (Ml/d) input as +ve 2048-49: 0.014097; Gains in Water Available For Use / Savings in Demand under the selected programme (Ml/d) input as +ve 2049-50: 0.014802
51dF | NHH. WEF Visit Lower.AWSNEH | NHH. WEF Visit Lower.AWSNEH | Non-household water audit | Customer Options | N | Least Cost | AWSNEH | Ml/d | 2 | Gains in Water Available For Use / Savings in Demand under the selected programme (Ml/d) input as +ve 2019-20: 0; Gains in Water Available For Use / Savings in Demand under the selected programme (Ml/d) input as +ve 2020-21: 0; Gains in Water Available For Use / Savings in Demand under the selected programme (Ml/d) input as +ve 2021-22: 0; Gains in Water Available For Use / Savings in Demand under the selected programme (Ml/d) input as +ve 2022-23: 0; Gains in Water Available For Use / Savings in Demand under the selected programme (Ml/d) input as +ve 2023-24: 0; Gains in Water Available For Use / Savings in Demand under the selected programme (Ml/d) input as +ve 2024-25: 0; Gains in Water Available For Use / Savings in Demand under the selected programme (Ml/d) input as +ve 2025-26: 4.1396e-05; Gains in Water Available For Use / Savings in Demand under the selected programme (Ml/d) input as +ve 2026-27: 0.0001117; Gains in Water Available For Use / Savings in Demand under the selected programme (Ml/d) input as +ve 2027-28: 0.00020353; Gains in Water Available For Use / Savings in Demand under the selected programme (Ml/d) input as +ve 2028-29: 0.00031035; Gains in Water Available For Use / Savings in Demand under the selected programme (Ml/d) input as +ve 2029-30: 0.0019514; Gains in Water Available For Use / Savings in Demand under the selected programme (Ml/d) input as +ve 2030-31: 0.0036039; Gains in Water Available For Use / Savings in Demand under the selected programme (Ml/d) input as +ve 2031-32: 0.0052686; Gains in Water Available For Use / Savings in Demand under the selected programme (Ml/d) input as +ve 2032-33: 0.0069419; Gains in Water Available For Use / Savings in Demand under the selected programme (Ml/d) input as +ve 2033-34: 0.0086186; Gains in Water Available For Use / Savings in Demand under the selected programme (Ml/d) input as +ve 2034-35: 0.010298; Gains in Water Available For Use / Savings in Demand under the selected programme (Ml/d) input as +ve 2035-36: 0.01198; Gains in Water Available For Use / Savings in Demand under the selected programme (Ml/d) input as +ve 2036-37: 0.013662; Gains in Water Available For Use / Savings in Demand under the selected programme (Ml/d) input as +ve 2037-38: 0.015344; Gains in Water Available For Use / Savings in Demand under the selected programme (Ml/d) input as +ve 2038-39: 0.017026; Gains in Water Available For Use / Savings in Demand under the selected programme (Ml/d) input as +ve 2039-40: 0.018707; Gains in Water Available For Use / Savings in Demand under the selected programme (Ml/d) input as +ve 2040-41: 0.020389; Gains in Water Available For Use / Savings in Demand under the selected programme (Ml/d) input as +ve 2041-42: 0.022071; Gains in Water Available For Use / Savings in Demand under the selected programme (Ml/d) input as +ve 2042-43: 0.023752; Gains in Water Available For Use / Savings in Demand under the selected programme (Ml/d) input as +ve 2043-44: 0.025434; Gains in Water Available For Use / Savings in Demand under the selected programme (Ml/d) input as +ve 2044-45: 0.027117; Gains in Water Available For Use / Savings in Demand under the selected programme (Ml/d) input as +ve 2045-46: 0.028802; Gains in Water Available For Use / Savings in Demand under the selected programme (Ml/d) input as +ve 2046-47: 0.030489; Gains in Water Available For Use / Savings in Demand under the selected programme (Ml/d) input as +ve 2047-48: 0.032177; Gains in Water Available For Use / Savings in Demand under the selected programme (Ml/d) input as +ve 2048-49: 0.033869; Gains in Water Available For Use / Savings in Demand under the selected programme (Ml/d) input as +ve 2049-50: 0.035563
51dF | NHH. WEF Visit Lower.AWSNEH | NHH. WEF Visit Lower.AWSNEH | Non-household water audit | Customer Options | N | Ofwat Core | AWSNEH | Ml/d | 2 | Gains in Water Available For Use / Savings in Demand under the selected programme (Ml/d) input as +ve 2019-20: 0; Gains in Water Available For Use / Savings in Demand under the selected programme (Ml/d) input as +ve 2020-21: 0; Gains in Water Available For Use / Savings in Demand under the selected programme (Ml/d) input as +ve 2021-22: 0; Gains in Water Available For Use / Savings in Demand under the selected programme (Ml/d) input as +ve 2022-23: 0; Gains in Water Available For Use / Savings in Demand under the selected programme (Ml/d) input as +ve 2023-24: 0; Gains in Water Available For Use / Savings in Demand under the selected programme (Ml/d) input as +ve 2024-25: 0; Gains in Water Available For Use / Savings in Demand under the selected programme (Ml/d) input as +ve 2025-26: 4.1396e-05; Gains in Water Available For Use / Savings in Demand under the selected programme (Ml/d) input as +ve 2026-27: 0.0001117; Gains in Water Available For Use / Savings in Demand under the selected programme (Ml/d) input as +ve 2027-28: 0.00020353; Gains in Water Available For Use / Savings in Demand under the selected programme (Ml/d) input as +ve 2028-29: 0.00031035; Gains in Water Available For Use / Savings in Demand under the selected programme (Ml/d) input as +ve 2029-30: 0.0019514; Gains in Water Available For Use / Savings in Demand under the selected programme (Ml/d) input as +ve 2030-31: 0.0036039; Gains in Water Available For Use / Savings in Demand under the selected programme (Ml/d) input as +ve 2031-32: 0.0052686; Gains in Water Available For Use / Savings in Demand under the selected programme (Ml/d) input as +ve 2032-33: 0.0069419; Gains in Water Available For Use / Savings in Demand under the selected programme (Ml/d) input as +ve 2033-34: 0.0086186; Gains in Water Available For Use / Savings in Demand under the selected programme (Ml/d) input as +ve 2034-35: 0.010298; Gains in Water Available For Use / Savings in Demand under the selected programme (Ml/d) input as +ve 2035-36: 0.01198; Gains in Water Available For Use / Savings in Demand under the selected programme (Ml/d) input as +ve 2036-37: 0.013662; Gains in Water Available For Use / Savings in Demand under the selected programme (Ml/d) input as +ve 2037-38: 0.015344; Gains in Water Available For Use / Savings in Demand under the selected programme (Ml/d) input as +ve 2038-39: 0.017026; Gains in Water Available For Use / Savings in Demand under the selected programme (Ml/d) input as +ve 2039-40: 0.018707; Gains in Water Available For Use / Savings in Demand under the selected programme (Ml/d) input as +ve 2040-41: 0.020389; Gains in Water Available For Use / Savings in Demand under the selected programme (Ml/d) input as +ve 2041-42: 0.022071; Gains in Water Available For Use / Savings in Demand under the selected programme (Ml/d) input as +ve 2042-43: 0.023752; Gains in Water Available For Use / Savings in Demand under the selected programme (Ml/d) input as +ve 2043-44: 0.025434; Gains in Water Available For Use / Savings in Demand under the selected programme (Ml/d) input as +ve 2044-45: 0.027117; Gains in Water Available For Use / Savings in Demand under the selected programme (Ml/d) input as +ve 2045-46: 0.028802; Gains in Water Available For Use / Savings in Demand under the selected programme (Ml/d) input as +ve 2046-47: 0.030489; Gains in Water Available For Use / Savings in Demand under the selected programme (Ml/d) input as +ve 2047-48: 0.032177; Gains in Water Available For Use / Savings in Demand under the selected programme (Ml/d) input as +ve 2048-49: 0.033869; Gains in Water Available For Use / Savings in Demand under the selected programme (Ml/d) input as +ve 2049-50: 0.035563
51dP | NHH. WEF Visit Lower.AWSNEH | NHH. WEF Visit Lower.AWSNEH | Non-household water audit | Customer Options | N | Preferred | AWSNEH | Ml/d | 2 | Gains in Water Available For Use / Savings in Demand under the selected programme (Ml/d) input as +ve 2019-20: 0; Gains in Water Available For Use / Savings in Demand under the selected programme (Ml/d) input as +ve 2020-21: 0; Gains in Water Available For Use / Savings in Demand under the selected programme (Ml/d) input as +ve 2021-22: 0; Gains in Water Available For Use / Savings in Demand under the selected programme (Ml/d) input as +ve 2022-23: 0; Gains in Water Available For Use / Savings in Demand under the selected programme (Ml/d) input as +ve 2023-24: 0; Gains in Water Available For Use / Savings in Demand under the selected programme (Ml/d) input as +ve 2024-25: 0; Gains in Water Available For Use / Savings in Demand under the selected programme (Ml/d) input as +ve 2025-26: 4.1396e-05; Gains in Water Available For Use / Savings in Demand under the selected programme (Ml/d) input as +ve 2026-27: 0.0001117; Gains in Water Available For Use / Savings in Demand under the selected programme (Ml/d) input as +ve 2027-28: 0.00020353; Gains in Water Available For Use / Savings in Demand under the selected programme (Ml/d) input as +ve 2028-29: 0.00031035; Gains in Water Available For Use / Savings in Demand under the selected programme (Ml/d) input as +ve 2029-30: 0.0019514; Gains in Water Available For Use / Savings in Demand under the selected programme (Ml/d) input as +ve 2030-31: 0.0036039; Gains in Water Available For Use / Savings in Demand under the selected programme (Ml/d) input as +ve 2031-32: 0.0052686; Gains in Water Available For Use / Savings in Demand under the selected programme (Ml/d) input as +ve 2032-33: 0.0069419; Gains in Water Available For Use / Savings in Demand under the selected programme (Ml/d) input as +ve 2033-34: 0.0086186; Gains in Water Available For Use / Savings in Demand under the selected programme (Ml/d) input as +ve 2034-35: 0.010298; Gains in Water Available For Use / Savings in Demand under the selected programme (Ml/d) input as +ve 2035-36: 0.01198; Gains in Water Available For Use / Savings in Demand under the selected programme (Ml/d) input as +ve 2036-37: 0.013662; Gains in Water Available For Use / Savings in Demand under the selected programme (Ml/d) input as +ve 2037-38: 0.015344; Gains in Water Available For Use / Savings in Demand under the selected programme (Ml/d) input as +ve 2038-39: 0.017026; Gains in Water Available For Use / Savings in Demand under the selected programme (Ml/d) input as +ve 2039-40: 0.018707; Gains in Water Available For Use / Savings in Demand under the selected programme (Ml/d) input as +ve 2040-41: 0.020389; Gains in Water Available For Use / Savings in Demand under the selected programme (Ml/d) input as +ve 2041-42: 0.022071; Gains in Water Available For Use / Savings in Demand under the selected programme (Ml/d) input as +ve 2042-43: 0.023752; Gains in Water Available For Use / Savings in Demand under the selected programme (Ml/d) input as +ve 2043-44: 0.025434; Gains in Water Available For Use / Savings in Demand under the selected programme (Ml/d) input as +ve 2044-45: 0.027117; Gains in Water Available For Use / Savings in Demand under the selected programme (Ml/d) input as +ve 2045-46: 0.028802; Gains in Water Available For Use / Savings in Demand under the selected programme (Ml/d) input as +ve 2046-47: 0.030489; Gains in Water Available For Use / Savings in Demand under the selected programme (Ml/d) input as +ve 2047-48: 0.032177; Gains in Water Available For Use / Savings in Demand under the selected programme (Ml/d) input as +ve 2048-49: 0.033869; Gains in Water Available For Use / Savings in Demand under the selected programme (Ml/d) input as +ve 2049-50: 0.035563
51dF | NHH. WEF Visit Super High.AWSNEH | NHH. WEF Visit Super High.AWSNEH | Non-household water audit | Customer Options | N | Least Cost | AWSNEH | Ml/d | 2 | Gains in Water Available For Use / Savings in Demand under the selected programme (Ml/d) input as +ve 2019-20: 0; Gains in Water Available For Use / Savings in Demand under the selected programme (Ml/d) input as +ve 2020-21: 0; Gains in Water Available For Use / Savings in Demand under the selected programme (Ml/d) input as +ve 2021-22: 0; Gains in Water Available For Use / Savings in Demand under the selected programme (Ml/d) input as +ve 2022-23: 0; Gains in Water Available For Use / Savings in Demand under the selected programme (Ml/d) input as +ve 2023-24: 0; Gains in Water Available For Use / Savings in Demand under the selected programme (Ml/d) input as +ve 2024-25: 0; Gains in Water Available For Use / Savings in Demand under the selected programme (Ml/d) input as +ve 2025-26: 4.2611e-05; Gains in Water Available For Use / Savings in Demand under the selected programme (Ml/d) input as +ve 2026-27: 0.00011498; Gains in Water Available For Use / Savings in Demand under the selected programme (Ml/d) input as +ve 2027-28: 0.00020951; Gains in Water Available For Use / Savings in Demand under the selected programme (Ml/d) input as +ve 2028-29: 0.00031946; Gains in Water Available For Use / Savings in Demand under the selected programme (Ml/d) input as +ve 2029-30: 0.0020087; Gains in Water Available For Use / Savings in Demand under the selected programme (Ml/d) input as +ve 2030-31: 0.0037097; Gains in Water Available For Use / Savings in Demand under the selected programme (Ml/d) input as +ve 2031-32: 0.0054233; Gains in Water Available For Use / Savings in Demand under the selected programme (Ml/d) input as +ve 2032-33: 0.0071458; Gains in Water Available For Use / Savings in Demand under the selected programme (Ml/d) input as +ve 2033-34: 0.0088717; Gains in Water Available For Use / Savings in Demand under the selected programme (Ml/d) input as +ve 2034-35: 0.010601; Gains in Water Available For Use / Savings in Demand under the selected programme (Ml/d) input as +ve 2035-36: 0.012331; Gains in Water Available For Use / Savings in Demand under the selected programme (Ml/d) input as +ve 2036-37: 0.014063; Gains in Water Available For Use / Savings in Demand under the selected programme (Ml/d) input as +ve 2037-38: 0.015794; Gains in Water Available For Use / Savings in Demand under the selected programme (Ml/d) input as +ve 2038-39: 0.017526; Gains in Water Available For Use / Savings in Demand under the selected programme (Ml/d) input as +ve 2039-40: 0.019257; Gains in Water Available For Use / Savings in Demand under the selected programme (Ml/d) input as +ve 2040-41: 0.020988; Gains in Water Available For Use / Savings in Demand under the selected programme (Ml/d) input as +ve 2041-42: 0.022719; Gains in Water Available For Use / Savings in Demand under the selected programme (Ml/d) input as +ve 2042-43: 0.02445; Gains in Water Available For Use / Savings in Demand under the selected programme (Ml/d) input as +ve 2043-44: 0.026181; Gains in Water Available For Use / Savings in Demand under the selected programme (Ml/d) input as +ve 2044-45: 0.027913; Gains in Water Available For Use / Savings in Demand under the selected programme (Ml/d) input as +ve 2045-46: 0.029648; Gains in Water Available For Use / Savings in Demand under the selected programme (Ml/d) input as +ve 2046-47: 0.031384; Gains in Water Available For Use / Savings in Demand under the selected programme (Ml/d) input as +ve 2047-48: 0.033122; Gains in Water Available For Use / Savings in Demand under the selected programme (Ml/d) input as +ve 2048-49: 0.034863; Gains in Water Available For Use / Savings in Demand under the selected programme (Ml/d) input as +ve 2049-50: 0.036607
51dF | NHH. WEF Visit Super High.AWSNEH | NHH. WEF Visit Super High.AWSNEH | Non-household water audit | Customer Options | N | Ofwat Core | AWSNEH | Ml/d | 2 | Gains in Water Available For Use / Savings in Demand under the selected programme (Ml/d) input as +ve 2019-20: 0; Gains in Water Available For Use / Savings in Demand under the selected programme (Ml/d) input as +ve 2020-21: 0; Gains in Water Available For Use / Savings in Demand under the selected programme (Ml/d) input as +ve 2021-22: 0; Gains in Water Available For Use / Savings in Demand under the selected programme (Ml/d) input as +ve 2022-23: 0; Gains in Water Available For Use / Savings in Demand under the selected programme (Ml/d) input as +ve 2023-24: 0; Gains in Water Available For Use / Savings in Demand under the selected programme (Ml/d) input as +ve 2024-25: 0; Gains in Water Available For Use / Savings in Demand under the selected programme (Ml/d) input as +ve 2025-26: 4.2611e-05; Gains in Water Available For Use / Savings in Demand under the selected programme (Ml/d) input as +ve 2026-27: 0.00011498; Gains in Water Available For Use / Savings in Demand under the selected programme (Ml/d) input as +ve 2027-28: 0.00020951; Gains in Water Available For Use / Savings in Demand under the selected programme (Ml/d) input as +ve 2028-29: 0.00031946; Gains in Water Available For Use / Savings in Demand under the selected programme (Ml/d) input as +ve 2029-30: 0.0020087; Gains in Water Available For Use / Savings in Demand under the selected programme (Ml/d) input as +ve 2030-31: 0.0037097; Gains in Water Available For Use / Savings in Demand under the selected programme (Ml/d) input as +ve 2031-32: 0.0054233; Gains in Water Available For Use / Savings in Demand under the selected programme (Ml/d) input as +ve 2032-33: 0.0071458; Gains in Water Available For Use / Savings in Demand under the selected programme (Ml/d) input as +ve 2033-34: 0.0088717; Gains in Water Available For Use / Savings in Demand under the selected programme (Ml/d) input as +ve 2034-35: 0.010601; Gains in Water Available For Use / Savings in Demand under the selected programme (Ml/d) input as +ve 2035-36: 0.012331; Gains in Water Available For Use / Savings in Demand under the selected programme (Ml/d) input as +ve 2036-37: 0.014063; Gains in Water Available For Use / Savings in Demand under the selected programme (Ml/d) input as +ve 2037-38: 0.015794; Gains in Water Available For Use / Savings in Demand under the selected programme (Ml/d) input as +ve 2038-39: 0.017526; Gains in Water Available For Use / Savings in Demand under the selected programme (Ml/d) input as +ve 2039-40: 0.019257; Gains in Water Available For Use / Savings in Demand under the selected programme (Ml/d) input as +ve 2040-41: 0.020988; Gains in Water Available For Use / Savings in Demand under the selected programme (Ml/d) input as +ve 2041-42: 0.022719; Gains in Water Available For Use / Savings in Demand under the selected programme (Ml/d) input as +ve 2042-43: 0.02445; Gains in Water Available For Use / Savings in Demand under the selected programme (Ml/d) input as +ve 2043-44: 0.026181; Gains in Water Available For Use / Savings in Demand under the selected programme (Ml/d) input as +ve 2044-45: 0.027913; Gains in Water Available For Use / Savings in Demand under the selected programme (Ml/d) input as +ve 2045-46: 0.029648; Gains in Water Available For Use / Savings in Demand under the selected programme (Ml/d) input as +ve 2046-47: 0.031384; Gains in Water Available For Use / Savings in Demand under the selected programme (Ml/d) input as +ve 2047-48: 0.033122; Gains in Water Available For Use / Savings in Demand under the selected programme (Ml/d) input as +ve 2048-49: 0.034863; Gains in Water Available For Use / Savings in Demand under the selected programme (Ml/d) input as +ve 2049-50: 0.036607
51dP | NHH. WEF Visit Super High.AWSNEH | NHH. WEF Visit Super High.AWSNEH | Non-household water audit | Customer Options | N | Preferred | AWSNEH | Ml/d | 2 | Gains in Water Available For Use / Savings in Demand under the selected programme (Ml/d) input as +ve 2019-20: 0; Gains in Water Available For Use / Savings in Demand under the selected programme (Ml/d) input as +ve 2020-21: 0; Gains in Water Available For Use / Savings in Demand under the selected programme (Ml/d) input as +ve 2021-22: 0; Gains in Water Available For Use / Savings in Demand under the selected programme (Ml/d) input as +ve 2022-23: 0; Gains in Water Available For Use / Savings in Demand under the selected programme (Ml/d) input as +ve 2023-24: 0; Gains in Water Available For Use / Savings in Demand under the selected programme (Ml/d) input as +ve 2024-25: 0; Gains in Water Available For Use / Savings in Demand under the selected programme (Ml/d) input as +ve 2025-26: 4.2611e-05; Gains in Water Available For Use / Savings in Demand under the selected programme (Ml/d) input as +ve 2026-27: 0.00011498; Gains in Water Available For Use / Savings in Demand under the selected programme (Ml/d) input as +ve 2027-28: 0.00020951; Gains in Water Available For Use / Savings in Demand under the selected programme (Ml/d) input as +ve 2028-29: 0.00031946; Gains in Water Available For Use / Savings in Demand under the selected programme (Ml/d) input as +ve 2029-30: 0.0020087; Gains in Water Available For Use / Savings in Demand under the selected programme (Ml/d) input as +ve 2030-31: 0.0037097; Gains in Water Available For Use / Savings in Demand under the selected programme (Ml/d) input as +ve 2031-32: 0.0054233; Gains in Water Available For Use / Savings in Demand under the selected programme (Ml/d) input as +ve 2032-33: 0.0071458; Gains in Water Available For Use / Savings in Demand under the selected programme (Ml/d) input as +ve 2033-34: 0.0088717; Gains in Water Available For Use / Savings in Demand under the selected programme (Ml/d) input as +ve 2034-35: 0.010601; Gains in Water Available For Use / Savings in Demand under the selected programme (Ml/d) input as +ve 2035-36: 0.012331; Gains in Water Available For Use / Savings in Demand under the selected programme (Ml/d) input as +ve 2036-37: 0.014063; Gains in Water Available For Use / Savings in Demand under the selected programme (Ml/d) input as +ve 2037-38: 0.015794; Gains in Water Available For Use / Savings in Demand under the selected programme (Ml/d) input as +ve 2038-39: 0.017526; Gains in Water Available For Use / Savings in Demand under the selected programme (Ml/d) input as +ve 2039-40: 0.019257; Gains in Water Available For Use / Savings in Demand under the selected programme (Ml/d) input as +ve 2040-41: 0.020988; Gains in Water Available For Use / Savings in Demand under the selected programme (Ml/d) input as +ve 2041-42: 0.022719; Gains in Water Available For Use / Savings in Demand under the selected programme (Ml/d) input as +ve 2042-43: 0.02445; Gains in Water Available For Use / Savings in Demand under the selected programme (Ml/d) input as +ve 2043-44: 0.026181; Gains in Water Available For Use / Savings in Demand under the selected programme (Ml/d) input as +ve 2044-45: 0.027913; Gains in Water Available For Use / Savings in Demand under the selected programme (Ml/d) input as +ve 2045-46: 0.029648; Gains in Water Available For Use / Savings in Demand under the selected programme (Ml/d) input as +ve 2046-47: 0.031384; Gains in Water Available For Use / Savings in Demand under the selected programme (Ml/d) input as +ve 2047-48: 0.033122; Gains in Water Available For Use / Savings in Demand under the selected programme (Ml/d) input as +ve 2048-49: 0.034863; Gains in Water Available For Use / Savings in Demand under the selected programme (Ml/d) input as +ve 2049-50: 0.036607
51dF | NHH. WEF Visit Upper.AWSNEH | NHH. WEF Visit Upper.AWSNEH | Non-household water audit | Customer Options | N | Least Cost | AWSNEH | Ml/d | 2 | Gains in Water Available For Use / Savings in Demand under the selected programme (Ml/d) input as +ve 2019-20: 0; Gains in Water Available For Use / Savings in Demand under the selected programme (Ml/d) input as +ve 2020-21: 0; Gains in Water Available For Use / Savings in Demand under the selected programme (Ml/d) input as +ve 2021-22: 0; Gains in Water Available For Use / Savings in Demand under the selected programme (Ml/d) input as +ve 2022-23: 0; Gains in Water Available For Use / Savings in Demand under the selected programme (Ml/d) input as +ve 2023-24: 0; Gains in Water Available For Use / Savings in Demand under the selected programme (Ml/d) input as +ve 2024-25: 0; Gains in Water Available For Use / Savings in Demand under the selected programme (Ml/d) input as +ve 2025-26: 2.2361e-05; Gains in Water Available For Use / Savings in Demand under the selected programme (Ml/d) input as +ve 2026-27: 6.0336e-05; Gains in Water Available For Use / Savings in Demand under the selected programme (Ml/d) input as +ve 2027-28: 0.00010994; Gains in Water Available For Use / Savings in Demand under the selected programme (Ml/d) input as +ve 2028-29: 0.00016764; Gains in Water Available For Use / Savings in Demand under the selected programme (Ml/d) input as +ve 2029-30: 0.0010541; Gains in Water Available For Use / Savings in Demand under the selected programme (Ml/d) input as +ve 2030-31: 0.0019467; Gains in Water Available For Use / Savings in Demand under the selected programme (Ml/d) input as +ve 2031-32: 0.002846; Gains in Water Available For Use / Savings in Demand under the selected programme (Ml/d) input as +ve 2032-33: 0.0037498; Gains in Water Available For Use / Savings in Demand under the selected programme (Ml/d) input as +ve 2033-34: 0.0046556; Gains in Water Available For Use / Savings in Demand under the selected programme (Ml/d) input as +ve 2034-35: 0.0055628; Gains in Water Available For Use / Savings in Demand under the selected programme (Ml/d) input as +ve 2035-36: 0.006471; Gains in Water Available For Use / Savings in Demand under the selected programme (Ml/d) input as +ve 2036-37: 0.0073798; Gains in Water Available For Use / Savings in Demand under the selected programme (Ml/d) input as +ve 2037-38: 0.0082883; Gains in Water Available For Use / Savings in Demand under the selected programme (Ml/d) input as +ve 2038-39: 0.0091969; Gains in Water Available For Use / Savings in Demand under the selected programme (Ml/d) input as +ve 2039-40: 0.010105; Gains in Water Available For Use / Savings in Demand under the selected programme (Ml/d) input as +ve 2040-41: 0.011014; Gains in Water Available For Use / Savings in Demand under the selected programme (Ml/d) input as +ve 2041-42: 0.011922; Gains in Water Available For Use / Savings in Demand under the selected programme (Ml/d) input as +ve 2042-43: 0.01283; Gains in Water Available For Use / Savings in Demand under the selected programme (Ml/d) input as +ve 2043-44: 0.013739; Gains in Water Available For Use / Savings in Demand under the selected programme (Ml/d) input as +ve 2044-45: 0.014648; Gains in Water Available For Use / Savings in Demand under the selected programme (Ml/d) input as +ve 2045-46: 0.015558; Gains in Water Available For Use / Savings in Demand under the selected programme (Ml/d) input as +ve 2046-47: 0.016469; Gains in Water Available For Use / Savings in Demand under the selected programme (Ml/d) input as +ve 2047-48: 0.017381; Gains in Water Available For Use / Savings in Demand under the selected programme (Ml/d) input as +ve 2048-49: 0.018295; Gains in Water Available For Use / Savings in Demand under the selected programme (Ml/d) input as +ve 2049-50: 0.01921
51dF | NHH. WEF Visit Upper.AWSNEH | NHH. WEF Visit Upper.AWSNEH | Non-household water audit | Customer Options | N | Ofwat Core | AWSNEH | Ml/d | 2 | Gains in Water Available For Use / Savings in Demand under the selected programme (Ml/d) input as +ve 2019-20: 0; Gains in Water Available For Use / Savings in Demand under the selected programme (Ml/d) input as +ve 2020-21: 0; Gains in Water Available For Use / Savings in Demand under the selected programme (Ml/d) input as +ve 2021-22: 0; Gains in Water Available For Use / Savings in Demand under the selected programme (Ml/d) input as +ve 2022-23: 0; Gains in Water Available For Use / Savings in Demand under the selected programme (Ml/d) input as +ve 2023-24: 0; Gains in Water Available For Use / Savings in Demand under the selected programme (Ml/d) input as +ve 2024-25: 0; Gains in Water Available For Use / Savings in Demand under the selected programme (Ml/d) input as +ve 2025-26: 2.2361e-05; Gains in Water Available For Use / Savings in Demand under the selected programme (Ml/d) input as +ve 2026-27: 6.0336e-05; Gains in Water Available For Use / Savings in Demand under the selected programme (Ml/d) input as +ve 2027-28: 0.00010994; Gains in Water Available For Use / Savings in Demand under the selected programme (Ml/d) input as +ve 2028-29: 0.00016764; Gains in Water Available For Use / Savings in Demand under the selected programme (Ml/d) input as +ve 2029-30: 0.0010541; Gains in Water Available For Use / Savings in Demand under the selected programme (Ml/d) input as +ve 2030-31: 0.0019467; Gains in Water Available For Use / Savings in Demand under the selected programme (Ml/d) input as +ve 2031-32: 0.002846; Gains in Water Available For Use / Savings in Demand under the selected programme (Ml/d) input as +ve 2032-33: 0.0037498; Gains in Water Available For Use / Savings in Demand under the selected programme (Ml/d) input as +ve 2033-34: 0.0046556; Gains in Water Available For Use / Savings in Demand under the selected programme (Ml/d) input as +ve 2034-35: 0.0055628; Gains in Water Available For Use / Savings in Demand under the selected programme (Ml/d) input as +ve 2035-36: 0.006471; Gains in Water Available For Use / Savings in Demand under the selected programme (Ml/d) input as +ve 2036-37: 0.0073798; Gains in Water Available For Use / Savings in Demand under the selected programme (Ml/d) input as +ve 2037-38: 0.0082883; Gains in Water Available For Use / Savings in Demand under the selected programme (Ml/d) input as +ve 2038-39: 0.0091969; Gains in Water Available For Use / Savings in Demand under the selected programme (Ml/d) input as +ve 2039-40: 0.010105; Gains in Water Available For Use / Savings in Demand under the selected programme (Ml/d) input as +ve 2040-41: 0.011014; Gains in Water Available For Use / Savings in Demand under the selected programme (Ml/d) input as +ve 2041-42: 0.011922; Gains in Water Available For Use / Savings in Demand under the selected programme (Ml/d) input as +ve 2042-43: 0.01283; Gains in Water Available For Use / Savings in Demand under the selected programme (Ml/d) input as +ve 2043-44: 0.013739; Gains in Water Available For Use / Savings in Demand under the selected programme (Ml/d) input as +ve 2044-45: 0.014648; Gains in Water Available For Use / Savings in Demand under the selected programme (Ml/d) input as +ve 2045-46: 0.015558; Gains in Water Available For Use / Savings in Demand under the selected programme (Ml/d) input as +ve 2046-47: 0.016469; Gains in Water Available For Use / Savings in Demand under the selected programme (Ml/d) input as +ve 2047-48: 0.017381; Gains in Water Available For Use / Savings in Demand under the selected programme (Ml/d) input as +ve 2048-49: 0.018295; Gains in Water Available For Use / Savings in Demand under the selected programme (Ml/d) input as +ve 2049-50: 0.01921
51dP | NHH. WEF Visit Upper.AWSNEH | NHH. WEF Visit Upper.AWSNEH | Non-household water audit | Customer Options | N | Preferred | AWSNEH | Ml/d | 2 | Gains in Water Available For Use / Savings in Demand under the selected programme (Ml/d) input as +ve 2019-20: 0; Gains in Water Available For Use / Savings in Demand under the selected programme (Ml/d) input as +ve 2020-21: 0; Gains in Water Available For Use / Savings in Demand under the selected programme (Ml/d) input as +ve 2021-22: 0; Gains in Water Available For Use / Savings in Demand under the selected programme (Ml/d) input as +ve 2022-23: 0; Gains in Water Available For Use / Savings in Demand under the selected programme (Ml/d) input as +ve 2023-24: 0; Gains in Water Available For Use / Savings in Demand under the selected programme (Ml/d) input as +ve 2024-25: 0; Gains in Water Available For Use / Savings in Demand under the selected programme (Ml/d) input as +ve 2025-26: 2.2361e-05; Gains in Water Available For Use / Savings in Demand under the selected programme (Ml/d) input as +ve 2026-27: 6.0336e-05; Gains in Water Available For Use / Savings in Demand under the selected programme (Ml/d) input as +ve 2027-28: 0.00010994; Gains in Water Available For Use / Savings in Demand under the selected programme (Ml/d) input as +ve 2028-29: 0.00016764; Gains in Water Available For Use / Savings in Demand under the selected programme (Ml/d) input as +ve 2029-30: 0.0010541; Gains in Water Available For Use / Savings in Demand under the selected programme (Ml/d) input as +ve 2030-31: 0.0019467; Gains in Water Available For Use / Savings in Demand under the selected programme (Ml/d) input as +ve 2031-32: 0.002846; Gains in Water Available For Use / Savings in Demand under the selected programme (Ml/d) input as +ve 2032-33: 0.0037498; Gains in Water Available For Use / Savings in Demand under the selected programme (Ml/d) input as +ve 2033-34: 0.0046556; Gains in Water Available For Use / Savings in Demand under the selected programme (Ml/d) input as +ve 2034-35: 0.0055628; Gains in Water Available For Use / Savings in Demand under the selected programme (Ml/d) input as +ve 2035-36: 0.006471; Gains in Water Available For Use / Savings in Demand under the selected programme (Ml/d) input as +ve 2036-37: 0.0073798; Gains in Water Available For Use / Savings in Demand under the selected programme (Ml/d) input as +ve 2037-38: 0.0082883; Gains in Water Available For Use / Savings in Demand under the selected programme (Ml/d) input as +ve 2038-39: 0.0091969; Gains in Water Available For Use / Savings in Demand under the selected programme (Ml/d) input as +ve 2039-40: 0.010105; Gains in Water Available For Use / Savings in Demand under the selected programme (Ml/d) input as +ve 2040-41: 0.011014; Gains in Water Available For Use / Savings in Demand under the selected programme (Ml/d) input as +ve 2041-42: 0.011922; Gains in Water Available For Use / Savings in Demand under the selected programme (Ml/d) input as +ve 2042-43: 0.01283; Gains in Water Available For Use / Savings in Demand under the selected programme (Ml/d) input as +ve 2043-44: 0.013739; Gains in Water Available For Use / Savings in Demand under the selected programme (Ml/d) input as +ve 2044-45: 0.014648; Gains in Water Available For Use / Savings in Demand under the selected programme (Ml/d) input as +ve 2045-46: 0.015558; Gains in Water Available For Use / Savings in Demand under the selected programme (Ml/d) input as +ve 2046-47: 0.016469; Gains in Water Available For Use / Savings in Demand under the selected programme (Ml/d) input as +ve 2047-48: 0.017381; Gains in Water Available For Use / Savings in Demand under the selected programme (Ml/d) input as +ve 2048-49: 0.018295; Gains in Water Available For Use / Savings in Demand under the selected programme (Ml/d) input as +ve 2049-50: 0.01921
51dF | Smart Metering.AWSNEH | Smart Metering.AWSNEH | Metering other selective | Customer Options | N | Least Cost | AWSNEH | Ml/d | 2 | Gains in Water Available For Use / Savings in Demand under the selected programme (Ml/d) input as +ve 2019-20: 0; Gains in Water Available For Use / Savings in Demand under the selected programme (Ml/d) input as +ve 2020-21: 0; Gains in Water Available For Use / Savings in Demand under the selected programme (Ml/d) input as +ve 2021-22: 0; Gains in Water Available For Use / Savings in Demand under the selected programme (Ml/d) input as +ve 2022-23: 0; Gains in Water Available For Use / Savings in Demand under the selected programme (Ml/d) input as +ve 2023-24: 0; Gains in Water Available For Use / Savings in Demand under the selected programme (Ml/d) input as +ve 2024-25: 0; Gains in Water Available For Use / Savings in Demand under the selected programme (Ml/d) input as +ve 2025-26: 0; Gains in Water Available For Use / Savings in Demand under the selected programme (Ml/d) input as +ve 2026-27: 0; Gains in Water Available For Use / Savings in Demand under the selected programme (Ml/d) input as +ve 2027-28: 0; Gains in Water Available For Use / Savings in Demand under the selected programme (Ml/d) input as +ve 2028-29: 0; Gains in Water Available For Use / Savings in Demand under the selected programme (Ml/d) input as +ve 2029-30: 0.071318; Gains in Water Available For Use / Savings in Demand under the selected programme (Ml/d) input as +ve 2030-31: 0.078257; Gains in Water Available For Use / Savings in Demand under the selected programme (Ml/d) input as +ve 2031-32: 0.085392; Gains in Water Available For Use / Savings in Demand under the selected programme (Ml/d) input as +ve 2032-33: 0.086988; Gains in Water Available For Use / Savings in Demand under the selected programme (Ml/d) input as +ve 2033-34: 0.088586; Gains in Water Available For Use / Savings in Demand under the selected programme (Ml/d) input as +ve 2034-35: 0.090166; Gains in Water Available For Use / Savings in Demand under the selected programme (Ml/d) input as +ve 2035-36: 0.091711; Gains in Water Available For Use / Savings in Demand under the selected programme (Ml/d) input as +ve 2036-37: 0.09324; Gains in Water Available For Use / Savings in Demand under the selected programme (Ml/d) input as +ve 2037-38: 0.093828; Gains in Water Available For Use / Savings in Demand under the selected programme (Ml/d) input as +ve 2038-39: 0.09443; Gains in Water Available For Use / Savings in Demand under the selected programme (Ml/d) input as +ve 2039-40: 0.095052; Gains in Water Available For Use / Savings in Demand under the selected programme (Ml/d) input as +ve 2040-41: 0.095672; Gains in Water Available For Use / Savings in Demand under the selected programme (Ml/d) input as +ve 2041-42: 0.096303; Gains in Water Available For Use / Savings in Demand under the selected programme (Ml/d) input as +ve 2042-43: 0.096951; Gains in Water Available For Use / Savings in Demand under the selected programme (Ml/d) input as +ve 2043-44: 0.097605; Gains in Water Available For Use / Savings in Demand under the selected programme (Ml/d) input as +ve 2044-45: 0.098361; Gains in Water Available For Use / Savings in Demand under the selected programme (Ml/d) input as +ve 2045-46: 0.099014; Gains in Water Available For Use / Savings in Demand under the selected programme (Ml/d) input as +ve 2046-47: 0.099673; Gains in Water Available For Use / Savings in Demand under the selected programme (Ml/d) input as +ve 2047-48: 0.10034; Gains in Water Available For Use / Savings in Demand under the selected programme (Ml/d) input as +ve 2048-49: 0.10103; Gains in Water Available For Use / Savings in Demand under the selected programme (Ml/d) input as +ve 2049-50: 0.10171
51dF | Smart Metering.AWSNEH | Smart Metering.AWSNEH | Metering other selective | Customer Options | N | Ofwat Core | AWSNEH | Ml/d | 2 | Gains in Water Available For Use / Savings in Demand under the selected programme (Ml/d) input as +ve 2019-20: 0; Gains in Water Available For Use / Savings in Demand under the selected programme (Ml/d) input as +ve 2020-21: 0; Gains in Water Available For Use / Savings in Demand under the selected programme (Ml/d) input as +ve 2021-22: 0; Gains in Water Available For Use / Savings in Demand under the selected programme (Ml/d) input as +ve 2022-23: 0; Gains in Water Available For Use / Savings in Demand under the selected programme (Ml/d) input as +ve 2023-24: 0; Gains in Water Available For Use / Savings in Demand under the selected programme (Ml/d) input as +ve 2024-25: 0; Gains in Water Available For Use / Savings in Demand under the selected programme (Ml/d) input as +ve 2025-26: 0; Gains in Water Available For Use / Savings in Demand under the selected programme (Ml/d) input as +ve 2026-27: 0; Gains in Water Available For Use / Savings in Demand under the selected programme (Ml/d) input as +ve 2027-28: 0; Gains in Water Available For Use / Savings in Demand under the selected programme (Ml/d) input as +ve 2028-29: 0; Gains in Water Available For Use / Savings in Demand under the selected programme (Ml/d) input as +ve 2029-30: 0.071318; Gains in Water Available For Use / Savings in Demand under the selected programme (Ml/d) input as +ve 2030-31: 0.078257; Gains in Water Available For Use / Savings in Demand under the selected programme (Ml/d) input as +ve 2031-32: 0.085392; Gains in Water Available For Use / Savings in Demand under the selected programme (Ml/d) input as +ve 2032-33: 0.086988; Gains in Water Available For Use / Savings in Demand under the selected programme (Ml/d) input as +ve 2033-34: 0.088586; Gains in Water Available For Use / Savings in Demand under the selected programme (Ml/d) input as +ve 2034-35: 0.090166; Gains in Water Available For Use / Savings in Demand under the selected programme (Ml/d) input as +ve 2035-36: 0.091711; Gains in Water Available For Use / Savings in Demand under the selected programme (Ml/d) input as +ve 2036-37: 0.09324; Gains in Water Available For Use / Savings in Demand under the selected programme (Ml/d) input as +ve 2037-38: 0.093828; Gains in Water Available For Use / Savings in Demand under the selected programme (Ml/d) input as +ve 2038-39: 0.09443; Gains in Water Available For Use / Savings in Demand under the selected programme (Ml/d) input as +ve 2039-40: 0.095052; Gains in Water Available For Use / Savings in Demand under the selected programme (Ml/d) input as +ve 2040-41: 0.095672; Gains in Water Available For Use / Savings in Demand under the selected programme (Ml/d) input as +ve 2041-42: 0.096303; Gains in Water Available For Use / Savings in Demand under the selected programme (Ml/d) input as +ve 2042-43: 0.096951; Gains in Water Available For Use / Savings in Demand under the selected programme (Ml/d) input as +ve 2043-44: 0.097605; Gains in Water Available For Use / Savings in Demand under the selected programme (Ml/d) input as +ve 2044-45: 0.098361; Gains in Water Available For Use / Savings in Demand under the selected programme (Ml/d) input as +ve 2045-46: 0.099014; Gains in Water Available For Use / Savings in Demand under the selected programme (Ml/d) input as +ve 2046-47: 0.099673; Gains in Water Available For Use / Savings in Demand under the selected programme (Ml/d) input as +ve 2047-48: 0.10034; Gains in Water Available For Use / Savings in Demand under the selected programme (Ml/d) input as +ve 2048-49: 0.10103; Gains in Water Available For Use / Savings in Demand under the selected programme (Ml/d) input as +ve 2049-50: 0.10171
51dP | Smart Metering.AWSNEH | Smart Metering.AWSNEH | Metering other selective | Customer Options | N | Preferred | AWSNEH | Ml/d | 2 | Gains in Water Available For Use / Savings in Demand under the selected programme (Ml/d) input as +ve 2019-20: 0; Gains in Water Available For Use / Savings in Demand under the selected programme (Ml/d) input as +ve 2020-21: 0; Gains in Water Available For Use / Savings in Demand under the selected programme (Ml/d) input as +ve 2021-22: 0; Gains in Water Available For Use / Savings in Demand under the selected programme (Ml/d) input as +ve 2022-23: 0; Gains in Water Available For Use / Savings in Demand under the selected programme (Ml/d) input as +ve 2023-24: 0; Gains in Water Available For Use / Savings in Demand under the selected programme (Ml/d) input as +ve 2024-25: 0; Gains in Water Available For Use / Savings in Demand under the selected programme (Ml/d) input as +ve 2025-26: 0; Gains in Water Available For Use / Savings in Demand under the selected programme (Ml/d) input as +ve 2026-27: 0; Gains in Water Available For Use / Savings in Demand under the selected programme (Ml/d) input as +ve 2027-28: 0; Gains in Water Available For Use / Savings in Demand under the selected programme (Ml/d) input as +ve 2028-29: 0; Gains in Water Available For Use / Savings in Demand under the selected programme (Ml/d) input as +ve 2029-30: 0.071318; Gains in Water Available For Use / Savings in Demand under the selected programme (Ml/d) input as +ve 2030-31: 0.078257; Gains in Water Available For Use / Savings in Demand under the selected programme (Ml/d) input as +ve 2031-32: 0.085392; Gains in Water Available For Use / Savings in Demand under the selected programme (Ml/d) input as +ve 2032-33: 0.086988; Gains in Water Available For Use / Savings in Demand under the selected programme (Ml/d) input as +ve 2033-34: 0.088586; Gains in Water Available For Use / Savings in Demand under the selected programme (Ml/d) input as +ve 2034-35: 0.090166; Gains in Water Available For Use / Savings in Demand under the selected programme (Ml/d) input as +ve 2035-36: 0.091711; Gains in Water Available For Use / Savings in Demand under the selected programme (Ml/d) input as +ve 2036-37: 0.09324; Gains in Water Available For Use / Savings in Demand under the selected programme (Ml/d) input as +ve 2037-38: 0.093828; Gains in Water Available For Use / Savings in Demand under the selected programme (Ml/d) input as +ve 2038-39: 0.09443; Gains in Water Available For Use / Savings in Demand under the selected programme (Ml/d) input as +ve 2039-40: 0.095052; Gains in Water Available For Use / Savings in Demand under the selected programme (Ml/d) input as +ve 2040-41: 0.095672; Gains in Water Available For Use / Savings in Demand under the selected programme (Ml/d) input as +ve 2041-42: 0.096303; Gains in Water Available For Use / Savings in Demand under the selected programme (Ml/d) input as +ve 2042-43: 0.096951; Gains in Water Available For Use / Savings in Demand under the selected programme (Ml/d) input as +ve 2043-44: 0.097605; Gains in Water Available For Use / Savings in Demand under the selected programme (Ml/d) input as +ve 2044-45: 0.098361; Gains in Water Available For Use / Savings in Demand under the selected programme (Ml/d) input as +ve 2045-46: 0.099014; Gains in Water Available For Use / Savings in Demand under the selected programme (Ml/d) input as +ve 2046-47: 0.099673; Gains in Water Available For Use / Savings in Demand under the selected programme (Ml/d) input as +ve 2047-48: 0.10034; Gains in Water Available For Use / Savings in Demand under the selected programme (Ml/d) input as +ve 2048-49: 0.10103; Gains in Water Available For Use / Savings in Demand under the selected programme (Ml/d) input as +ve 2049-50: 0.10171
51dF | USPL_HH_MET.AWSNEH | USPL_HH_MET.AWSNEH | Supply pipe repairs / replacement | Customer Options | N | Least Cost | AWSNEH | Ml/d | 2 | Gains in Water Available For Use / Savings in Demand under the selected programme (Ml/d) input as +ve 2019-20: 0; Gains in Water Available For Use / Savings in Demand under the selected programme (Ml/d) input as +ve 2020-21: 0; Gains in Water Available For Use / Savings in Demand under the selected programme (Ml/d) input as +ve 2021-22: 0; Gains in Water Available For Use / Savings in Demand under the selected programme (Ml/d) input as +ve 2022-23: 0; Gains in Water Available For Use / Savings in Demand under the selected programme (Ml/d) input as +ve 2023-24: 0; Gains in Water Available For Use / Savings in Demand under the selected programme (Ml/d) input as +ve 2024-25: 0; Gains in Water Available For Use / Savings in Demand under the selected programme (Ml/d) input as +ve 2025-26: 0; Gains in Water Available For Use / Savings in Demand under the selected programme (Ml/d) input as +ve 2026-27: 0; Gains in Water Available For Use / Savings in Demand under the selected programme (Ml/d) input as +ve 2027-28: 0; Gains in Water Available For Use / Savings in Demand under the selected programme (Ml/d) input as +ve 2028-29: 0; Gains in Water Available For Use / Savings in Demand under the selected programme (Ml/d) input as +ve 2029-30: 0.01899; Gains in Water Available For Use / Savings in Demand under the selected programme (Ml/d) input as +ve 2030-31: 0.021743; Gains in Water Available For Use / Savings in Demand under the selected programme (Ml/d) input as +ve 2031-32: 0.02457; Gains in Water Available For Use / Savings in Demand under the selected programme (Ml/d) input as +ve 2032-33: 0.024966; Gains in Water Available For Use / Savings in Demand under the selected programme (Ml/d) input as +ve 2033-34: 0.025358; Gains in Water Available For Use / Savings in Demand under the selected programme (Ml/d) input as +ve 2034-35: 0.025744; Gains in Water Available For Use / Savings in Demand under the selected programme (Ml/d) input as +ve 2035-36: 0.026117; Gains in Water Available For Use / Savings in Demand under the selected programme (Ml/d) input as +ve 2036-37: 0.026477; Gains in Water Available For Use / Savings in Demand under the selected programme (Ml/d) input as +ve 2037-38: 0.026695; Gains in Water Available For Use / Savings in Demand under the selected programme (Ml/d) input as +ve 2038-39: 0.026914; Gains in Water Available For Use / Savings in Demand under the selected programme (Ml/d) input as +ve 2039-40: 0.027129; Gains in Water Available For Use / Savings in Demand under the selected programme (Ml/d) input as +ve 2040-41: 0.027345; Gains in Water Available For Use / Savings in Demand under the selected programme (Ml/d) input as +ve 2041-42: 0.02756; Gains in Water Available For Use / Savings in Demand under the selected programme (Ml/d) input as +ve 2042-43: 0.027779; Gains in Water Available For Use / Savings in Demand under the selected programme (Ml/d) input as +ve 2043-44: 0.027997; Gains in Water Available For Use / Savings in Demand under the selected programme (Ml/d) input as +ve 2044-45: 0.028215; Gains in Water Available For Use / Savings in Demand under the selected programme (Ml/d) input as +ve 2045-46: 0.028434; Gains in Water Available For Use / Savings in Demand under the selected programme (Ml/d) input as +ve 2046-47: 0.028654; Gains in Water Available For Use / Savings in Demand under the selected programme (Ml/d) input as +ve 2047-48: 0.028876; Gains in Water Available For Use / Savings in Demand under the selected programme (Ml/d) input as +ve 2048-49: 0.029099; Gains in Water Available For Use / Savings in Demand under the selected programme (Ml/d) input as +ve 2049-50: 0.029324
51dF | USPL_HH_MET.AWSNEH | USPL_HH_MET.AWSNEH | Supply pipe repairs / replacement | Customer Options | N | Ofwat Core | AWSNEH | Ml/d | 2 | Gains in Water Available For Use / Savings in Demand under the selected programme (Ml/d) input as +ve 2019-20: 0; Gains in Water Available For Use / Savings in Demand under the selected programme (Ml/d) input as +ve 2020-21: 0; Gains in Water Available For Use / Savings in Demand under the selected programme (Ml/d) input as +ve 2021-22: 0; Gains in Water Available For Use / Savings in Demand under the selected programme (Ml/d) input as +ve 2022-23: 0; Gains in Water Available For Use / Savings in Demand under the selected programme (Ml/d) input as +ve 2023-24: 0; Gains in Water Available For Use / Savings in Demand under the selected programme (Ml/d) input as +ve 2024-25: 0; Gains in Water Available For Use / Savings in Demand under the selected programme (Ml/d) input as +ve 2025-26: 0; Gains in Water Available For Use / Savings in Demand under the selected programme (Ml/d) input as +ve 2026-27: 0; Gains in Water Available For Use / Savings in Demand under the selected programme (Ml/d) input as +ve 2027-28: 0; Gains in Water Available For Use / Savings in Demand under the selected programme (Ml/d) input as +ve 2028-29: 0; Gains in Water Available For Use / Savings in Demand under the selected programme (Ml/d) input as +ve 2029-30: 0.01899; Gains in Water Available For Use / Savings in Demand under the selected programme (Ml/d) input as +ve 2030-31: 0.021743; Gains in Water Available For Use / Savings in Demand under the selected programme (Ml/d) input as +ve 2031-32: 0.02457; Gains in Water Available For Use / Savings in Demand under the selected programme (Ml/d) input as +ve 2032-33: 0.024966; Gains in Water Available For Use / Savings in Demand under the selected programme (Ml/d) input as +ve 2033-34: 0.025358; Gains in Water Available For Use / Savings in Demand under the selected programme (Ml/d) input as +ve 2034-35: 0.025744; Gains in Water Available For Use / Savings in Demand under the selected programme (Ml/d) input as +ve 2035-36: 0.026117; Gains in Water Available For Use / Savings in Demand under the selected programme (Ml/d) input as +ve 2036-37: 0.026477; Gains in Water Available For Use / Savings in Demand under the selected programme (Ml/d) input as +ve 2037-38: 0.026695; Gains in Water Available For Use / Savings in Demand under the selected programme (Ml/d) input as +ve 2038-39: 0.026914; Gains in Water Available For Use / Savings in Demand under the selected programme (Ml/d) input as +ve 2039-40: 0.027129; Gains in Water Available For Use / Savings in Demand under the selected programme (Ml/d) input as +ve 2040-41: 0.027345; Gains in Water Available For Use / Savings in Demand under the selected programme (Ml/d) input as +ve 2041-42: 0.02756; Gains in Water Available For Use / Savings in Demand under the selected programme (Ml/d) input as +ve 2042-43: 0.027779; Gains in Water Available For Use / Savings in Demand under the selected programme (Ml/d) input as +ve 2043-44: 0.027997; Gains in Water Available For Use / Savings in Demand under the selected programme (Ml/d) input as +ve 2044-45: 0.028215; Gains in Water Available For Use / Savings in Demand under the selected programme (Ml/d) input as +ve 2045-46: 0.028434; Gains in Water Available For Use / Savings in Demand under the selected programme (Ml/d) input as +ve 2046-47: 0.028654; Gains in Water Available For Use / Savings in Demand under the selected programme (Ml/d) input as +ve 2047-48: 0.028876; Gains in Water Available For Use / Savings in Demand under the selected programme (Ml/d) input as +ve 2048-49: 0.029099; Gains in Water Available For Use / Savings in Demand under the selected programme (Ml/d) input as +ve 2049-50: 0.029324
51dP | USPL_HH_MET.AWSNEH | USPL_HH_MET.AWSNEH | Supply pipe repairs / replacement | Customer Options | N | Preferred | AWSNEH | Ml/d | 2 | Gains in Water Available For Use / Savings in Demand under the selected programme (Ml/d) input as +ve 2019-20: 0; Gains in Water Available For Use / Savings in Demand under the selected programme (Ml/d) input as +ve 2020-21: 0; Gains in Water Available For Use / Savings in Demand under the selected programme (Ml/d) input as +ve 2021-22: 0; Gains in Water Available For Use / Savings in Demand under the selected programme (Ml/d) input as +ve 2022-23: 0; Gains in Water Available For Use / Savings in Demand under the selected programme (Ml/d) input as +ve 2023-24: 0; Gains in Water Available For Use / Savings in Demand under the selected programme (Ml/d) input as +ve 2024-25: 0; Gains in Water Available For Use / Savings in Demand under the selected programme (Ml/d) input as +ve 2025-26: 0; Gains in Water Available For Use / Savings in Demand under the selected programme (Ml/d) input as +ve 2026-27: 0; Gains in Water Available For Use / Savings in Demand under the selected programme (Ml/d) input as +ve 2027-28: 0; Gains in Water Available For Use / Savings in Demand under the selected programme (Ml/d) input as +ve 2028-29: 0; Gains in Water Available For Use / Savings in Demand under the selected programme (Ml/d) input as +ve 2029-30: 0.01899; Gains in Water Available For Use / Savings in Demand under the selected programme (Ml/d) input as +ve 2030-31: 0.021743; Gains in Water Available For Use / Savings in Demand under the selected programme (Ml/d) input as +ve 2031-32: 0.02457; Gains in Water Available For Use / Savings in Demand under the selected programme (Ml/d) input as +ve 2032-33: 0.024966; Gains in Water Available For Use / Savings in Demand under the selected programme (Ml/d) input as +ve 2033-34: 0.025358; Gains in Water Available For Use / Savings in Demand under the selected programme (Ml/d) input as +ve 2034-35: 0.025744; Gains in Water Available For Use / Savings in Demand under the selected programme (Ml/d) input as +ve 2035-36: 0.026117; Gains in Water Available For Use / Savings in Demand under the selected programme (Ml/d) input as +ve 2036-37: 0.026477; Gains in Water Available For Use / Savings in Demand under the selected programme (Ml/d) input as +ve 2037-38: 0.026695; Gains in Water Available For Use / Savings in Demand under the selected programme (Ml/d) input as +ve 2038-39: 0.026914; Gains in Water Available For Use / Savings in Demand under the selected programme (Ml/d) input as +ve 2039-40: 0.027129; Gains in Water Available For Use / Savings in Demand under the selected programme (Ml/d) input as +ve 2040-41: 0.027345; Gains in Water Available For Use / Savings in Demand under the selected programme (Ml/d) input as +ve 2041-42: 0.02756; Gains in Water Available For Use / Savings in Demand under the selected programme (Ml/d) input as +ve 2042-43: 0.027779; Gains in Water Available For Use / Savings in Demand under the selected programme (Ml/d) input as +ve 2043-44: 0.027997; Gains in Water Available For Use / Savings in Demand under the selected programme (Ml/d) input as +ve 2044-45: 0.028215; Gains in Water Available For Use / Savings in Demand under the selected programme (Ml/d) input as +ve 2045-46: 0.028434; Gains in Water Available For Use / Savings in Demand under the selected programme (Ml/d) input as +ve 2046-47: 0.028654; Gains in Water Available For Use / Savings in Demand under the selected programme (Ml/d) input as +ve 2047-48: 0.028876; Gains in Water Available For Use / Savings in Demand under the selected programme (Ml/d) input as +ve 2048-49: 0.029099; Gains in Water Available For Use / Savings in Demand under the selected programme (Ml/d) input as +ve 2049-50: 0.029324
51dF | USPL_ShSupplies.AWSNEH | USPL_ShSupplies.AWSNEH | Supply pipe repairs / replacement | Customer Options | N | Least Cost | AWSNEH | Ml/d | 2 | Gains in Water Available For Use / Savings in Demand under the selected programme (Ml/d) input as +ve 2019-20: 0; Gains in Water Available For Use / Savings in Demand under the selected programme (Ml/d) input as +ve 2020-21: 0; Gains in Water Available For Use / Savings in Demand under the selected programme (Ml/d) input as +ve 2021-22: 0; Gains in Water Available For Use / Savings in Demand under the selected programme (Ml/d) input as +ve 2022-23: 0; Gains in Water Available For Use / Savings in Demand under the selected programme (Ml/d) input as +ve 2023-24: 0; Gains in Water Available For Use / Savings in Demand under the selected programme (Ml/d) input as +ve 2024-25: 0; Gains in Water Available For Use / Savings in Demand under the selected programme (Ml/d) input as +ve 2025-26: 0; Gains in Water Available For Use / Savings in Demand under the selected programme (Ml/d) input as +ve 2026-27: 0; Gains in Water Available For Use / Savings in Demand under the selected programme (Ml/d) input as +ve 2027-28: 0; Gains in Water Available For Use / Savings in Demand under the selected programme (Ml/d) input as +ve 2028-29: 0; Gains in Water Available For Use / Savings in Demand under the selected programme (Ml/d) input as +ve 2029-30: 0; Gains in Water Available For Use / Savings in Demand under the selected programme (Ml/d) input as +ve 2030-31: 0.0061083; Gains in Water Available For Use / Savings in Demand under the selected programme (Ml/d) input as +ve 2031-32: 0.0061083; Gains in Water Available For Use / Savings in Demand under the selected programme (Ml/d) input as +ve 2032-33: 0.0061083; Gains in Water Available For Use / Savings in Demand under the selected programme (Ml/d) input as +ve 2033-34: 0.0061083; Gains in Water Available For Use / Savings in Demand under the selected programme (Ml/d) input as +ve 2034-35: 0.0061083; Gains in Water Available For Use / Savings in Demand under the selected programme (Ml/d) input as +ve 2035-36: 0.0061083; Gains in Water Available For Use / Savings in Demand under the selected programme (Ml/d) input as +ve 2036-37: 0.0061083; Gains in Water Available For Use / Savings in Demand under the selected programme (Ml/d) input as +ve 2037-38: 0.0061083; Gains in Water Available For Use / Savings in Demand under the selected programme (Ml/d) input as +ve 2038-39: 0.0061083; Gains in Water Available For Use / Savings in Demand under the selected programme (Ml/d) input as +ve 2039-40: 0.0061083; Gains in Water Available For Use / Savings in Demand under the selected programme (Ml/d) input as +ve 2040-41: 0.0061083; Gains in Water Available For Use / Savings in Demand under the selected programme (Ml/d) input as +ve 2041-42: 0.0061083; Gains in Water Available For Use / Savings in Demand under the selected programme (Ml/d) input as +ve 2042-43: 0.0061083; Gains in Water Available For Use / Savings in Demand under the selected programme (Ml/d) input as +ve 2043-44: 0.0061083; Gains in Water Available For Use / Savings in Demand under the selected programme (Ml/d) input as +ve 2044-45: 0.0061083; Gains in Water Available For Use / Savings in Demand under the selected programme (Ml/d) input as +ve 2045-46: 0.0061083; Gains in Water Available For Use / Savings in Demand under the selected programme (Ml/d) input as +ve 2046-47: 0.0061083; Gains in Water Available For Use / Savings in Demand under the selected programme (Ml/d) input as +ve 2047-48: 0.0061083; Gains in Water Available For Use / Savings in Demand under the selected programme (Ml/d) input as +ve 2048-49: 0.0061083; Gains in Water Available For Use / Savings in Demand under the selected programme (Ml/d) input as +ve 2049-50: 0.0061083
51dF | USPL_ShSupplies.AWSNEH | USPL_ShSupplies.AWSNEH | Supply pipe repairs / replacement | Customer Options | N | Ofwat Core | AWSNEH | Ml/d | 2 | Gains in Water Available For Use / Savings in Demand under the selected programme (Ml/d) input as +ve 2019-20: 0; Gains in Water Available For Use / Savings in Demand under the selected programme (Ml/d) input as +ve 2020-21: 0; Gains in Water Available For Use / Savings in Demand under the selected programme (Ml/d) input as +ve 2021-22: 0; Gains in Water Available For Use / Savings in Demand under the selected programme (Ml/d) input as +ve 2022-23: 0; Gains in Water Available For Use / Savings in Demand under the selected programme (Ml/d) input as +ve 2023-24: 0; Gains in Water Available For Use / Savings in Demand under the selected programme (Ml/d) input as +ve 2024-25: 0; Gains in Water Available For Use / Savings in Demand under the selected programme (Ml/d) input as +ve 2025-26: 0; Gains in Water Available For Use / Savings in Demand under the selected programme (Ml/d) input as +ve 2026-27: 0; Gains in Water Available For Use / Savings in Demand under the selected programme (Ml/d) input as +ve 2027-28: 0; Gains in Water Available For Use / Savings in Demand under the selected programme (Ml/d) input as +ve 2028-29: 0; Gains in Water Available For Use / Savings in Demand under the selected programme (Ml/d) input as +ve 2029-30: 0; Gains in Water Available For Use / Savings in Demand under the selected programme (Ml/d) input as +ve 2030-31: 0.0061083; Gains in Water Available For Use / Savings in Demand under the selected programme (Ml/d) input as +ve 2031-32: 0.0061083; Gains in Water Available For Use / Savings in Demand under the selected programme (Ml/d) input as +ve 2032-33: 0.0061083; Gains in Water Available For Use / Savings in Demand under the selected programme (Ml/d) input as +ve 2033-34: 0.0061083; Gains in Water Available For Use / Savings in Demand under the selected programme (Ml/d) input as +ve 2034-35: 0.0061083; Gains in Water Available For Use / Savings in Demand under the selected programme (Ml/d) input as +ve 2035-36: 0.0061083; Gains in Water Available For Use / Savings in Demand under the selected programme (Ml/d) input as +ve 2036-37: 0.0061083; Gains in Water Available For Use / Savings in Demand under the selected programme (Ml/d) input as +ve 2037-38: 0.0061083; Gains in Water Available For Use / Savings in Demand under the selected programme (Ml/d) input as +ve 2038-39: 0.0061083; Gains in Water Available For Use / Savings in Demand under the selected programme (Ml/d) input as +ve 2039-40: 0.0061083; Gains in Water Available For Use / Savings in Demand under the selected programme (Ml/d) input as +ve 2040-41: 0.0061083; Gains in Water Available For Use / Savings in Demand under the selected programme (Ml/d) input as +ve 2041-42: 0.0061083; Gains in Water Available For Use / Savings in Demand under the selected programme (Ml/d) input as +ve 2042-43: 0.0061083; Gains in Water Available For Use / Savings in Demand under the selected programme (Ml/d) input as +ve 2043-44: 0.0061083; Gains in Water Available For Use / Savings in Demand under the selected programme (Ml/d) input as +ve 2044-45: 0.0061083; Gains in Water Available For Use / Savings in Demand under the selected programme (Ml/d) input as +ve 2045-46: 0.0061083; Gains in Water Available For Use / Savings in Demand under the selected programme (Ml/d) input as +ve 2046-47: 0.0061083; Gains in Water Available For Use / Savings in Demand under the selected programme (Ml/d) input as +ve 2047-48: 0.0061083; Gains in Water Available For Use / Savings in Demand under the selected programme (Ml/d) input as +ve 2048-49: 0.0061083; Gains in Water Available For Use / Savings in Demand under the selected programme (Ml/d) input as +ve 2049-50: 0.0061083
51dP | USPL_ShSupplies.AWSNEH | USPL_ShSupplies.AWSNEH | Supply pipe repairs / replacement | Customer Options | N | Preferred | AWSNEH | Ml/d | 2 | Gains in Water Available For Use / Savings in Demand under the selected programme (Ml/d) input as +ve 2019-20: 0; Gains in Water Available For Use / Savings in Demand under the selected programme (Ml/d) input as +ve 2020-21: 0; Gains in Water Available For Use / Savings in Demand under the selected programme (Ml/d) input as +ve 2021-22: 0; Gains in Water Available For Use / Savings in Demand under the selected programme (Ml/d) input as +ve 2022-23: 0; Gains in Water Available For Use / Savings in Demand under the selected programme (Ml/d) input as +ve 2023-24: 0; Gains in Water Available For Use / Savings in Demand under the selected programme (Ml/d) input as +ve 2024-25: 0; Gains in Water Available For Use / Savings in Demand under the selected programme (Ml/d) input as +ve 2025-26: 0; Gains in Water Available For Use / Savings in Demand under the selected programme (Ml/d) input as +ve 2026-27: 0; Gains in Water Available For Use / Savings in Demand under the selected programme (Ml/d) input as +ve 2027-28: 0; Gains in Water Available For Use / Savings in Demand under the selected programme (Ml/d) input as +ve 2028-29: 0; Gains in Water Available For Use / Savings in Demand under the selected programme (Ml/d) input as +ve 2029-30: 0; Gains in Water Available For Use / Savings in Demand under the selected programme (Ml/d) input as +ve 2030-31: 0.0061083; Gains in Water Available For Use / Savings in Demand under the selected programme (Ml/d) input as +ve 2031-32: 0.0061083; Gains in Water Available For Use / Savings in Demand under the selected programme (Ml/d) input as +ve 2032-33: 0.0061083; Gains in Water Available For Use / Savings in Demand under the selected programme (Ml/d) input as +ve 2033-34: 0.0061083; Gains in Water Available For Use / Savings in Demand under the selected programme (Ml/d) input as +ve 2034-35: 0.0061083; Gains in Water Available For Use / Savings in Demand under the selected programme (Ml/d) input as +ve 2035-36: 0.0061083; Gains in Water Available For Use / Savings in Demand under the selected programme (Ml/d) input as +ve 2036-37: 0.0061083; Gains in Water Available For Use / Savings in Demand under the selected programme (Ml/d) input as +ve 2037-38: 0.0061083; Gains in Water Available For Use / Savings in Demand under the selected programme (Ml/d) input as +ve 2038-39: 0.0061083; Gains in Water Available For Use / Savings in Demand under the selected programme (Ml/d) input as +ve 2039-40: 0.0061083; Gains in Water Available For Use / Savings in Demand under the selected programme (Ml/d) input as +ve 2040-41: 0.0061083; Gains in Water Available For Use / Savings in Demand under the selected programme (Ml/d) input as +ve 2041-42: 0.0061083; Gains in Water Available For Use / Savings in Demand under the selected programme (Ml/d) input as +ve 2042-43: 0.0061083; Gains in Water Available For Use / Savings in Demand under the selected programme (Ml/d) input as +ve 2043-44: 0.0061083; Gains in Water Available For Use / Savings in Demand under the selected programme (Ml/d) input as +ve 2044-45: 0.0061083; Gains in Water Available For Use / Savings in Demand under the selected programme (Ml/d) input as +ve 2045-46: 0.0061083; Gains in Water Available For Use / Savings in Demand under the selected programme (Ml/d) input as +ve 2046-47: 0.0061083; Gains in Water Available For Use / Savings in Demand under the selected programme (Ml/d) input as +ve 2047-48: 0.0061083; Gains in Water Available For Use / Savings in Demand under the selected programme (Ml/d) input as +ve 2048-49: 0.0061083; Gains in Water Available For Use / Savings in Demand under the selected programme (Ml/d) input as +ve 2049-50: 0.0061083
52aA | Adjustment for Licence cap scenario 8 | LC10 | Other changes to DO | Resource Options | N | Ofwat Core | AWSNEH | Ml/d | 2 | Gains in Water Available For Use / Savings in Demand under the selected programme (Ml/d) input as +ve 2025-26: 1.68; Gains in Water Available For Use / Savings in Demand under the selected programme (Ml/d) input as +ve 2026-27: 1.68; Gains in Water Available For Use / Savings in Demand under the selected programme (Ml/d) input as +ve 2027-28: 1.68; Gains in Water Available For Use / Savings in Demand under the selected programme (Ml/d) input as +ve 2028-29: 1.68; Gains in Water Available For Use / Savings in Demand under the selected programme (Ml/d) input as +ve 2029-30: 1.68; Gains in Water Available For Use / Savings in Demand under the selected programme (Ml/d) input as +ve 2030-31: 0; Gains in Water Available For Use / Savings in Demand under the selected programme (Ml/d) input as +ve 2031-32: 0; Gains in Water Available For Use / Savings in Demand under the selected programme (Ml/d) input as +ve 2032-33: 0; Gains in Water Available For Use / Savings in Demand under the selected programme (Ml/d) input as +ve 2033-34: 0; Gains in Water Available For Use / Savings in Demand under the selected programme (Ml/d) input as +ve 2034-35: 0; Gains in Water Available For Use / Savings in Demand under the selected programme (Ml/d) input as +ve 2035-36: 0; Gains in Water Available For Use / Savings in Demand under the selected programme (Ml/d) input as +ve 2036-37: 0; Gains in Water Available For Use / Savings in Demand under the selected programme (Ml/d) input as +ve 2037-38: 0; Gains in Water Available For Use / Savings in Demand under the selected programme (Ml/d) input as +ve 2038-39: 0; Gains in Water Available For Use / Savings in Demand under the selected programme (Ml/d) input as +ve 2039-40: 0; Gains in Water Available For Use / Savings in Demand under the selected programme (Ml/d) input as +ve 2040-41: 0; Gains in Water Available For Use / Savings in Demand under the selected programme (Ml/d) input as +ve 2041-42: 0; Gains in Water Available For Use / Savings in Demand under the selected programme (Ml/d) input as +ve 2042-43: 0; Gains in Water Available For Use / Savings in Demand under the selected programme (Ml/d) input as +ve 2043-44: 0; Gains in Water Available For Use / Savings in Demand under the selected programme (Ml/d) input as +ve 2044-45: 0; Gains in Water Available For Use / Savings in Demand under the selected programme (Ml/d) input as +ve 2045-46: 0; Gains in Water Available For Use / Savings in Demand under the selected programme (Ml/d) input as +ve 2046-47: 0; Gains in Water Available For Use / Savings in Demand under the selected programme (Ml/d) input as +ve 2047-48: 0; Gains in Water Available For Use / Savings in Demand under the selected programme (Ml/d) input as +ve 2048-49: 0; Gains in Water Available For Use / Savings in Demand under the selected programme (Ml/d) input as +ve 2049-50: 0
52aA | Adjustment for Licence cap scenario 8 | LC10 | Other changes to DO | Resource Options | N | Least Cost | AWSNEH | Ml/d | 2 | Gains in Water Available For Use / Savings in Demand under the selected programme (Ml/d) input as +ve 2025-26: 1.68; Gains in Water Available For Use / Savings in Demand under the selected programme (Ml/d) input as +ve 2026-27: 1.68; Gains in Water Available For Use / Savings in Demand under the selected programme (Ml/d) input as +ve 2027-28: 1.68; Gains in Water Available For Use / Savings in Demand under the selected programme (Ml/d) input as +ve 2028-29: 1.68; Gains in Water Available For Use / Savings in Demand under the selected programme (Ml/d) input as +ve 2029-30: 1.68; Gains in Water Available For Use / Savings in Demand under the selected programme (Ml/d) input as +ve 2030-31: 0; Gains in Water Available For Use / Savings in Demand under the selected programme (Ml/d) input as +ve 2031-32: 0; Gains in Water Available For Use / Savings in Demand under the selected programme (Ml/d) input as +ve 2032-33: 0; Gains in Water Available For Use / Savings in Demand under the selected programme (Ml/d) input as +ve 2033-34: 0; Gains in Water Available For Use / Savings in Demand under the selected programme (Ml/d) input as +ve 2034-35: 0; Gains in Water Available For Use / Savings in Demand under the selected programme (Ml/d) input as +ve 2035-36: 0; Gains in Water Available For Use / Savings in Demand under the selected programme (Ml/d) input as +ve 2036-37: 0; Gains in Water Available For Use / Savings in Demand under the selected programme (Ml/d) input as +ve 2037-38: 0; Gains in Water Available For Use / Savings in Demand under the selected programme (Ml/d) input as +ve 2038-39: 0; Gains in Water Available For Use / Savings in Demand under the selected programme (Ml/d) input as +ve 2039-40: 0; Gains in Water Available For Use / Savings in Demand under the selected programme (Ml/d) input as +ve 2040-41: 0; Gains in Water Available For Use / Savings in Demand under the selected programme (Ml/d) input as +ve 2041-42: 0; Gains in Water Available For Use / Savings in Demand under the selected programme (Ml/d) input as +ve 2042-43: 0; Gains in Water Available For Use / Savings in Demand under the selected programme (Ml/d) input as +ve 2043-44: 0; Gains in Water Available For Use / Savings in Demand under the selected programme (Ml/d) input as +ve 2044-45: 0; Gains in Water Available For Use / Savings in Demand under the selected programme (Ml/d) input as +ve 2045-46: 0; Gains in Water Available For Use / Savings in Demand under the selected programme (Ml/d) input as +ve 2046-47: 0; Gains in Water Available For Use / Savings in Demand under the selected programme (Ml/d) input as +ve 2047-48: 0; Gains in Water Available For Use / Savings in Demand under the selected programme (Ml/d) input as +ve 2048-49: 0; Gains in Water Available For Use / Savings in Demand under the selected programme (Ml/d) input as +ve 2049-50: 0
52aP | Adjustment for Licence cap scenario 8 | LC10 | Other changes to DO | Resource Options | N | Preferred | AWSNEH | Ml/d | 2 | Gains in Water Available For Use / Savings in Demand under the selected programme (Ml/d) input as +ve 2025-26: 1.68; Gains in Water Available For Use / Savings in Demand under the selected programme (Ml/d) input as +ve 2026-27: 1.68; Gains in Water Available For Use / Savings in Demand under the selected programme (Ml/d) input as +ve 2027-28: 1.68; Gains in Water Available For Use / Savings in Demand under the selected programme (Ml/d) input as +ve 2028-29: 1.68; Gains in Water Available For Use / Savings in Demand under the selected programme (Ml/d) input as +ve 2029-30: 1.68; Gains in Water Available For Use / Savings in Demand under the selected programme (Ml/d) input as +ve 2030-31: 0; Gains in Water Available For Use / Savings in Demand under the selected programme (Ml/d) input as +ve 2031-32: 0; Gains in Water Available For Use / Savings in Demand under the selected programme (Ml/d) input as +ve 2032-33: 0; Gains in Water Available For Use / Savings in Demand under the selected programme (Ml/d) input as +ve 2033-34: 0; Gains in Water Available For Use / Savings in Demand under the selected programme (Ml/d) input as +ve 2034-35: 0; Gains in Water Available For Use / Savings in Demand under the selected programme (Ml/d) input as +ve 2035-36: 0; Gains in Water Available For Use / Savings in Demand under the selected programme (Ml/d) input as +ve 2036-37: 0; Gains in Water Available For Use / Savings in Demand under the selected programme (Ml/d) input as +ve 2037-38: 0; Gains in Water Available For Use / Savings in Demand under the selected programme (Ml/d) input as +ve 2038-39: 0; Gains in Water Available For Use / Savings in Demand under the selected programme (Ml/d) input as +ve 2039-40: 0; Gains in Water Available For Use / Savings in Demand under the selected programme (Ml/d) input as +ve 2040-41: 0; Gains in Water Available For Use / Savings in Demand under the selected programme (Ml/d) input as +ve 2041-42: 0; Gains in Water Available For Use / Savings in Demand under the selected programme (Ml/d) input as +ve 2042-43: 0; Gains in Water Available For Use / Savings in Demand under the selected programme (Ml/d) input as +ve 2043-44: 0; Gains in Water Available For Use / Savings in Demand under the selected programme (Ml/d) input as +ve 2044-45: 0; Gains in Water Available For Use / Savings in Demand under the selected programme (Ml/d) input as +ve 2045-46: 0; Gains in Water Available For Use / Savings in Demand under the selected programme (Ml/d) input as +ve 2046-47: 0; Gains in Water Available For Use / Savings in Demand under the selected programme (Ml/d) input as +ve 2047-48: 0; Gains in Water Available For Use / Savings in Demand under the selected programme (Ml/d) input as +ve 2048-49: 0; Gains in Water Available For Use / Savings in Demand under the selected programme (Ml/d) input as +ve 2049-50: 0
52cA | Adjustment to existing potable water export | EE08 | Internal potable transfer | Distribution Options | N | Ofwat Core | AWSNEH | Ml/d | 2 | Gains in Water Available For Use / Savings in Demand under the selected programme (Ml/d) input as +ve 2025-26: -0.779; Gains in Water Available For Use / Savings in Demand under the selected programme (Ml/d) input as +ve 2026-27: -0.74; Gains in Water Available For Use / Savings in Demand under the selected programme (Ml/d) input as +ve 2027-28: -0.699; Gains in Water Available For Use / Savings in Demand under the selected programme (Ml/d) input as +ve 2028-29: -0.529; Gains in Water Available For Use / Savings in Demand under the selected programme (Ml/d) input as +ve 2029-30: -0.329; Gains in Water Available For Use / Savings in Demand under the selected programme (Ml/d) input as +ve 2030-31: -0.739; Gains in Water Available For Use / Savings in Demand under the selected programme (Ml/d) input as +ve 2031-32: -0.659; Gains in Water Available For Use / Savings in Demand under the selected programme (Ml/d) input as +ve 2032-33: -1.069; Gains in Water Available For Use / Savings in Demand under the selected programme (Ml/d) input as +ve 2033-34: -1.009; Gains in Water Available For Use / Savings in Demand under the selected programme (Ml/d) input as +ve 2034-35: -0.979; Gains in Water Available For Use / Savings in Demand under the selected programme (Ml/d) input as +ve 2035-36: -0.809; Gains in Water Available For Use / Savings in Demand under the selected programme (Ml/d) input as +ve 2036-37: -1.359; Gains in Water Available For Use / Savings in Demand under the selected programme (Ml/d) input as +ve 2037-38: -1.159; Gains in Water Available For Use / Savings in Demand under the selected programme (Ml/d) input as +ve 2038-39: -1.109; Gains in Water Available For Use / Savings in Demand under the selected programme (Ml/d) input as +ve 2039-40: -1.039; Gains in Water Available For Use / Savings in Demand under the selected programme (Ml/d) input as +ve 2040-41: -1.009; Gains in Water Available For Use / Savings in Demand under the selected programme (Ml/d) input as +ve 2041-42: -0.969; Gains in Water Available For Use / Savings in Demand under the selected programme (Ml/d) input as +ve 2042-43: -0.839; Gains in Water Available For Use / Savings in Demand under the selected programme (Ml/d) input as +ve 2043-44: -0.799; Gains in Water Available For Use / Savings in Demand under the selected programme (Ml/d) input as +ve 2044-45: -0.779; Gains in Water Available For Use / Savings in Demand under the selected programme (Ml/d) input as +ve 2045-46: -0.689; Gains in Water Available For Use / Savings in Demand under the selected programme (Ml/d) input as +ve 2046-47: -0.669; Gains in Water Available For Use / Savings in Demand under the selected programme (Ml/d) input as +ve 2047-48: -0.619; Gains in Water Available For Use / Savings in Demand under the selected programme (Ml/d) input as +ve 2048-49: -0.619; Gains in Water Available For Use / Savings in Demand under the selected programme (Ml/d) input as +ve 2049-50: -0.599
52cA | Suffolk Thetford to Norfolk East Harling potable transfer (5 Ml/d) | NEH3 | Internal potable transfer | Distribution Options | N | Ofwat Core | AWSNEH | Ml/d | 2 | Gains in Water Available For Use / Savings in Demand under the selected programme (Ml/d) input as +ve 2025-26: 0; Gains in Water Available For Use / Savings in Demand under the selected programme (Ml/d) input as +ve 2026-27: 0; Gains in Water Available For Use / Savings in Demand under the selected programme (Ml/d) input as +ve 2027-28: 0; Gains in Water Available For Use / Savings in Demand under the selected programme (Ml/d) input as +ve 2028-29: 0; Gains in Water Available For Use / Savings in Demand under the selected programme (Ml/d) input as +ve 2029-30: 0; Gains in Water Available For Use / Savings in Demand under the selected programme (Ml/d) input as +ve 2030-31: 1.37; Gains in Water Available For Use / Savings in Demand under the selected programme (Ml/d) input as +ve 2031-32: 1.28; Gains in Water Available For Use / Savings in Demand under the selected programme (Ml/d) input as +ve 2032-33: 1.68; Gains in Water Available For Use / Savings in Demand under the selected programme (Ml/d) input as +ve 2033-34: 1.61; Gains in Water Available For Use / Savings in Demand under the selected programme (Ml/d) input as +ve 2034-35: 1.57; Gains in Water Available For Use / Savings in Demand under the selected programme (Ml/d) input as +ve 2035-36: 1.37; Gains in Water Available For Use / Savings in Demand under the selected programme (Ml/d) input as +ve 2036-37: 4.91; Gains in Water Available For Use / Savings in Demand under the selected programme (Ml/d) input as +ve 2037-38: 4.72; Gains in Water Available For Use / Savings in Demand under the selected programme (Ml/d) input as +ve 2038-39: 4.67; Gains in Water Available For Use / Savings in Demand under the selected programme (Ml/d) input as +ve 2039-40: 4.55; Gains in Water Available For Use / Savings in Demand under the selected programme (Ml/d) input as +ve 2040-41: 4.52; Gains in Water Available For Use / Savings in Demand under the selected programme (Ml/d) input as +ve 2041-42: 4.49; Gains in Water Available For Use / Savings in Demand under the selected programme (Ml/d) input as +ve 2042-43: 4.35; Gains in Water Available For Use / Savings in Demand under the selected programme (Ml/d) input as +ve 2043-44: 4.32; Gains in Water Available For Use / Savings in Demand under the selected programme (Ml/d) input as +ve 2044-45: 4.19; Gains in Water Available For Use / Savings in Demand under the selected programme (Ml/d) input as +ve 2045-46: 4.09; Gains in Water Available For Use / Savings in Demand under the selected programme (Ml/d) input as +ve 2046-47: 4.07; Gains in Water Available For Use / Savings in Demand under the selected programme (Ml/d) input as +ve 2047-48: 4.04; Gains in Water Available For Use / Savings in Demand under the selected programme (Ml/d) input as +ve 2048-49: 4.03; Gains in Water Available For Use / Savings in Demand under the selected programme (Ml/d) input as +ve 2049-50: 4.02
52cA | Norfolk East Harling to Norfolk Harleston potable transfer (5 Ml/d) | NHL4 | Internal potable transfer | Distribution Options | N | Ofwat Core | AWSNEH | Ml/d | 2 | Gains in Water Available For Use / Savings in Demand under the selected programme (Ml/d) input as +ve 2025-26: 0; Gains in Water Available For Use / Savings in Demand under the selected programme (Ml/d) input as +ve 2026-27: 0; Gains in Water Available For Use / Savings in Demand under the selected programme (Ml/d) input as +ve 2027-28: 0; Gains in Water Available For Use / Savings in Demand under the selected programme (Ml/d) input as +ve 2028-29: 0; Gains in Water Available For Use / Savings in Demand under the selected programme (Ml/d) input as +ve 2029-30: 0; Gains in Water Available For Use / Savings in Demand under the selected programme (Ml/d) input as +ve 2030-31: -0.74; Gains in Water Available For Use / Savings in Demand under the selected programme (Ml/d) input as +ve 2031-32: -0.66; Gains in Water Available For Use / Savings in Demand under the selected programme (Ml/d) input as +ve 2032-33: -1.07; Gains in Water Available For Use / Savings in Demand under the selected programme (Ml/d) input as +ve 2033-34: -1.01; Gains in Water Available For Use / Savings in Demand under the selected programme (Ml/d) input as +ve 2034-35: -0.98; Gains in Water Available For Use / Savings in Demand under the selected programme (Ml/d) input as +ve 2035-36: -0.81; Gains in Water Available For Use / Savings in Demand under the selected programme (Ml/d) input as +ve 2036-37: -1.36; Gains in Water Available For Use / Savings in Demand under the selected programme (Ml/d) input as +ve 2037-38: -1.16; Gains in Water Available For Use / Savings in Demand under the selected programme (Ml/d) input as +ve 2038-39: -1.11; Gains in Water Available For Use / Savings in Demand under the selected programme (Ml/d) input as +ve 2039-40: -1.04; Gains in Water Available For Use / Savings in Demand under the selected programme (Ml/d) input as +ve 2040-41: -1.01; Gains in Water Available For Use / Savings in Demand under the selected programme (Ml/d) input as +ve 2041-42: -0.97; Gains in Water Available For Use / Savings in Demand under the selected programme (Ml/d) input as +ve 2042-43: -0.84; Gains in Water Available For Use / Savings in Demand under the selected programme (Ml/d) input as +ve 2043-44: -0.8; Gains in Water Available For Use / Savings in Demand under the selected programme (Ml/d) input as +ve 2044-45: -0.78; Gains in Water Available For Use / Savings in Demand under the selected programme (Ml/d) input as +ve 2045-46: -0.69; Gains in Water Available For Use / Savings in Demand under the selected programme (Ml/d) input as +ve 2046-47: -0.67; Gains in Water Available For Use / Savings in Demand under the selected programme (Ml/d) input as +ve 2047-48: -0.62; Gains in Water Available For Use / Savings in Demand under the selected programme (Ml/d) input as +ve 2048-49: -0.62; Gains in Water Available For Use / Savings in Demand under the selected programme (Ml/d) input as +ve 2049-50: -0.6
52cA | Adjustment to existing potable water export | EE08 | Internal potable transfer | Distribution Options | N | Least Cost | AWSNEH | Ml/d | 2 | Gains in Water Available For Use / Savings in Demand under the selected programme (Ml/d) input as +ve 2025-26: -0.779; Gains in Water Available For Use / Savings in Demand under the selected programme (Ml/d) input as +ve 2026-27: -0.74; Gains in Water Available For Use / Savings in Demand under the selected programme (Ml/d) input as +ve 2027-28: -0.699; Gains in Water Available For Use / Savings in Demand under the selected programme (Ml/d) input as +ve 2028-29: -0.529; Gains in Water Available For Use / Savings in Demand under the selected programme (Ml/d) input as +ve 2029-30: -0.329; Gains in Water Available For Use / Savings in Demand under the selected programme (Ml/d) input as +ve 2030-31: 0.001; Gains in Water Available For Use / Savings in Demand under the selected programme (Ml/d) input as +ve 2031-32: 0.001; Gains in Water Available For Use / Savings in Demand under the selected programme (Ml/d) input as +ve 2032-33: 0.001; Gains in Water Available For Use / Savings in Demand under the selected programme (Ml/d) input as +ve 2033-34: 0.001; Gains in Water Available For Use / Savings in Demand under the selected programme (Ml/d) input as +ve 2034-35: 0.001; Gains in Water Available For Use / Savings in Demand under the selected programme (Ml/d) input as +ve 2035-36: 0.001; Gains in Water Available For Use / Savings in Demand under the selected programme (Ml/d) input as +ve 2036-37: 0.001; Gains in Water Available For Use / Savings in Demand under the selected programme (Ml/d) input as +ve 2037-38: 0.001; Gains in Water Available For Use / Savings in Demand under the selected programme (Ml/d) input as +ve 2038-39: 0.001; Gains in Water Available For Use / Savings in Demand under the selected programme (Ml/d) input as +ve 2039-40: 0.001; Gains in Water Available For Use / Savings in Demand under the selected programme (Ml/d) input as +ve 2040-41: 0.001; Gains in Water Available For Use / Savings in Demand under the selected programme (Ml/d) input as +ve 2041-42: 0.001; Gains in Water Available For Use / Savings in Demand under the selected programme (Ml/d) input as +ve 2042-43: 0.001; Gains in Water Available For Use / Savings in Demand under the selected programme (Ml/d) input as +ve 2043-44: 0.001; Gains in Water Available For Use / Savings in Demand under the selected programme (Ml/d) input as +ve 2044-45: 0.001; Gains in Water Available For Use / Savings in Demand under the selected programme (Ml/d) input as +ve 2045-46: 0.001; Gains in Water Available For Use / Savings in Demand under the selected programme (Ml/d) input as +ve 2046-47: 0.001; Gains in Water Available For Use / Savings in Demand under the selected programme (Ml/d) input as +ve 2047-48: 0.001; Gains in Water Available For Use / Savings in Demand under the selected programme (Ml/d) input as +ve 2048-49: 0.001; Gains in Water Available For Use / Savings in Demand under the selected programme (Ml/d) input as +ve 2049-50: 0.001
52cA | Suffolk Thetford to Norfolk East Harling potable transfer (5 Ml/d) | NEH3 | Internal potable transfer | Distribution Options | N | Least Cost | AWSNEH | Ml/d | 2 | Gains in Water Available For Use / Savings in Demand under the selected programme (Ml/d) input as +ve 2025-26: 0; Gains in Water Available For Use / Savings in Demand under the selected programme (Ml/d) input as +ve 2026-27: 0; Gains in Water Available For Use / Savings in Demand under the selected programme (Ml/d) input as +ve 2027-28: 0; Gains in Water Available For Use / Savings in Demand under the selected programme (Ml/d) input as +ve 2028-29: 0; Gains in Water Available For Use / Savings in Demand under the selected programme (Ml/d) input as +ve 2029-30: 0; Gains in Water Available For Use / Savings in Demand under the selected programme (Ml/d) input as +ve 2030-31: 1.37; Gains in Water Available For Use / Savings in Demand under the selected programme (Ml/d) input as +ve 2031-32: 1.28; Gains in Water Available For Use / Savings in Demand under the selected programme (Ml/d) input as +ve 2032-33: 1.68; Gains in Water Available For Use / Savings in Demand under the selected programme (Ml/d) input as +ve 2033-34: 1.61; Gains in Water Available For Use / Savings in Demand under the selected programme (Ml/d) input as +ve 2034-35: 1.57; Gains in Water Available For Use / Savings in Demand under the selected programme (Ml/d) input as +ve 2035-36: 1.37; Gains in Water Available For Use / Savings in Demand under the selected programme (Ml/d) input as +ve 2036-37: 4.91; Gains in Water Available For Use / Savings in Demand under the selected programme (Ml/d) input as +ve 2037-38: 4.72; Gains in Water Available For Use / Savings in Demand under the selected programme (Ml/d) input as +ve 2038-39: 4.67; Gains in Water Available For Use / Savings in Demand under the selected programme (Ml/d) input as +ve 2039-40: 4.55; Gains in Water Available For Use / Savings in Demand under the selected programme (Ml/d) input as +ve 2040-41: 4.52; Gains in Water Available For Use / Savings in Demand under the selected programme (Ml/d) input as +ve 2041-42: 4.49; Gains in Water Available For Use / Savings in Demand under the selected programme (Ml/d) input as +ve 2042-43: 4.35; Gains in Water Available For Use / Savings in Demand under the selected programme (Ml/d) input as +ve 2043-44: 4.32; Gains in Water Available For Use / Savings in Demand under the selected programme (Ml/d) input as +ve 2044-45: 4.19; Gains in Water Available For Use / Savings in Demand under the selected programme (Ml/d) input as +ve 2045-46: 4.09; Gains in Water Available For Use / Savings in Demand under the selected programme (Ml/d) input as +ve 2046-47: 4.07; Gains in Water Available For Use / Savings in Demand under the selected programme (Ml/d) input as +ve 2047-48: 4.04; Gains in Water Available For Use / Savings in Demand under the selected programme (Ml/d) input as +ve 2048-49: 4.03; Gains in Water Available For Use / Savings in Demand under the selected programme (Ml/d) input as +ve 2049-50: 4.02
52cA | Norfolk East Dereham to North Norfolk Coast potable transfer (10 Ml/d) | NNC4 | Internal potable transfer | Distribution Options | N | Least Cost | AWSNEH | Ml/d | 2 | Gains in Water Available For Use / Savings in Demand under the selected programme (Ml/d) input as +ve 2025-26: 0; Gains in Water Available For Use / Savings in Demand under the selected programme (Ml/d) input as +ve 2026-27: 0; Gains in Water Available For Use / Savings in Demand under the selected programme (Ml/d) input as +ve 2027-28: 0; Gains in Water Available For Use / Savings in Demand under the selected programme (Ml/d) input as +ve 2028-29: 0; Gains in Water Available For Use / Savings in Demand under the selected programme (Ml/d) input as +ve 2029-30: 0; Gains in Water Available For Use / Savings in Demand under the selected programme (Ml/d) input as +ve 2030-31: 0; Gains in Water Available For Use / Savings in Demand under the selected programme (Ml/d) input as +ve 2031-32: 0; Gains in Water Available For Use / Savings in Demand under the selected programme (Ml/d) input as +ve 2032-33: 0; Gains in Water Available For Use / Savings in Demand under the selected programme (Ml/d) input as +ve 2033-34: 0; Gains in Water Available For Use / Savings in Demand under the selected programme (Ml/d) input as +ve 2034-35: 0; Gains in Water Available For Use / Savings in Demand under the selected programme (Ml/d) input as +ve 2035-36: -2.15; Gains in Water Available For Use / Savings in Demand under the selected programme (Ml/d) input as +ve 2036-37: -7.8; Gains in Water Available For Use / Savings in Demand under the selected programme (Ml/d) input as +ve 2037-38: -7.77; Gains in Water Available For Use / Savings in Demand under the selected programme (Ml/d) input as +ve 2038-39: -7.75; Gains in Water Available For Use / Savings in Demand under the selected programme (Ml/d) input as +ve 2039-40: -7.59; Gains in Water Available For Use / Savings in Demand under the selected programme (Ml/d) input as +ve 2040-41: -7.54; Gains in Water Available For Use / Savings in Demand under the selected programme (Ml/d) input as +ve 2041-42: -7.49; Gains in Water Available For Use / Savings in Demand under the selected programme (Ml/d) input as +ve 2042-43: -7.35; Gains in Water Available For Use / Savings in Demand under the selected programme (Ml/d) input as +ve 2043-44: -7.29; Gains in Water Available For Use / Savings in Demand under the selected programme (Ml/d) input as +ve 2044-45: -7.21; Gains in Water Available For Use / Savings in Demand under the selected programme (Ml/d) input as +ve 2045-46: -7.02; Gains in Water Available For Use / Savings in Demand under the selected programme (Ml/d) input as +ve 2046-47: -6.95; Gains in Water Available For Use / Savings in Demand under the selected programme (Ml/d) input as +ve 2047-48: -6.91; Gains in Water Available For Use / Savings in Demand under the selected programme (Ml/d) input as +ve 2048-49: -6.85; Gains in Water Available For Use / Savings in Demand under the selected programme (Ml/d) input as +ve 2049-50: -6.42
52cP | Adjustment to existing potable water export | EE08 | Internal potable transfer | Distribution Options | N | Preferred | AWSNEH | Ml/d | 2 | Gains in Water Available For Use / Savings in Demand under the selected programme (Ml/d) input as +ve 2025-26: -0.779; Gains in Water Available For Use / Savings in Demand under the selected programme (Ml/d) input as +ve 2026-27: -0.74; Gains in Water Available For Use / Savings in Demand under the selected programme (Ml/d) input as +ve 2027-28: -0.699; Gains in Water Available For Use / Savings in Demand under the selected programme (Ml/d) input as +ve 2028-29: -0.529; Gains in Water Available For Use / Savings in Demand under the selected programme (Ml/d) input as +ve 2029-30: -0.329; Gains in Water Available For Use / Savings in Demand under the selected programme (Ml/d) input as +ve 2030-31: -0.739; Gains in Water Available For Use / Savings in Demand under the selected programme (Ml/d) input as +ve 2031-32: -0.659; Gains in Water Available For Use / Savings in Demand under the selected programme (Ml/d) input as +ve 2032-33: -1.069; Gains in Water Available For Use / Savings in Demand under the selected programme (Ml/d) input as +ve 2033-34: -1.009; Gains in Water Available For Use / Savings in Demand under the selected programme (Ml/d) input as +ve 2034-35: -0.979; Gains in Water Available For Use / Savings in Demand under the selected programme (Ml/d) input as +ve 2035-36: -0.809; Gains in Water Available For Use / Savings in Demand under the selected programme (Ml/d) input as +ve 2036-37: -1.359; Gains in Water Available For Use / Savings in Demand under the selected programme (Ml/d) input as +ve 2037-38: -1.159; Gains in Water Available For Use / Savings in Demand under the selected programme (Ml/d) input as +ve 2038-39: -1.109; Gains in Water Available For Use / Savings in Demand under the selected programme (Ml/d) input as +ve 2039-40: -1.039; Gains in Water Available For Use / Savings in Demand under the selected programme (Ml/d) input as +ve 2040-41: -1.009; Gains in Water Available For Use / Savings in Demand under the selected programme (Ml/d) input as +ve 2041-42: -0.969; Gains in Water Available For Use / Savings in Demand under the selected programme (Ml/d) input as +ve 2042-43: -0.839; Gains in Water Available For Use / Savings in Demand under the selected programme (Ml/d) input as +ve 2043-44: -0.799; Gains in Water Available For Use / Savings in Demand under the selected programme (Ml/d) input as +ve 2044-45: -0.779; Gains in Water Available For Use / Savings in Demand under the selected programme (Ml/d) input as +ve 2045-46: -0.689; Gains in Water Available For Use / Savings in Demand under the selected programme (Ml/d) input as +ve 2046-47: -0.669; Gains in Water Available For Use / Savings in Demand under the selected programme (Ml/d) input as +ve 2047-48: -0.619; Gains in Water Available For Use / Savings in Demand under the selected programme (Ml/d) input as +ve 2048-49: -0.619; Gains in Water Available For Use / Savings in Demand under the selected programme (Ml/d) input as +ve 2049-50: -0.599
52cP | Suffolk Thetford to Norfolk East Harling potable transfer (5 Ml/d) | NEH3 | Internal potable transfer | Distribution Options | N | Preferred | AWSNEH | Ml/d | 2 | Gains in Water Available For Use / Savings in Demand under the selected programme (Ml/d) input as +ve 2025-26: 0; Gains in Water Available For Use / Savings in Demand under the selected programme (Ml/d) input as +ve 2026-27: 0; Gains in Water Available For Use / Savings in Demand under the selected programme (Ml/d) input as +ve 2027-28: 0; Gains in Water Available For Use / Savings in Demand under the selected programme (Ml/d) input as +ve 2028-29: 0; Gains in Water Available For Use / Savings in Demand under the selected programme (Ml/d) input as +ve 2029-30: 0; Gains in Water Available For Use / Savings in Demand under the selected programme (Ml/d) input as +ve 2030-31: 1.37; Gains in Water Available For Use / Savings in Demand under the selected programme (Ml/d) input as +ve 2031-32: 1.28; Gains in Water Available For Use / Savings in Demand under the selected programme (Ml/d) input as +ve 2032-33: 1.68; Gains in Water Available For Use / Savings in Demand under the selected programme (Ml/d) input as +ve 2033-34: 1.61; Gains in Water Available For Use / Savings in Demand under the selected programme (Ml/d) input as +ve 2034-35: 1.57; Gains in Water Available For Use / Savings in Demand under the selected programme (Ml/d) input as +ve 2035-36: 1.37; Gains in Water Available For Use / Savings in Demand under the selected programme (Ml/d) input as +ve 2036-37: 4.91; Gains in Water Available For Use / Savings in Demand under the selected programme (Ml/d) input as +ve 2037-38: 4.72; Gains in Water Available For Use / Savings in Demand under the selected programme (Ml/d) input as +ve 2038-39: 4.67; Gains in Water Available For Use / Savings in Demand under the selected programme (Ml/d) input as +ve 2039-40: 4.55; Gains in Water Available For Use / Savings in Demand under the selected programme (Ml/d) input as +ve 2040-41: 4.52; Gains in Water Available For Use / Savings in Demand under the selected programme (Ml/d) input as +ve 2041-42: 4.49; Gains in Water Available For Use / Savings in Demand under the selected programme (Ml/d) input as +ve 2042-43: 4.35; Gains in Water Available For Use / Savings in Demand under the selected programme (Ml/d) input as +ve 2043-44: 4.32; Gains in Water Available For Use / Savings in Demand under the selected programme (Ml/d) input as +ve 2044-45: 4.19; Gains in Water Available For Use / Savings in Demand under the selected programme (Ml/d) input as +ve 2045-46: 4.09; Gains in Water Available For Use / Savings in Demand under the selected programme (Ml/d) input as +ve 2046-47: 4.07; Gains in Water Available For Use / Savings in Demand under the selected programme (Ml/d) input as +ve 2047-48: 4.04; Gains in Water Available For Use / Savings in Demand under the selected programme (Ml/d) input as +ve 2048-49: 4.03; Gains in Water Available For Use / Savings in Demand under the selected programme (Ml/d) input as +ve 2049-50: 4.02
52cP | Norfolk East Harling to Norfolk Harleston potable transfer (5 Ml/d) | NHL4 | Internal potable transfer | Distribution Options | N | Preferred | AWSNEH | Ml/d | 2 | Gains in Water Available For Use / Savings in Demand under the selected programme (Ml/d) input as +ve 2025-26: 0; Gains in Water Available For Use / Savings in Demand under the selected programme (Ml/d) input as +ve 2026-27: 0; Gains in Water Available For Use / Savings in Demand under the selected programme (Ml/d) input as +ve 2027-28: 0; Gains in Water Available For Use / Savings in Demand under the selected programme (Ml/d) input as +ve 2028-29: 0; Gains in Water Available For Use / Savings in Demand under the selected programme (Ml/d) input as +ve 2029-30: 0; Gains in Water Available For Use / Savings in Demand under the selected programme (Ml/d) input as +ve 2030-31: -0.74; Gains in Water Available For Use / Savings in Demand under the selected programme (Ml/d) input as +ve 2031-32: -0.66; Gains in Water Available For Use / Savings in Demand under the selected programme (Ml/d) input as +ve 2032-33: -1.07; Gains in Water Available For Use / Savings in Demand under the selected programme (Ml/d) input as +ve 2033-34: -1.01; Gains in Water Available For Use / Savings in Demand under the selected programme (Ml/d) input as +ve 2034-35: -0.98; Gains in Water Available For Use / Savings in Demand under the selected programme (Ml/d) input as +ve 2035-36: -0.81; Gains in Water Available For Use / Savings in Demand under the selected programme (Ml/d) input as +ve 2036-37: -1.36; Gains in Water Available For Use / Savings in Demand under the selected programme (Ml/d) input as +ve 2037-38: -1.16; Gains in Water Available For Use / Savings in Demand under the selected programme (Ml/d) input as +ve 2038-39: -1.11; Gains in Water Available For Use / Savings in Demand under the selected programme (Ml/d) input as +ve 2039-40: -1.04; Gains in Water Available For Use / Savings in Demand under the selected programme (Ml/d) input as +ve 2040-41: -1.01; Gains in Water Available For Use / Savings in Demand under the selected programme (Ml/d) input as +ve 2041-42: -0.97; Gains in Water Available For Use / Savings in Demand under the selected programme (Ml/d) input as +ve 2042-43: -0.84; Gains in Water Available For Use / Savings in Demand under the selected programme (Ml/d) input as +ve 2043-44: -0.8; Gains in Water Available For Use / Savings in Demand under the selected programme (Ml/d) input as +ve 2044-45: -0.78; Gains in Water Available For Use / Savings in Demand under the selected programme (Ml/d) input as +ve 2045-46: -0.69; Gains in Water Available For Use / Savings in Demand under the selected programme (Ml/d) input as +ve 2046-47: -0.67; Gains in Water Available For Use / Savings in Demand under the selected programme (Ml/d) input as +ve 2047-48: -0.62; Gains in Water Available For Use / Savings in Demand under the selected programme (Ml/d) input as +ve 2048-49: -0.62; Gains in Water Available For Use / Savings in Demand under the selected programme (Ml/d) input as +ve 2049-50: -0.6
51cF | CC Mains Replacement.AWSNEH | CC Mains Replacement.AWSNEH | Mains replacement (not trunk mains) | Distribution Options | N | Least Cost | AWSNEH | Ml/d | 2 | 0 | 0 | 0 | 0 | 0 | 0 | 0.00077432 | 0.0015486 | 0.0023229 | 0.0030973 | 0.0038716 | 0.0046459 | 0.0054202 | 0.0061945 | 0.0069688 | 0.0077432 | 0.0085175 | 0.0092918 | 0.010066 | 0.01084 | 0.011615 | 0.012389 | 0.013163 | 0.013938 | 0.014712 | 0.015486 | 0.016261 | 0.017035 | 0.017809 | 0.018584 | 0.019358 | 0.020132 | 0.020907 | 0.021681 | 0.022455 | 0.023229 | 0.024004 | 0.024778 | 0.025552 | 0.026327 | 0.027101 | 0.027875 | 0.02865 | 0.029424 | 0.030198 | 0.030973 | 0.031747 | 0.032521 | 0.033296 | 0.03407 | 0.034844 | 0.035618 | 0.036393 | 0.037167 | 0.037941 | 0.038716 | 0.03949 | 0.040264 | 0.041039 | 0.041813 | 0.042587 | 0.043362 | 0.044136 | 0.04491 | 0.045685 | 0.046459 | 0.047233 | 0.048008 | 0.048782 | 0.049556 | 0.05033 | 0.051105 | 0.051879 | 0.052653 | 0.053428 | 0.054202 | 0.054976 | 0.055751 | 0.056525 | 0.057299 | 0.058074
51cF | CC Mains Replacement.AWSNEH | CC Mains Replacement.AWSNEH | Mains replacement (not trunk mains) | Distribution Options | N | Ofwat Core | AWSNEH | Ml/d | 2 | 0 | 0 | 0 | 0 | 0 | 0 | 0.00077432 | 0.0015486 | 0.0023229 | 0.0030973 | 0.0038716 | 0.0046459 | 0.0054202 | 0.0061945 | 0.0069688 | 0.0077432 | 0.0085175 | 0.0092918 | 0.010066 | 0.01084 | 0.011615 | 0.012389 | 0.013163 | 0.013938 | 0.014712 | 0.015486 | 0.016261 | 0.017035 | 0.017809 | 0.018584 | 0.019358 | 0.020132 | 0.020907 | 0.021681 | 0.022455 | 0.023229 | 0.024004 | 0.024778 | 0.025552 | 0.026327 | 0.027101 | 0.027875 | 0.02865 | 0.029424 | 0.030198 | 0.030973 | 0.031747 | 0.032521 | 0.033296 | 0.03407 | 0.034844 | 0.035618 | 0.036393 | 0.037167 | 0.037941 | 0.038716 | 0.03949 | 0.040264 | 0.041039 | 0.041813 | 0.042587 | 0.043362 | 0.044136 | 0.04491 | 0.045685 | 0.046459 | 0.047233 | 0.048008 | 0.048782 | 0.049556 | 0.05033 | 0.051105 | 0.051879 | 0.052653 | 0.053428 | 0.054202 | 0.054976 | 0.055751 | 0.056525 | 0.057299 | 0.058074
51cP | CC Mains Replacement.AWSNEH | CC Mains Replacement.AWSNEH | Mains replacement (not trunk mains) | Distribution Options | N | Preferred | AWSNEH | Ml/d | 2 | 0 | 0 | 0 | 0 | 0 | 0 | 0.00077432 | 0.0015486 | 0.0023229 | 0.0030973 | 0.0038716 | 0.0046459 | 0.0054202 | 0.0061945 | 0.0069688 | 0.0077432 | 0.0085175 | 0.0092918 | 0.010066 | 0.01084 | 0.011615 | 0.012389 | 0.013163 | 0.013938 | 0.014712 | 0.015486 | 0.016261 | 0.017035 | 0.017809 | 0.018584 | 0.019358 | 0.020132 | 0.020907 | 0.021681 | 0.022455 | 0.023229 | 0.024004 | 0.024778 | 0.025552 | 0.026327 | 0.027101 | 0.027875 | 0.02865 | 0.029424 | 0.030198 | 0.030973 | 0.031747 | 0.032521 | 0.033296 | 0.03407 | 0.034844 | 0.035618 | 0.036393 | 0.037167 | 0.037941 | 0.038716 | 0.03949 | 0.040264 | 0.041039 | 0.041813 | 0.042587 | 0.043362 | 0.044136 | 0.04491 | 0.045685 | 0.046459 | 0.047233 | 0.048008 | 0.048782 | 0.049556 | 0.05033 | 0.051105 | 0.051879 | 0.052653 | 0.053428 | 0.054202 | 0.054976 | 0.055751 | 0.056525 | 0.057299 | 0.058074
51dF | 1a WRMP24. Smart Showers.AWSNHA | WEF 1a.AWSNHA | Retrofitting indoor water efficiency devices | Customer Options | N | Least Cost | AWSNHA | Ml/d | 2 | Gains in Water Available For Use / Savings in Demand under the selected programme (Ml/d) input as +ve 2019-20: 0; Gains in Water Available For Use / Savings in Demand under the selected programme (Ml/d) input as +ve 2020-21: 0; Gains in Water Available For Use / Savings in Demand under the selected programme (Ml/d) input as +ve 2021-22: 0; Gains in Water Available For Use / Savings in Demand under the selected programme (Ml/d) input as +ve 2022-23: 0; Gains in Water Available For Use / Savings in Demand under the selected programme (Ml/d) input as +ve 2023-24: 0; Gains in Water Available For Use / Savings in Demand under the selected programme (Ml/d) input as +ve 2024-25: 0; Gains in Water Available For Use / Savings in Demand under the selected programme (Ml/d) input as +ve 2025-26: 0; Gains in Water Available For Use / Savings in Demand under the selected programme (Ml/d) input as +ve 2026-27: 0; Gains in Water Available For Use / Savings in Demand under the selected programme (Ml/d) input as +ve 2027-28: 0; Gains in Water Available For Use / Savings in Demand under the selected programme (Ml/d) input as +ve 2028-29: 0.0011517; Gains in Water Available For Use / Savings in Demand under the selected programme (Ml/d) input as +ve 2029-30: 0.0022032; Gains in Water Available For Use / Savings in Demand under the selected programme (Ml/d) input as +ve 2030-31: 0.0032491; Gains in Water Available For Use / Savings in Demand under the selected programme (Ml/d) input as +ve 2031-32: 0.0042895; Gains in Water Available For Use / Savings in Demand under the selected programme (Ml/d) input as +ve 2032-33: 0.0053261; Gains in Water Available For Use / Savings in Demand under the selected programme (Ml/d) input as +ve 2033-34: 0.0054865; Gains in Water Available For Use / Savings in Demand under the selected programme (Ml/d) input as +ve 2034-35: 0.005719; Gains in Water Available For Use / Savings in Demand under the selected programme (Ml/d) input as +ve 2035-36: 0.0059519; Gains in Water Available For Use / Savings in Demand under the selected programme (Ml/d) input as +ve 2036-37: 0.006189; Gains in Water Available For Use / Savings in Demand under the selected programme (Ml/d) input as +ve 2037-38: 0.006429; Gains in Water Available For Use / Savings in Demand under the selected programme (Ml/d) input as +ve 2038-39: 0.0066717; Gains in Water Available For Use / Savings in Demand under the selected programme (Ml/d) input as +ve 2039-40: 0.006917; Gains in Water Available For Use / Savings in Demand under the selected programme (Ml/d) input as +ve 2040-41: 0.0071648; Gains in Water Available For Use / Savings in Demand under the selected programme (Ml/d) input as +ve 2041-42: 0.007412; Gains in Water Available For Use / Savings in Demand under the selected programme (Ml/d) input as +ve 2042-43: 0.0076585; Gains in Water Available For Use / Savings in Demand under the selected programme (Ml/d) input as +ve 2043-44: 0.007904; Gains in Water Available For Use / Savings in Demand under the selected programme (Ml/d) input as +ve 2044-45: 0.0081487; Gains in Water Available For Use / Savings in Demand under the selected programme (Ml/d) input as +ve 2045-46: 0.008392; Gains in Water Available For Use / Savings in Demand under the selected programme (Ml/d) input as +ve 2046-47: 0.0086339; Gains in Water Available For Use / Savings in Demand under the selected programme (Ml/d) input as +ve 2047-48: 0.0088745; Gains in Water Available For Use / Savings in Demand under the selected programme (Ml/d) input as +ve 2048-49: 0.0091138; Gains in Water Available For Use / Savings in Demand under the selected programme (Ml/d) input as +ve 2049-50: 0.0093513
51dF | 1a WRMP24. Smart Showers.AWSNHA | WEF 1a.AWSNHA | Retrofitting indoor water efficiency devices | Customer Options | N | Ofwat Core | AWSNHA | Ml/d | 2 | Gains in Water Available For Use / Savings in Demand under the selected programme (Ml/d) input as +ve 2019-20: 0; Gains in Water Available For Use / Savings in Demand under the selected programme (Ml/d) input as +ve 2020-21: 0; Gains in Water Available For Use / Savings in Demand under the selected programme (Ml/d) input as +ve 2021-22: 0; Gains in Water Available For Use / Savings in Demand under the selected programme (Ml/d) input as +ve 2022-23: 0; Gains in Water Available For Use / Savings in Demand under the selected programme (Ml/d) input as +ve 2023-24: 0; Gains in Water Available For Use / Savings in Demand under the selected programme (Ml/d) input as +ve 2024-25: 0; Gains in Water Available For Use / Savings in Demand under the selected programme (Ml/d) input as +ve 2025-26: 0; Gains in Water Available For Use / Savings in Demand under the selected programme (Ml/d) input as +ve 2026-27: 0; Gains in Water Available For Use / Savings in Demand under the selected programme (Ml/d) input as +ve 2027-28: 0; Gains in Water Available For Use / Savings in Demand under the selected programme (Ml/d) input as +ve 2028-29: 0.0011517; Gains in Water Available For Use / Savings in Demand under the selected programme (Ml/d) input as +ve 2029-30: 0.0022032; Gains in Water Available For Use / Savings in Demand under the selected programme (Ml/d) input as +ve 2030-31: 0.0032491; Gains in Water Available For Use / Savings in Demand under the selected programme (Ml/d) input as +ve 2031-32: 0.0042895; Gains in Water Available For Use / Savings in Demand under the selected programme (Ml/d) input as +ve 2032-33: 0.0053261; Gains in Water Available For Use / Savings in Demand under the selected programme (Ml/d) input as +ve 2033-34: 0.0054865; Gains in Water Available For Use / Savings in Demand under the selected programme (Ml/d) input as +ve 2034-35: 0.005719; Gains in Water Available For Use / Savings in Demand under the selected programme (Ml/d) input as +ve 2035-36: 0.0059519; Gains in Water Available For Use / Savings in Demand under the selected programme (Ml/d) input as +ve 2036-37: 0.006189; Gains in Water Available For Use / Savings in Demand under the selected programme (Ml/d) input as +ve 2037-38: 0.006429; Gains in Water Available For Use / Savings in Demand under the selected programme (Ml/d) input as +ve 2038-39: 0.0066717; Gains in Water Available For Use / Savings in Demand under the selected programme (Ml/d) input as +ve 2039-40: 0.006917; Gains in Water Available For Use / Savings in Demand under the selected programme (Ml/d) input as +ve 2040-41: 0.0071648; Gains in Water Available For Use / Savings in Demand under the selected programme (Ml/d) input as +ve 2041-42: 0.007412; Gains in Water Available For Use / Savings in Demand under the selected programme (Ml/d) input as +ve 2042-43: 0.0076585; Gains in Water Available For Use / Savings in Demand under the selected programme (Ml/d) input as +ve 2043-44: 0.007904; Gains in Water Available For Use / Savings in Demand under the selected programme (Ml/d) input as +ve 2044-45: 0.0081487; Gains in Water Available For Use / Savings in Demand under the selected programme (Ml/d) input as +ve 2045-46: 0.008392; Gains in Water Available For Use / Savings in Demand under the selected programme (Ml/d) input as +ve 2046-47: 0.0086339; Gains in Water Available For Use / Savings in Demand under the selected programme (Ml/d) input as +ve 2047-48: 0.0088745; Gains in Water Available For Use / Savings in Demand under the selected programme (Ml/d) input as +ve 2048-49: 0.0091138; Gains in Water Available For Use / Savings in Demand under the selected programme (Ml/d) input as +ve 2049-50: 0.0093513
51dP | 1a WRMP24. Smart Showers.AWSNHA | WEF 1a.AWSNHA | Retrofitting indoor water efficiency devices | Customer Options | N | Preferred | AWSNHA | Ml/d | 2 | Gains in Water Available For Use / Savings in Demand under the selected programme (Ml/d) input as +ve 2019-20: 0; Gains in Water Available For Use / Savings in Demand under the selected programme (Ml/d) input as +ve 2020-21: 0; Gains in Water Available For Use / Savings in Demand under the selected programme (Ml/d) input as +ve 2021-22: 0; Gains in Water Available For Use / Savings in Demand under the selected programme (Ml/d) input as +ve 2022-23: 0; Gains in Water Available For Use / Savings in Demand under the selected programme (Ml/d) input as +ve 2023-24: 0; Gains in Water Available For Use / Savings in Demand under the selected programme (Ml/d) input as +ve 2024-25: 0; Gains in Water Available For Use / Savings in Demand under the selected programme (Ml/d) input as +ve 2025-26: 0; Gains in Water Available For Use / Savings in Demand under the selected programme (Ml/d) input as +ve 2026-27: 0; Gains in Water Available For Use / Savings in Demand under the selected programme (Ml/d) input as +ve 2027-28: 0; Gains in Water Available For Use / Savings in Demand under the selected programme (Ml/d) input as +ve 2028-29: 0.0011517; Gains in Water Available For Use / Savings in Demand under the selected programme (Ml/d) input as +ve 2029-30: 0.0022032; Gains in Water Available For Use / Savings in Demand under the selected programme (Ml/d) input as +ve 2030-31: 0.0032491; Gains in Water Available For Use / Savings in Demand under the selected programme (Ml/d) input as +ve 2031-32: 0.0042895; Gains in Water Available For Use / Savings in Demand under the selected programme (Ml/d) input as +ve 2032-33: 0.0053261; Gains in Water Available For Use / Savings in Demand under the selected programme (Ml/d) input as +ve 2033-34: 0.0054865; Gains in Water Available For Use / Savings in Demand under the selected programme (Ml/d) input as +ve 2034-35: 0.005719; Gains in Water Available For Use / Savings in Demand under the selected programme (Ml/d) input as +ve 2035-36: 0.0059519; Gains in Water Available For Use / Savings in Demand under the selected programme (Ml/d) input as +ve 2036-37: 0.006189; Gains in Water Available For Use / Savings in Demand under the selected programme (Ml/d) input as +ve 2037-38: 0.006429; Gains in Water Available For Use / Savings in Demand under the selected programme (Ml/d) input as +ve 2038-39: 0.0066717; Gains in Water Available For Use / Savings in Demand under the selected programme (Ml/d) input as +ve 2039-40: 0.006917; Gains in Water Available For Use / Savings in Demand under the selected programme (Ml/d) input as +ve 2040-41: 0.0071648; Gains in Water Available For Use / Savings in Demand under the selected programme (Ml/d) input as +ve 2041-42: 0.007412; Gains in Water Available For Use / Savings in Demand under the selected programme (Ml/d) input as +ve 2042-43: 0.0076585; Gains in Water Available For Use / Savings in Demand under the selected programme (Ml/d) input as +ve 2043-44: 0.007904; Gains in Water Available For Use / Savings in Demand under the selected programme (Ml/d) input as +ve 2044-45: 0.0081487; Gains in Water Available For Use / Savings in Demand under the selected programme (Ml/d) input as +ve 2045-46: 0.008392; Gains in Water Available For Use / Savings in Demand under the selected programme (Ml/d) input as +ve 2046-47: 0.0086339; Gains in Water Available For Use / Savings in Demand under the selected programme (Ml/d) input as +ve 2047-48: 0.0088745; Gains in Water Available For Use / Savings in Demand under the selected programme (Ml/d) input as +ve 2048-49: 0.0091138; Gains in Water Available For Use / Savings in Demand under the selected programme (Ml/d) input as +ve 2049-50: 0.0093513
51dF | 2c WRMP24. Garden Advice.AWSNHA | WEF 2c.AWSNHA | Water efficiency customer education / awareness | Customer Options | N | Least Cost | AWSNHA | Ml/d | 2 | Gains in Water Available For Use / Savings in Demand under the selected programme (Ml/d) input as +ve 2019-20: 0; Gains in Water Available For Use / Savings in Demand under the selected programme (Ml/d) input as +ve 2020-21: 0; Gains in Water Available For Use / Savings in Demand under the selected programme (Ml/d) input as +ve 2021-22: 0; Gains in Water Available For Use / Savings in Demand under the selected programme (Ml/d) input as +ve 2022-23: 0; Gains in Water Available For Use / Savings in Demand under the selected programme (Ml/d) input as +ve 2023-24: 0; Gains in Water Available For Use / Savings in Demand under the selected programme (Ml/d) input as +ve 2024-25: 0; Gains in Water Available For Use / Savings in Demand under the selected programme (Ml/d) input as +ve 2025-26: 0.00025021; Gains in Water Available For Use / Savings in Demand under the selected programme (Ml/d) input as +ve 2026-27: 0.00049915; Gains in Water Available For Use / Savings in Demand under the selected programme (Ml/d) input as +ve 2027-28: 0.00074628; Gains in Water Available For Use / Savings in Demand under the selected programme (Ml/d) input as +ve 2028-29: 0.00099172; Gains in Water Available For Use / Savings in Demand under the selected programme (Ml/d) input as +ve 2029-30: 0.0012356; Gains in Water Available For Use / Savings in Demand under the selected programme (Ml/d) input as +ve 2030-31: 0.0014782; Gains in Water Available For Use / Savings in Demand under the selected programme (Ml/d) input as +ve 2031-32: 0.0017196; Gains in Water Available For Use / Savings in Demand under the selected programme (Ml/d) input as +ve 2032-33: 0.00196; Gains in Water Available For Use / Savings in Demand under the selected programme (Ml/d) input as +ve 2033-34: 0.0021995; Gains in Water Available For Use / Savings in Demand under the selected programme (Ml/d) input as +ve 2034-35: 0.0024382; Gains in Water Available For Use / Savings in Demand under the selected programme (Ml/d) input as +ve 2035-36: 0.0026759; Gains in Water Available For Use / Savings in Demand under the selected programme (Ml/d) input as +ve 2036-37: 0.0029137; Gains in Water Available For Use / Savings in Demand under the selected programme (Ml/d) input as +ve 2037-38: 0.0031513; Gains in Water Available For Use / Savings in Demand under the selected programme (Ml/d) input as +ve 2038-39: 0.0033889; Gains in Water Available For Use / Savings in Demand under the selected programme (Ml/d) input as +ve 2039-40: 0.0036263; Gains in Water Available For Use / Savings in Demand under the selected programme (Ml/d) input as +ve 2040-41: 0.0038637; Gains in Water Available For Use / Savings in Demand under the selected programme (Ml/d) input as +ve 2041-42: 0.0041009; Gains in Water Available For Use / Savings in Demand under the selected programme (Ml/d) input as +ve 2042-43: 0.0043378; Gains in Water Available For Use / Savings in Demand under the selected programme (Ml/d) input as +ve 2043-44: 0.0045745; Gains in Water Available For Use / Savings in Demand under the selected programme (Ml/d) input as +ve 2044-45: 0.0048109; Gains in Water Available For Use / Savings in Demand under the selected programme (Ml/d) input as +ve 2045-46: 0.005047; Gains in Water Available For Use / Savings in Demand under the selected programme (Ml/d) input as +ve 2046-47: 0.0052825; Gains in Water Available For Use / Savings in Demand under the selected programme (Ml/d) input as +ve 2047-48: 0.0055177; Gains in Water Available For Use / Savings in Demand under the selected programme (Ml/d) input as +ve 2048-49: 0.0057523; Gains in Water Available For Use / Savings in Demand under the selected programme (Ml/d) input as +ve 2049-50: 0.0059863
51dF | 2c WRMP24. Garden Advice.AWSNHA | WEF 2c.AWSNHA | Water efficiency customer education / awareness | Customer Options | N | Ofwat Core | AWSNHA | Ml/d | 2 | Gains in Water Available For Use / Savings in Demand under the selected programme (Ml/d) input as +ve 2019-20: 0; Gains in Water Available For Use / Savings in Demand under the selected programme (Ml/d) input as +ve 2020-21: 0; Gains in Water Available For Use / Savings in Demand under the selected programme (Ml/d) input as +ve 2021-22: 0; Gains in Water Available For Use / Savings in Demand under the selected programme (Ml/d) input as +ve 2022-23: 0; Gains in Water Available For Use / Savings in Demand under the selected programme (Ml/d) input as +ve 2023-24: 0; Gains in Water Available For Use / Savings in Demand under the selected programme (Ml/d) input as +ve 2024-25: 0; Gains in Water Available For Use / Savings in Demand under the selected programme (Ml/d) input as +ve 2025-26: 0.00025021; Gains in Water Available For Use / Savings in Demand under the selected programme (Ml/d) input as +ve 2026-27: 0.00049915; Gains in Water Available For Use / Savings in Demand under the selected programme (Ml/d) input as +ve 2027-28: 0.00074628; Gains in Water Available For Use / Savings in Demand under the selected programme (Ml/d) input as +ve 2028-29: 0.00099172; Gains in Water Available For Use / Savings in Demand under the selected programme (Ml/d) input as +ve 2029-30: 0.0012356; Gains in Water Available For Use / Savings in Demand under the selected programme (Ml/d) input as +ve 2030-31: 0.0014782; Gains in Water Available For Use / Savings in Demand under the selected programme (Ml/d) input as +ve 2031-32: 0.0017196; Gains in Water Available For Use / Savings in Demand under the selected programme (Ml/d) input as +ve 2032-33: 0.00196; Gains in Water Available For Use / Savings in Demand under the selected programme (Ml/d) input as +ve 2033-34: 0.0021995; Gains in Water Available For Use / Savings in Demand under the selected programme (Ml/d) input as +ve 2034-35: 0.0024382; Gains in Water Available For Use / Savings in Demand under the selected programme (Ml/d) input as +ve 2035-36: 0.0026759; Gains in Water Available For Use / Savings in Demand under the selected programme (Ml/d) input as +ve 2036-37: 0.0029137; Gains in Water Available For Use / Savings in Demand under the selected programme (Ml/d) input as +ve 2037-38: 0.0031513; Gains in Water Available For Use / Savings in Demand under the selected programme (Ml/d) input as +ve 2038-39: 0.0033889; Gains in Water Available For Use / Savings in Demand under the selected programme (Ml/d) input as +ve 2039-40: 0.0036263; Gains in Water Available For Use / Savings in Demand under the selected programme (Ml/d) input as +ve 2040-41: 0.0038637; Gains in Water Available For Use / Savings in Demand under the selected programme (Ml/d) input as +ve 2041-42: 0.0041009; Gains in Water Available For Use / Savings in Demand under the selected programme (Ml/d) input as +ve 2042-43: 0.0043378; Gains in Water Available For Use / Savings in Demand under the selected programme (Ml/d) input as +ve 2043-44: 0.0045745; Gains in Water Available For Use / Savings in Demand under the selected programme (Ml/d) input as +ve 2044-45: 0.0048109; Gains in Water Available For Use / Savings in Demand under the selected programme (Ml/d) input as +ve 2045-46: 0.005047; Gains in Water Available For Use / Savings in Demand under the selected programme (Ml/d) input as +ve 2046-47: 0.0052825; Gains in Water Available For Use / Savings in Demand under the selected programme (Ml/d) input as +ve 2047-48: 0.0055177; Gains in Water Available For Use / Savings in Demand under the selected programme (Ml/d) input as +ve 2048-49: 0.0057523; Gains in Water Available For Use / Savings in Demand under the selected programme (Ml/d) input as +ve 2049-50: 0.0059863
51dP | 2c WRMP24. Garden Advice.AWSNHA | WEF 2c.AWSNHA | Water efficiency customer education / awareness | Customer Options | N | Preferred | AWSNHA | Ml/d | 2 | Gains in Water Available For Use / Savings in Demand under the selected programme (Ml/d) input as +ve 2019-20: 0; Gains in Water Available For Use / Savings in Demand under the selected programme (Ml/d) input as +ve 2020-21: 0; Gains in Water Available For Use / Savings in Demand under the selected programme (Ml/d) input as +ve 2021-22: 0; Gains in Water Available For Use / Savings in Demand under the selected programme (Ml/d) input as +ve 2022-23: 0; Gains in Water Available For Use / Savings in Demand under the selected programme (Ml/d) input as +ve 2023-24: 0; Gains in Water Available For Use / Savings in Demand under the selected programme (Ml/d) input as +ve 2024-25: 0; Gains in Water Available For Use / Savings in Demand under the selected programme (Ml/d) input as +ve 2025-26: 0.00025021; Gains in Water Available For Use / Savings in Demand under the selected programme (Ml/d) input as +ve 2026-27: 0.00049915; Gains in Water Available For Use / Savings in Demand under the selected programme (Ml/d) input as +ve 2027-28: 0.00074628; Gains in Water Available For Use / Savings in Demand under the selected programme (Ml/d) input as +ve 2028-29: 0.00099172; Gains in Water Available For Use / Savings in Demand under the selected programme (Ml/d) input as +ve 2029-30: 0.0012356; Gains in Water Available For Use / Savings in Demand under the selected programme (Ml/d) input as +ve 2030-31: 0.0014782; Gains in Water Available For Use / Savings in Demand under the selected programme (Ml/d) input as +ve 2031-32: 0.0017196; Gains in Water Available For Use / Savings in Demand under the selected programme (Ml/d) input as +ve 2032-33: 0.00196; Gains in Water Available For Use / Savings in Demand under the selected programme (Ml/d) input as +ve 2033-34: 0.0021995; Gains in Water Available For Use / Savings in Demand under the selected programme (Ml/d) input as +ve 2034-35: 0.0024382; Gains in Water Available For Use / Savings in Demand under the selected programme (Ml/d) input as +ve 2035-36: 0.0026759; Gains in Water Available For Use / Savings in Demand under the selected programme (Ml/d) input as +ve 2036-37: 0.0029137; Gains in Water Available For Use / Savings in Demand under the selected programme (Ml/d) input as +ve 2037-38: 0.0031513; Gains in Water Available For Use / Savings in Demand under the selected programme (Ml/d) input as +ve 2038-39: 0.0033889; Gains in Water Available For Use / Savings in Demand under the selected programme (Ml/d) input as +ve 2039-40: 0.0036263; Gains in Water Available For Use / Savings in Demand under the selected programme (Ml/d) input as +ve 2040-41: 0.0038637; Gains in Water Available For Use / Savings in Demand under the selected programme (Ml/d) input as +ve 2041-42: 0.0041009; Gains in Water Available For Use / Savings in Demand under the selected programme (Ml/d) input as +ve 2042-43: 0.0043378; Gains in Water Available For Use / Savings in Demand under the selected programme (Ml/d) input as +ve 2043-44: 0.0045745; Gains in Water Available For Use / Savings in Demand under the selected programme (Ml/d) input as +ve 2044-45: 0.0048109; Gains in Water Available For Use / Savings in Demand under the selected programme (Ml/d) input as +ve 2045-46: 0.005047; Gains in Water Available For Use / Savings in Demand under the selected programme (Ml/d) input as +ve 2046-47: 0.0052825; Gains in Water Available For Use / Savings in Demand under the selected programme (Ml/d) input as +ve 2047-48: 0.0055177; Gains in Water Available For Use / Savings in Demand under the selected programme (Ml/d) input as +ve 2048-49: 0.0057523; Gains in Water Available For Use / Savings in Demand under the selected programme (Ml/d) input as +ve 2049-50: 0.0059863
51dF | 3a WRMP24. Community Reward.AWSNHA | WEF 3a.AWSNHA | Water efficiency customer education / awareness | Customer Options | N | Least Cost | AWSNHA | Ml/d | 2 | Gains in Water Available For Use / Savings in Demand under the selected programme (Ml/d) input as +ve 2019-20: 0; Gains in Water Available For Use / Savings in Demand under the selected programme (Ml/d) input as +ve 2020-21: 0; Gains in Water Available For Use / Savings in Demand under the selected programme (Ml/d) input as +ve 2021-22: 0; Gains in Water Available For Use / Savings in Demand under the selected programme (Ml/d) input as +ve 2022-23: 0; Gains in Water Available For Use / Savings in Demand under the selected programme (Ml/d) input as +ve 2023-24: 0; Gains in Water Available For Use / Savings in Demand under the selected programme (Ml/d) input as +ve 2024-25: 0; Gains in Water Available For Use / Savings in Demand under the selected programme (Ml/d) input as +ve 2025-26: 0; Gains in Water Available For Use / Savings in Demand under the selected programme (Ml/d) input as +ve 2026-27: 0; Gains in Water Available For Use / Savings in Demand under the selected programme (Ml/d) input as +ve 2027-28: 0; Gains in Water Available For Use / Savings in Demand under the selected programme (Ml/d) input as +ve 2028-29: 0.00030255; Gains in Water Available For Use / Savings in Demand under the selected programme (Ml/d) input as +ve 2029-30: 0.00057603; Gains in Water Available For Use / Savings in Demand under the selected programme (Ml/d) input as +ve 2030-31: 0.000846; Gains in Water Available For Use / Savings in Demand under the selected programme (Ml/d) input as +ve 2031-32: 0.0011128; Gains in Water Available For Use / Savings in Demand under the selected programme (Ml/d) input as +ve 2032-33: 0.001378; Gains in Water Available For Use / Savings in Demand under the selected programme (Ml/d) input as +ve 2033-34: 0.0016417; Gains in Water Available For Use / Savings in Demand under the selected programme (Ml/d) input as +ve 2034-35: 0.001904; Gains in Water Available For Use / Savings in Demand under the selected programme (Ml/d) input as +ve 2035-36: 0.0021652; Gains in Water Available For Use / Savings in Demand under the selected programme (Ml/d) input as +ve 2036-37: 0.0024254; Gains in Water Available For Use / Savings in Demand under the selected programme (Ml/d) input as +ve 2037-38: 0.0026846; Gains in Water Available For Use / Savings in Demand under the selected programme (Ml/d) input as +ve 2038-39: 0.002943; Gains in Water Available For Use / Savings in Demand under the selected programme (Ml/d) input as +ve 2039-40: 0.0032009; Gains in Water Available For Use / Savings in Demand under the selected programme (Ml/d) input as +ve 2040-41: 0.0034584; Gains in Water Available For Use / Savings in Demand under the selected programme (Ml/d) input as +ve 2041-42: 0.0037153; Gains in Water Available For Use / Savings in Demand under the selected programme (Ml/d) input as +ve 2042-43: 0.0039716; Gains in Water Available For Use / Savings in Demand under the selected programme (Ml/d) input as +ve 2043-44: 0.0040558; Gains in Water Available For Use / Savings in Demand under the selected programme (Ml/d) input as +ve 2044-45: 0.0041571; Gains in Water Available For Use / Savings in Demand under the selected programme (Ml/d) input as +ve 2045-46: 0.0042605; Gains in Water Available For Use / Savings in Demand under the selected programme (Ml/d) input as +ve 2046-47: 0.0043657; Gains in Water Available For Use / Savings in Demand under the selected programme (Ml/d) input as +ve 2047-48: 0.0044713; Gains in Water Available For Use / Savings in Demand under the selected programme (Ml/d) input as +ve 2048-49: 0.0045774; Gains in Water Available For Use / Savings in Demand under the selected programme (Ml/d) input as +ve 2049-50: 0.0046836
51dF | 3a WRMP24. Community Reward.AWSNHA | WEF 3a.AWSNHA | Water efficiency customer education / awareness | Customer Options | N | Ofwat Core | AWSNHA | Ml/d | 2 | Gains in Water Available For Use / Savings in Demand under the selected programme (Ml/d) input as +ve 2019-20: 0; Gains in Water Available For Use / Savings in Demand under the selected programme (Ml/d) input as +ve 2020-21: 0; Gains in Water Available For Use / Savings in Demand under the selected programme (Ml/d) input as +ve 2021-22: 0; Gains in Water Available For Use / Savings in Demand under the selected programme (Ml/d) input as +ve 2022-23: 0; Gains in Water Available For Use / Savings in Demand under the selected programme (Ml/d) input as +ve 2023-24: 0; Gains in Water Available For Use / Savings in Demand under the selected programme (Ml/d) input as +ve 2024-25: 0; Gains in Water Available For Use / Savings in Demand under the selected programme (Ml/d) input as +ve 2025-26: 0; Gains in Water Available For Use / Savings in Demand under the selected programme (Ml/d) input as +ve 2026-27: 0; Gains in Water Available For Use / Savings in Demand under the selected programme (Ml/d) input as +ve 2027-28: 0; Gains in Water Available For Use / Savings in Demand under the selected programme (Ml/d) input as +ve 2028-29: 0.00030255; Gains in Water Available For Use / Savings in Demand under the selected programme (Ml/d) input as +ve 2029-30: 0.00057603; Gains in Water Available For Use / Savings in Demand under the selected programme (Ml/d) input as +ve 2030-31: 0.000846; Gains in Water Available For Use / Savings in Demand under the selected programme (Ml/d) input as +ve 2031-32: 0.0011128; Gains in Water Available For Use / Savings in Demand under the selected programme (Ml/d) input as +ve 2032-33: 0.001378; Gains in Water Available For Use / Savings in Demand under the selected programme (Ml/d) input as +ve 2033-34: 0.0016417; Gains in Water Available For Use / Savings in Demand under the selected programme (Ml/d) input as +ve 2034-35: 0.001904; Gains in Water Available For Use / Savings in Demand under the selected programme (Ml/d) input as +ve 2035-36: 0.0021652; Gains in Water Available For Use / Savings in Demand under the selected programme (Ml/d) input as +ve 2036-37: 0.0024254; Gains in Water Available For Use / Savings in Demand under the selected programme (Ml/d) input as +ve 2037-38: 0.0026846; Gains in Water Available For Use / Savings in Demand under the selected programme (Ml/d) input as +ve 2038-39: 0.002943; Gains in Water Available For Use / Savings in Demand under the selected programme (Ml/d) input as +ve 2039-40: 0.0032009; Gains in Water Available For Use / Savings in Demand under the selected programme (Ml/d) input as +ve 2040-41: 0.0034584; Gains in Water Available For Use / Savings in Demand under the selected programme (Ml/d) input as +ve 2041-42: 0.0037153; Gains in Water Available For Use / Savings in Demand under the selected programme (Ml/d) input as +ve 2042-43: 0.0039716; Gains in Water Available For Use / Savings in Demand under the selected programme (Ml/d) input as +ve 2043-44: 0.0040558; Gains in Water Available For Use / Savings in Demand under the selected programme (Ml/d) input as +ve 2044-45: 0.0041571; Gains in Water Available For Use / Savings in Demand under the selected programme (Ml/d) input as +ve 2045-46: 0.0042605; Gains in Water Available For Use / Savings in Demand under the selected programme (Ml/d) input as +ve 2046-47: 0.0043657; Gains in Water Available For Use / Savings in Demand under the selected programme (Ml/d) input as +ve 2047-48: 0.0044713; Gains in Water Available For Use / Savings in Demand under the selected programme (Ml/d) input as +ve 2048-49: 0.0045774; Gains in Water Available For Use / Savings in Demand under the selected programme (Ml/d) input as +ve 2049-50: 0.0046836
51dP | 3a WRMP24. Community Reward.AWSNHA | WEF 3a.AWSNHA | Water efficiency customer education / awareness | Customer Options | N | Preferred | AWSNHA | Ml/d | 2 | Gains in Water Available For Use / Savings in Demand under the selected programme (Ml/d) input as +ve 2019-20: 0; Gains in Water Available For Use / Savings in Demand under the selected programme (Ml/d) input as +ve 2020-21: 0; Gains in Water Available For Use / Savings in Demand under the selected programme (Ml/d) input as +ve 2021-22: 0; Gains in Water Available For Use / Savings in Demand under the selected programme (Ml/d) input as +ve 2022-23: 0; Gains in Water Available For Use / Savings in Demand under the selected programme (Ml/d) input as +ve 2023-24: 0; Gains in Water Available For Use / Savings in Demand under the selected programme (Ml/d) input as +ve 2024-25: 0; Gains in Water Available For Use / Savings in Demand under the selected programme (Ml/d) input as +ve 2025-26: 0; Gains in Water Available For Use / Savings in Demand under the selected programme (Ml/d) input as +ve 2026-27: 0; Gains in Water Available For Use / Savings in Demand under the selected programme (Ml/d) input as +ve 2027-28: 0; Gains in Water Available For Use / Savings in Demand under the selected programme (Ml/d) input as +ve 2028-29: 0.00030255; Gains in Water Available For Use / Savings in Demand under the selected programme (Ml/d) input as +ve 2029-30: 0.00057603; Gains in Water Available For Use / Savings in Demand under the selected programme (Ml/d) input as +ve 2030-31: 0.000846; Gains in Water Available For Use / Savings in Demand under the selected programme (Ml/d) input as +ve 2031-32: 0.0011128; Gains in Water Available For Use / Savings in Demand under the selected programme (Ml/d) input as +ve 2032-33: 0.001378; Gains in Water Available For Use / Savings in Demand under the selected programme (Ml/d) input as +ve 2033-34: 0.0016417; Gains in Water Available For Use / Savings in Demand under the selected programme (Ml/d) input as +ve 2034-35: 0.001904; Gains in Water Available For Use / Savings in Demand under the selected programme (Ml/d) input as +ve 2035-36: 0.0021652; Gains in Water Available For Use / Savings in Demand under the selected programme (Ml/d) input as +ve 2036-37: 0.0024254; Gains in Water Available For Use / Savings in Demand under the selected programme (Ml/d) input as +ve 2037-38: 0.0026846; Gains in Water Available For Use / Savings in Demand under the selected programme (Ml/d) input as +ve 2038-39: 0.002943; Gains in Water Available For Use / Savings in Demand under the selected programme (Ml/d) input as +ve 2039-40: 0.0032009; Gains in Water Available For Use / Savings in Demand under the selected programme (Ml/d) input as +ve 2040-41: 0.0034584; Gains in Water Available For Use / Savings in Demand under the selected programme (Ml/d) input as +ve 2041-42: 0.0037153; Gains in Water Available For Use / Savings in Demand under the selected programme (Ml/d) input as +ve 2042-43: 0.0039716; Gains in Water Available For Use / Savings in Demand under the selected programme (Ml/d) input as +ve 2043-44: 0.0040558; Gains in Water Available For Use / Savings in Demand under the selected programme (Ml/d) input as +ve 2044-45: 0.0041571; Gains in Water Available For Use / Savings in Demand under the selected programme (Ml/d) input as +ve 2045-46: 0.0042605; Gains in Water Available For Use / Savings in Demand under the selected programme (Ml/d) input as +ve 2046-47: 0.0043657; Gains in Water Available For Use / Savings in Demand under the selected programme (Ml/d) input as +ve 2047-48: 0.0044713; Gains in Water Available For Use / Savings in Demand under the selected programme (Ml/d) input as +ve 2048-49: 0.0045774; Gains in Water Available For Use / Savings in Demand under the selected programme (Ml/d) input as +ve 2049-50: 0.0046836
51dF | 4a WRMP24. PL Uplift - Vulnerable Customers.AWSNHA | WEF 4a.AWSNHA | Other water efficiency | Customer Options | N | Least Cost | AWSNHA | Ml/d | 2 | Gains in Water Available For Use / Savings in Demand under the selected programme (Ml/d) input as +ve 2019-20: 0; Gains in Water Available For Use / Savings in Demand under the selected programme (Ml/d) input as +ve 2020-21: 0; Gains in Water Available For Use / Savings in Demand under the selected programme (Ml/d) input as +ve 2021-22: 0; Gains in Water Available For Use / Savings in Demand under the selected programme (Ml/d) input as +ve 2022-23: 0; Gains in Water Available For Use / Savings in Demand under the selected programme (Ml/d) input as +ve 2023-24: 0; Gains in Water Available For Use / Savings in Demand under the selected programme (Ml/d) input as +ve 2024-25: 0; Gains in Water Available For Use / Savings in Demand under the selected programme (Ml/d) input as +ve 2025-26: 0; Gains in Water Available For Use / Savings in Demand under the selected programme (Ml/d) input as +ve 2026-27: 0; Gains in Water Available For Use / Savings in Demand under the selected programme (Ml/d) input as +ve 2027-28: 0; Gains in Water Available For Use / Savings in Demand under the selected programme (Ml/d) input as +ve 2028-29: 0.0020855; Gains in Water Available For Use / Savings in Demand under the selected programme (Ml/d) input as +ve 2029-30: 0.0024076; Gains in Water Available For Use / Savings in Demand under the selected programme (Ml/d) input as +ve 2030-31: 0.0027352; Gains in Water Available For Use / Savings in Demand under the selected programme (Ml/d) input as +ve 2031-32: 0.003068; Gains in Water Available For Use / Savings in Demand under the selected programme (Ml/d) input as +ve 2032-33: 0.0030998; Gains in Water Available For Use / Savings in Demand under the selected programme (Ml/d) input as +ve 2033-34: 0.0031292; Gains in Water Available For Use / Savings in Demand under the selected programme (Ml/d) input as +ve 2034-35: 0.003156; Gains in Water Available For Use / Savings in Demand under the selected programme (Ml/d) input as +ve 2035-36: 0.003182; Gains in Water Available For Use / Savings in Demand under the selected programme (Ml/d) input as +ve 2036-37: 0.0032197; Gains in Water Available For Use / Savings in Demand under the selected programme (Ml/d) input as +ve 2037-38: 0.0032564; Gains in Water Available For Use / Savings in Demand under the selected programme (Ml/d) input as +ve 2038-39: 0.0032925; Gains in Water Available For Use / Savings in Demand under the selected programme (Ml/d) input as +ve 2039-40: 0.0033275; Gains in Water Available For Use / Savings in Demand under the selected programme (Ml/d) input as +ve 2040-41: 0.0033617; Gains in Water Available For Use / Savings in Demand under the selected programme (Ml/d) input as +ve 2041-42: 0.0033946; Gains in Water Available For Use / Savings in Demand under the selected programme (Ml/d) input as +ve 2042-43: 0.0034267; Gains in Water Available For Use / Savings in Demand under the selected programme (Ml/d) input as +ve 2043-44: 0.0034576; Gains in Water Available For Use / Savings in Demand under the selected programme (Ml/d) input as +ve 2044-45: 0.0034877; Gains in Water Available For Use / Savings in Demand under the selected programme (Ml/d) input as +ve 2045-46: 0.0035117; Gains in Water Available For Use / Savings in Demand under the selected programme (Ml/d) input as +ve 2046-47: 0.0035349; Gains in Water Available For Use / Savings in Demand under the selected programme (Ml/d) input as +ve 2047-48: 0.0035576; Gains in Water Available For Use / Savings in Demand under the selected programme (Ml/d) input as +ve 2048-49: 0.0035795; Gains in Water Available For Use / Savings in Demand under the selected programme (Ml/d) input as +ve 2049-50: 0.0035976
51dF | 4a WRMP24. PL Uplift - Vulnerable Customers.AWSNHA | WEF 4a.AWSNHA | Other water efficiency | Customer Options | N | Ofwat Core | AWSNHA | Ml/d | 2 | Gains in Water Available For Use / Savings in Demand under the selected programme (Ml/d) input as +ve 2019-20: 0; Gains in Water Available For Use / Savings in Demand under the selected programme (Ml/d) input as +ve 2020-21: 0; Gains in Water Available For Use / Savings in Demand under the selected programme (Ml/d) input as +ve 2021-22: 0; Gains in Water Available For Use / Savings in Demand under the selected programme (Ml/d) input as +ve 2022-23: 0; Gains in Water Available For Use / Savings in Demand under the selected programme (Ml/d) input as +ve 2023-24: 0; Gains in Water Available For Use / Savings in Demand under the selected programme (Ml/d) input as +ve 2024-25: 0; Gains in Water Available For Use / Savings in Demand under the selected programme (Ml/d) input as +ve 2025-26: 0; Gains in Water Available For Use / Savings in Demand under the selected programme (Ml/d) input as +ve 2026-27: 0; Gains in Water Available For Use / Savings in Demand under the selected programme (Ml/d) input as +ve 2027-28: 0; Gains in Water Available For Use / Savings in Demand under the selected programme (Ml/d) input as +ve 2028-29: 0.0020855; Gains in Water Available For Use / Savings in Demand under the selected programme (Ml/d) input as +ve 2029-30: 0.0024076; Gains in Water Available For Use / Savings in Demand under the selected programme (Ml/d) input as +ve 2030-31: 0.0027352; Gains in Water Available For Use / Savings in Demand under the selected programme (Ml/d) input as +ve 2031-32: 0.003068; Gains in Water Available For Use / Savings in Demand under the selected programme (Ml/d) input as +ve 2032-33: 0.0030998; Gains in Water Available For Use / Savings in Demand under the selected programme (Ml/d) input as +ve 2033-34: 0.0031292; Gains in Water Available For Use / Savings in Demand under the selected programme (Ml/d) input as +ve 2034-35: 0.003156; Gains in Water Available For Use / Savings in Demand under the selected programme (Ml/d) input as +ve 2035-36: 0.003182; Gains in Water Available For Use / Savings in Demand under the selected programme (Ml/d) input as +ve 2036-37: 0.0032197; Gains in Water Available For Use / Savings in Demand under the selected programme (Ml/d) input as +ve 2037-38: 0.0032564; Gains in Water Available For Use / Savings in Demand under the selected programme (Ml/d) input as +ve 2038-39: 0.0032925; Gains in Water Available For Use / Savings in Demand under the selected programme (Ml/d) input as +ve 2039-40: 0.0033275; Gains in Water Available For Use / Savings in Demand under the selected programme (Ml/d) input as +ve 2040-41: 0.0033617; Gains in Water Available For Use / Savings in Demand under the selected programme (Ml/d) input as +ve 2041-42: 0.0033946; Gains in Water Available For Use / Savings in Demand under the selected programme (Ml/d) input as +ve 2042-43: 0.0034267; Gains in Water Available For Use / Savings in Demand under the selected programme (Ml/d) input as +ve 2043-44: 0.0034576; Gains in Water Available For Use / Savings in Demand under the selected programme (Ml/d) input as +ve 2044-45: 0.0034877; Gains in Water Available For Use / Savings in Demand under the selected programme (Ml/d) input as +ve 2045-46: 0.0035117; Gains in Water Available For Use / Savings in Demand under the selected programme (Ml/d) input as +ve 2046-47: 0.0035349; Gains in Water Available For Use / Savings in Demand under the selected programme (Ml/d) input as +ve 2047-48: 0.0035576; Gains in Water Available For Use / Savings in Demand under the selected programme (Ml/d) input as +ve 2048-49: 0.0035795; Gains in Water Available For Use / Savings in Demand under the selected programme (Ml/d) input as +ve 2049-50: 0.0035976
51dP | 4a WRMP24. PL Uplift - Vulnerable Customers.AWSNHA | WEF 4a.AWSNHA | Other water efficiency | Customer Options | N | Preferred | AWSNHA | Ml/d | 2 | Gains in Water Available For Use / Savings in Demand under the selected programme (Ml/d) input as +ve 2019-20: 0; Gains in Water Available For Use / Savings in Demand under the selected programme (Ml/d) input as +ve 2020-21: 0; Gains in Water Available For Use / Savings in Demand under the selected programme (Ml/d) input as +ve 2021-22: 0; Gains in Water Available For Use / Savings in Demand under the selected programme (Ml/d) input as +ve 2022-23: 0; Gains in Water Available For Use / Savings in Demand under the selected programme (Ml/d) input as +ve 2023-24: 0; Gains in Water Available For Use / Savings in Demand under the selected programme (Ml/d) input as +ve 2024-25: 0; Gains in Water Available For Use / Savings in Demand under the selected programme (Ml/d) input as +ve 2025-26: 0; Gains in Water Available For Use / Savings in Demand under the selected programme (Ml/d) input as +ve 2026-27: 0; Gains in Water Available For Use / Savings in Demand under the selected programme (Ml/d) input as +ve 2027-28: 0; Gains in Water Available For Use / Savings in Demand under the selected programme (Ml/d) input as +ve 2028-29: 0.0020855; Gains in Water Available For Use / Savings in Demand under the selected programme (Ml/d) input as +ve 2029-30: 0.0024076; Gains in Water Available For Use / Savings in Demand under the selected programme (Ml/d) input as +ve 2030-31: 0.0027352; Gains in Water Available For Use / Savings in Demand under the selected programme (Ml/d) input as +ve 2031-32: 0.003068; Gains in Water Available For Use / Savings in Demand under the selected programme (Ml/d) input as +ve 2032-33: 0.0030998; Gains in Water Available For Use / Savings in Demand under the selected programme (Ml/d) input as +ve 2033-34: 0.0031292; Gains in Water Available For Use / Savings in Demand under the selected programme (Ml/d) input as +ve 2034-35: 0.003156; Gains in Water Available For Use / Savings in Demand under the selected programme (Ml/d) input as +ve 2035-36: 0.003182; Gains in Water Available For Use / Savings in Demand under the selected programme (Ml/d) input as +ve 2036-37: 0.0032197; Gains in Water Available For Use / Savings in Demand under the selected programme (Ml/d) input as +ve 2037-38: 0.0032564; Gains in Water Available For Use / Savings in Demand under the selected programme (Ml/d) input as +ve 2038-39: 0.0032925; Gains in Water Available For Use / Savings in Demand under the selected programme (Ml/d) input as +ve 2039-40: 0.0033275; Gains in Water Available For Use / Savings in Demand under the selected programme (Ml/d) input as +ve 2040-41: 0.0033617; Gains in Water Available For Use / Savings in Demand under the selected programme (Ml/d) input as +ve 2041-42: 0.0033946; Gains in Water Available For Use / Savings in Demand under the selected programme (Ml/d) input as +ve 2042-43: 0.0034267; Gains in Water Available For Use / Savings in Demand under the selected programme (Ml/d) input as +ve 2043-44: 0.0034576; Gains in Water Available For Use / Savings in Demand under the selected programme (Ml/d) input as +ve 2044-45: 0.0034877; Gains in Water Available For Use / Savings in Demand under the selected programme (Ml/d) input as +ve 2045-46: 0.0035117; Gains in Water Available For Use / Savings in Demand under the selected programme (Ml/d) input as +ve 2046-47: 0.0035349; Gains in Water Available For Use / Savings in Demand under the selected programme (Ml/d) input as +ve 2047-48: 0.0035576; Gains in Water Available For Use / Savings in Demand under the selected programme (Ml/d) input as +ve 2048-49: 0.0035795; Gains in Water Available For Use / Savings in Demand under the selected programme (Ml/d) input as +ve 2049-50: 0.0035976
51dF | 4c-PL WRMP24. PL uplift - Non-Vulnerable Customers.AWSNHA | WEF 4c-PL.AWSNHA | Other water efficiency | Customer Options | N | Least Cost | AWSNHA | Ml/d | 2 | Gains in Water Available For Use / Savings in Demand under the selected programme (Ml/d) input as +ve 2019-20: 0; Gains in Water Available For Use / Savings in Demand under the selected programme (Ml/d) input as +ve 2020-21: 0; Gains in Water Available For Use / Savings in Demand under the selected programme (Ml/d) input as +ve 2021-22: 0; Gains in Water Available For Use / Savings in Demand under the selected programme (Ml/d) input as +ve 2022-23: 0; Gains in Water Available For Use / Savings in Demand under the selected programme (Ml/d) input as +ve 2023-24: 0; Gains in Water Available For Use / Savings in Demand under the selected programme (Ml/d) input as +ve 2024-25: 0; Gains in Water Available For Use / Savings in Demand under the selected programme (Ml/d) input as +ve 2025-26: 0; Gains in Water Available For Use / Savings in Demand under the selected programme (Ml/d) input as +ve 2026-27: 0; Gains in Water Available For Use / Savings in Demand under the selected programme (Ml/d) input as +ve 2027-28: 0; Gains in Water Available For Use / Savings in Demand under the selected programme (Ml/d) input as +ve 2028-29: 0.018006; Gains in Water Available For Use / Savings in Demand under the selected programme (Ml/d) input as +ve 2029-30: 0.020787; Gains in Water Available For Use / Savings in Demand under the selected programme (Ml/d) input as +ve 2030-31: 0.023616; Gains in Water Available For Use / Savings in Demand under the selected programme (Ml/d) input as +ve 2031-32: 0.026489; Gains in Water Available For Use / Savings in Demand under the selected programme (Ml/d) input as +ve 2032-33: 0.026764; Gains in Water Available For Use / Savings in Demand under the selected programme (Ml/d) input as +ve 2033-34: 0.027018; Gains in Water Available For Use / Savings in Demand under the selected programme (Ml/d) input as +ve 2034-35: 0.027249; Gains in Water Available For Use / Savings in Demand under the selected programme (Ml/d) input as +ve 2035-36: 0.027473; Gains in Water Available For Use / Savings in Demand under the selected programme (Ml/d) input as +ve 2036-37: 0.027799; Gains in Water Available For Use / Savings in Demand under the selected programme (Ml/d) input as +ve 2037-38: 0.028116; Gains in Water Available For Use / Savings in Demand under the selected programme (Ml/d) input as +ve 2038-39: 0.028427; Gains in Water Available For Use / Savings in Demand under the selected programme (Ml/d) input as +ve 2039-40: 0.02873; Gains in Water Available For Use / Savings in Demand under the selected programme (Ml/d) input as +ve 2040-41: 0.029025; Gains in Water Available For Use / Savings in Demand under the selected programme (Ml/d) input as +ve 2041-42: 0.02931; Gains in Water Available For Use / Savings in Demand under the selected programme (Ml/d) input as +ve 2042-43: 0.029586; Gains in Water Available For Use / Savings in Demand under the selected programme (Ml/d) input as +ve 2043-44: 0.029853; Gains in Water Available For Use / Savings in Demand under the selected programme (Ml/d) input as +ve 2044-45: 0.030113; Gains in Water Available For Use / Savings in Demand under the selected programme (Ml/d) input as +ve 2045-46: 0.03032; Gains in Water Available For Use / Savings in Demand under the selected programme (Ml/d) input as +ve 2046-47: 0.030521; Gains in Water Available For Use / Savings in Demand under the selected programme (Ml/d) input as +ve 2047-48: 0.030717; Gains in Water Available For Use / Savings in Demand under the selected programme (Ml/d) input as +ve 2048-49: 0.030906; Gains in Water Available For Use / Savings in Demand under the selected programme (Ml/d) input as +ve 2049-50: 0.031062
51dF | 4c-PL WRMP24. PL uplift - Non-Vulnerable Customers.AWSNHA | WEF 4c-PL.AWSNHA | Other water efficiency | Customer Options | N | Ofwat Core | AWSNHA | Ml/d | 2 | Gains in Water Available For Use / Savings in Demand under the selected programme (Ml/d) input as +ve 2019-20: 0; Gains in Water Available For Use / Savings in Demand under the selected programme (Ml/d) input as +ve 2020-21: 0; Gains in Water Available For Use / Savings in Demand under the selected programme (Ml/d) input as +ve 2021-22: 0; Gains in Water Available For Use / Savings in Demand under the selected programme (Ml/d) input as +ve 2022-23: 0; Gains in Water Available For Use / Savings in Demand under the selected programme (Ml/d) input as +ve 2023-24: 0; Gains in Water Available For Use / Savings in Demand under the selected programme (Ml/d) input as +ve 2024-25: 0; Gains in Water Available For Use / Savings in Demand under the selected programme (Ml/d) input as +ve 2025-26: 0; Gains in Water Available For Use / Savings in Demand under the selected programme (Ml/d) input as +ve 2026-27: 0; Gains in Water Available For Use / Savings in Demand under the selected programme (Ml/d) input as +ve 2027-28: 0; Gains in Water Available For Use / Savings in Demand under the selected programme (Ml/d) input as +ve 2028-29: 0.018006; Gains in Water Available For Use / Savings in Demand under the selected programme (Ml/d) input as +ve 2029-30: 0.020787; Gains in Water Available For Use / Savings in Demand under the selected programme (Ml/d) input as +ve 2030-31: 0.023616; Gains in Water Available For Use / Savings in Demand under the selected programme (Ml/d) input as +ve 2031-32: 0.026489; Gains in Water Available For Use / Savings in Demand under the selected programme (Ml/d) input as +ve 2032-33: 0.026764; Gains in Water Available For Use / Savings in Demand under the selected programme (Ml/d) input as +ve 2033-34: 0.027018; Gains in Water Available For Use / Savings in Demand under the selected programme (Ml/d) input as +ve 2034-35: 0.027249; Gains in Water Available For Use / Savings in Demand under the selected programme (Ml/d) input as +ve 2035-36: 0.027473; Gains in Water Available For Use / Savings in Demand under the selected programme (Ml/d) input as +ve 2036-37: 0.027799; Gains in Water Available For Use / Savings in Demand under the selected programme (Ml/d) input as +ve 2037-38: 0.028116; Gains in Water Available For Use / Savings in Demand under the selected programme (Ml/d) input as +ve 2038-39: 0.028427; Gains in Water Available For Use / Savings in Demand under the selected programme (Ml/d) input as +ve 2039-40: 0.02873; Gains in Water Available For Use / Savings in Demand under the selected programme (Ml/d) input as +ve 2040-41: 0.029025; Gains in Water Available For Use / Savings in Demand under the selected programme (Ml/d) input as +ve 2041-42: 0.02931; Gains in Water Available For Use / Savings in Demand under the selected programme (Ml/d) input as +ve 2042-43: 0.029586; Gains in Water Available For Use / Savings in Demand under the selected programme (Ml/d) input as +ve 2043-44: 0.029853; Gains in Water Available For Use / Savings in Demand under the selected programme (Ml/d) input as +ve 2044-45: 0.030113; Gains in Water Available For Use / Savings in Demand under the selected programme (Ml/d) input as +ve 2045-46: 0.03032; Gains in Water Available For Use / Savings in Demand under the selected programme (Ml/d) input as +ve 2046-47: 0.030521; Gains in Water Available For Use / Savings in Demand under the selected programme (Ml/d) input as +ve 2047-48: 0.030717; Gains in Water Available For Use / Savings in Demand under the selected programme (Ml/d) input as +ve 2048-49: 0.030906; Gains in Water Available For Use / Savings in Demand under the selected programme (Ml/d) input as +ve 2049-50: 0.031062
51dP | 4c-PL WRMP24. PL uplift - Non-Vulnerable Customers.AWSNHA | WEF 4c-PL.AWSNHA | Other water efficiency | Customer Options | N | Preferred | AWSNHA | Ml/d | 2 | Gains in Water Available For Use / Savings in Demand under the selected programme (Ml/d) input as +ve 2019-20: 0; Gains in Water Available For Use / Savings in Demand under the selected programme (Ml/d) input as +ve 2020-21: 0; Gains in Water Available For Use / Savings in Demand under the selected programme (Ml/d) input as +ve 2021-22: 0; Gains in Water Available For Use / Savings in Demand under the selected programme (Ml/d) input as +ve 2022-23: 0; Gains in Water Available For Use / Savings in Demand under the selected programme (Ml/d) input as +ve 2023-24: 0; Gains in Water Available For Use / Savings in Demand under the selected programme (Ml/d) input as +ve 2024-25: 0; Gains in Water Available For Use / Savings in Demand under the selected programme (Ml/d) input as +ve 2025-26: 0; Gains in Water Available For Use / Savings in Demand under the selected programme (Ml/d) input as +ve 2026-27: 0; Gains in Water Available For Use / Savings in Demand under the selected programme (Ml/d) input as +ve 2027-28: 0; Gains in Water Available For Use / Savings in Demand under the selected programme (Ml/d) input as +ve 2028-29: 0.018006; Gains in Water Available For Use / Savings in Demand under the selected programme (Ml/d) input as +ve 2029-30: 0.020787; Gains in Water Available For Use / Savings in Demand under the selected programme (Ml/d) input as +ve 2030-31: 0.023616; Gains in Water Available For Use / Savings in Demand under the selected programme (Ml/d) input as +ve 2031-32: 0.026489; Gains in Water Available For Use / Savings in Demand under the selected programme (Ml/d) input as +ve 2032-33: 0.026764; Gains in Water Available For Use / Savings in Demand under the selected programme (Ml/d) input as +ve 2033-34: 0.027018; Gains in Water Available For Use / Savings in Demand under the selected programme (Ml/d) input as +ve 2034-35: 0.027249; Gains in Water Available For Use / Savings in Demand under the selected programme (Ml/d) input as +ve 2035-36: 0.027473; Gains in Water Available For Use / Savings in Demand under the selected programme (Ml/d) input as +ve 2036-37: 0.027799; Gains in Water Available For Use / Savings in Demand under the selected programme (Ml/d) input as +ve 2037-38: 0.028116; Gains in Water Available For Use / Savings in Demand under the selected programme (Ml/d) input as +ve 2038-39: 0.028427; Gains in Water Available For Use / Savings in Demand under the selected programme (Ml/d) input as +ve 2039-40: 0.02873; Gains in Water Available For Use / Savings in Demand under the selected programme (Ml/d) input as +ve 2040-41: 0.029025; Gains in Water Available For Use / Savings in Demand under the selected programme (Ml/d) input as +ve 2041-42: 0.02931; Gains in Water Available For Use / Savings in Demand under the selected programme (Ml/d) input as +ve 2042-43: 0.029586; Gains in Water Available For Use / Savings in Demand under the selected programme (Ml/d) input as +ve 2043-44: 0.029853; Gains in Water Available For Use / Savings in Demand under the selected programme (Ml/d) input as +ve 2044-45: 0.030113; Gains in Water Available For Use / Savings in Demand under the selected programme (Ml/d) input as +ve 2045-46: 0.03032; Gains in Water Available For Use / Savings in Demand under the selected programme (Ml/d) input as +ve 2046-47: 0.030521; Gains in Water Available For Use / Savings in Demand under the selected programme (Ml/d) input as +ve 2047-48: 0.030717; Gains in Water Available For Use / Savings in Demand under the selected programme (Ml/d) input as +ve 2048-49: 0.030906; Gains in Water Available For Use / Savings in Demand under the selected programme (Ml/d) input as +ve 2049-50: 0.031062
51dF | 4d WRMP24. Leaky Loos Campaign.AWSNHA | WEF 4d.AWSNHA | Other water efficiency | Customer Options | N | Least Cost | AWSNHA | Ml/d | 2 | Gains in Water Available For Use / Savings in Demand under the selected programme (Ml/d) input as +ve 2019-20: 0; Gains in Water Available For Use / Savings in Demand under the selected programme (Ml/d) input as +ve 2020-21: 0; Gains in Water Available For Use / Savings in Demand under the selected programme (Ml/d) input as +ve 2021-22: 0; Gains in Water Available For Use / Savings in Demand under the selected programme (Ml/d) input as +ve 2022-23: 0; Gains in Water Available For Use / Savings in Demand under the selected programme (Ml/d) input as +ve 2023-24: 0; Gains in Water Available For Use / Savings in Demand under the selected programme (Ml/d) input as +ve 2024-25: 0; Gains in Water Available For Use / Savings in Demand under the selected programme (Ml/d) input as +ve 2025-26: 0.0064063; Gains in Water Available For Use / Savings in Demand under the selected programme (Ml/d) input as +ve 2026-27: 0.0129; Gains in Water Available For Use / Savings in Demand under the selected programme (Ml/d) input as +ve 2027-28: 0.019467; Gains in Water Available For Use / Savings in Demand under the selected programme (Ml/d) input as +ve 2028-29: 0.019819; Gains in Water Available For Use / Savings in Demand under the selected programme (Ml/d) input as +ve 2029-30: 0.02017; Gains in Water Available For Use / Savings in Demand under the selected programme (Ml/d) input as +ve 2030-31: 0.02017; Gains in Water Available For Use / Savings in Demand under the selected programme (Ml/d) input as +ve 2031-32: 0.02017; Gains in Water Available For Use / Savings in Demand under the selected programme (Ml/d) input as +ve 2032-33: 0.02017; Gains in Water Available For Use / Savings in Demand under the selected programme (Ml/d) input as +ve 2033-34: 0.02017; Gains in Water Available For Use / Savings in Demand under the selected programme (Ml/d) input as +ve 2034-35: 0.02017; Gains in Water Available For Use / Savings in Demand under the selected programme (Ml/d) input as +ve 2035-36: 0.02017; Gains in Water Available For Use / Savings in Demand under the selected programme (Ml/d) input as +ve 2036-37: 0.02017; Gains in Water Available For Use / Savings in Demand under the selected programme (Ml/d) input as +ve 2037-38: 0.02017; Gains in Water Available For Use / Savings in Demand under the selected programme (Ml/d) input as +ve 2038-39: 0.02017; Gains in Water Available For Use / Savings in Demand under the selected programme (Ml/d) input as +ve 2039-40: 0.02017; Gains in Water Available For Use / Savings in Demand under the selected programme (Ml/d) input as +ve 2040-41: 0.013764; Gains in Water Available For Use / Savings in Demand under the selected programme (Ml/d) input as +ve 2041-42: 0.00727; Gains in Water Available For Use / Savings in Demand under the selected programme (Ml/d) input as +ve 2042-43: 0.00070244; Gains in Water Available For Use / Savings in Demand under the selected programme (Ml/d) input as +ve 2043-44: 0.00035122; Gains in Water Available For Use / Savings in Demand under the selected programme (Ml/d) input as +ve 2044-45: 0; Gains in Water Available For Use / Savings in Demand under the selected programme (Ml/d) input as +ve 2045-46: 0; Gains in Water Available For Use / Savings in Demand under the selected programme (Ml/d) input as +ve 2046-47: 0; Gains in Water Available For Use / Savings in Demand under the selected programme (Ml/d) input as +ve 2047-48: 0; Gains in Water Available For Use / Savings in Demand under the selected programme (Ml/d) input as +ve 2048-49: 0; Gains in Water Available For Use / Savings in Demand under the selected programme (Ml/d) input as +ve 2049-50: 0
51dF | 4d WRMP24. Leaky Loos Campaign.AWSNHA | WEF 4d.AWSNHA | Other water efficiency | Customer Options | N | Ofwat Core | AWSNHA | Ml/d | 2 | Gains in Water Available For Use / Savings in Demand under the selected programme (Ml/d) input as +ve 2019-20: 0; Gains in Water Available For Use / Savings in Demand under the selected programme (Ml/d) input as +ve 2020-21: 0; Gains in Water Available For Use / Savings in Demand under the selected programme (Ml/d) input as +ve 2021-22: 0; Gains in Water Available For Use / Savings in Demand under the selected programme (Ml/d) input as +ve 2022-23: 0; Gains in Water Available For Use / Savings in Demand under the selected programme (Ml/d) input as +ve 2023-24: 0; Gains in Water Available For Use / Savings in Demand under the selected programme (Ml/d) input as +ve 2024-25: 0; Gains in Water Available For Use / Savings in Demand under the selected programme (Ml/d) input as +ve 2025-26: 0.0064063; Gains in Water Available For Use / Savings in Demand under the selected programme (Ml/d) input as +ve 2026-27: 0.0129; Gains in Water Available For Use / Savings in Demand under the selected programme (Ml/d) input as +ve 2027-28: 0.019467; Gains in Water Available For Use / Savings in Demand under the selected programme (Ml/d) input as +ve 2028-29: 0.019819; Gains in Water Available For Use / Savings in Demand under the selected programme (Ml/d) input as +ve 2029-30: 0.02017; Gains in Water Available For Use / Savings in Demand under the selected programme (Ml/d) input as +ve 2030-31: 0.02017; Gains in Water Available For Use / Savings in Demand under the selected programme (Ml/d) input as +ve 2031-32: 0.02017; Gains in Water Available For Use / Savings in Demand under the selected programme (Ml/d) input as +ve 2032-33: 0.02017; Gains in Water Available For Use / Savings in Demand under the selected programme (Ml/d) input as +ve 2033-34: 0.02017; Gains in Water Available For Use / Savings in Demand under the selected programme (Ml/d) input as +ve 2034-35: 0.02017; Gains in Water Available For Use / Savings in Demand under the selected programme (Ml/d) input as +ve 2035-36: 0.02017; Gains in Water Available For Use / Savings in Demand under the selected programme (Ml/d) input as +ve 2036-37: 0.02017; Gains in Water Available For Use / Savings in Demand under the selected programme (Ml/d) input as +ve 2037-38: 0.02017; Gains in Water Available For Use / Savings in Demand under the selected programme (Ml/d) input as +ve 2038-39: 0.02017; Gains in Water Available For Use / Savings in Demand under the selected programme (Ml/d) input as +ve 2039-40: 0.02017; Gains in Water Available For Use / Savings in Demand under the selected programme (Ml/d) input as +ve 2040-41: 0.013764; Gains in Water Available For Use / Savings in Demand under the selected programme (Ml/d) input as +ve 2041-42: 0.00727; Gains in Water Available For Use / Savings in Demand under the selected programme (Ml/d) input as +ve 2042-43: 0.00070244; Gains in Water Available For Use / Savings in Demand under the selected programme (Ml/d) input as +ve 2043-44: 0.00035122; Gains in Water Available For Use / Savings in Demand under the selected programme (Ml/d) input as +ve 2044-45: 0; Gains in Water Available For Use / Savings in Demand under the selected programme (Ml/d) input as +ve 2045-46: 0; Gains in Water Available For Use / Savings in Demand under the selected programme (Ml/d) input as +ve 2046-47: 0; Gains in Water Available For Use / Savings in Demand under the selected programme (Ml/d) input as +ve 2047-48: 0; Gains in Water Available For Use / Savings in Demand under the selected programme (Ml/d) input as +ve 2048-49: 0; Gains in Water Available For Use / Savings in Demand under the selected programme (Ml/d) input as +ve 2049-50: 0
51dP | 4d WRMP24. Leaky Loos Campaign.AWSNHA | WEF 4d.AWSNHA | Other water efficiency | Customer Options | N | Preferred | AWSNHA | Ml/d | 2 | Gains in Water Available For Use / Savings in Demand under the selected programme (Ml/d) input as +ve 2019-20: 0; Gains in Water Available For Use / Savings in Demand under the selected programme (Ml/d) input as +ve 2020-21: 0; Gains in Water Available For Use / Savings in Demand under the selected programme (Ml/d) input as +ve 2021-22: 0; Gains in Water Available For Use / Savings in Demand under the selected programme (Ml/d) input as +ve 2022-23: 0; Gains in Water Available For Use / Savings in Demand under the selected programme (Ml/d) input as +ve 2023-24: 0; Gains in Water Available For Use / Savings in Demand under the selected programme (Ml/d) input as +ve 2024-25: 0; Gains in Water Available For Use / Savings in Demand under the selected programme (Ml/d) input as +ve 2025-26: 0.0064063; Gains in Water Available For Use / Savings in Demand under the selected programme (Ml/d) input as +ve 2026-27: 0.0129; Gains in Water Available For Use / Savings in Demand under the selected programme (Ml/d) input as +ve 2027-28: 0.019467; Gains in Water Available For Use / Savings in Demand under the selected programme (Ml/d) input as +ve 2028-29: 0.019819; Gains in Water Available For Use / Savings in Demand under the selected programme (Ml/d) input as +ve 2029-30: 0.02017; Gains in Water Available For Use / Savings in Demand under the selected programme (Ml/d) input as +ve 2030-31: 0.02017; Gains in Water Available For Use / Savings in Demand under the selected programme (Ml/d) input as +ve 2031-32: 0.02017; Gains in Water Available For Use / Savings in Demand under the selected programme (Ml/d) input as +ve 2032-33: 0.02017; Gains in Water Available For Use / Savings in Demand under the selected programme (Ml/d) input as +ve 2033-34: 0.02017; Gains in Water Available For Use / Savings in Demand under the selected programme (Ml/d) input as +ve 2034-35: 0.02017; Gains in Water Available For Use / Savings in Demand under the selected programme (Ml/d) input as +ve 2035-36: 0.02017; Gains in Water Available For Use / Savings in Demand under the selected programme (Ml/d) input as +ve 2036-37: 0.02017; Gains in Water Available For Use / Savings in Demand under the selected programme (Ml/d) input as +ve 2037-38: 0.02017; Gains in Water Available For Use / Savings in Demand under the selected programme (Ml/d) input as +ve 2038-39: 0.02017; Gains in Water Available For Use / Savings in Demand under the selected programme (Ml/d) input as +ve 2039-40: 0.02017; Gains in Water Available For Use / Savings in Demand under the selected programme (Ml/d) input as +ve 2040-41: 0.013764; Gains in Water Available For Use / Savings in Demand under the selected programme (Ml/d) input as +ve 2041-42: 0.00727; Gains in Water Available For Use / Savings in Demand under the selected programme (Ml/d) input as +ve 2042-43: 0.00070244; Gains in Water Available For Use / Savings in Demand under the selected programme (Ml/d) input as +ve 2043-44: 0.00035122; Gains in Water Available For Use / Savings in Demand under the selected programme (Ml/d) input as +ve 2044-45: 0; Gains in Water Available For Use / Savings in Demand under the selected programme (Ml/d) input as +ve 2045-46: 0; Gains in Water Available For Use / Savings in Demand under the selected programme (Ml/d) input as +ve 2046-47: 0; Gains in Water Available For Use / Savings in Demand under the selected programme (Ml/d) input as +ve 2047-48: 0; Gains in Water Available For Use / Savings in Demand under the selected programme (Ml/d) input as +ve 2048-49: 0; Gains in Water Available For Use / Savings in Demand under the selected programme (Ml/d) input as +ve 2049-50: 0
51cF | Find and Fix.AWSNHA | Find and Fix.AWSNHA | Active leakage management | Distribution Options | N | Least Cost | AWSNHA | Ml/d | 2 | Gains in Water Available For Use / Savings in Demand under the selected programme (Ml/d) input as +ve 2019-20: 0; Gains in Water Available For Use / Savings in Demand under the selected programme (Ml/d) input as +ve 2020-21: 0; Gains in Water Available For Use / Savings in Demand under the selected programme (Ml/d) input as +ve 2021-22: 0; Gains in Water Available For Use / Savings in Demand under the selected programme (Ml/d) input as +ve 2022-23: 0; Gains in Water Available For Use / Savings in Demand under the selected programme (Ml/d) input as +ve 2023-24: 0; Gains in Water Available For Use / Savings in Demand under the selected programme (Ml/d) input as +ve 2024-25: 0; Gains in Water Available For Use / Savings in Demand under the selected programme (Ml/d) input as +ve 2025-26: 0; Gains in Water Available For Use / Savings in Demand under the selected programme (Ml/d) input as +ve 2026-27: 0; Gains in Water Available For Use / Savings in Demand under the selected programme (Ml/d) input as +ve 2027-28: 0; Gains in Water Available For Use / Savings in Demand under the selected programme (Ml/d) input as +ve 2028-29: 0; Gains in Water Available For Use / Savings in Demand under the selected programme (Ml/d) input as +ve 2029-30: 0; Gains in Water Available For Use / Savings in Demand under the selected programme (Ml/d) input as +ve 2030-31: 0; Gains in Water Available For Use / Savings in Demand under the selected programme (Ml/d) input as +ve 2031-32: 0; Gains in Water Available For Use / Savings in Demand under the selected programme (Ml/d) input as +ve 2032-33: 0; Gains in Water Available For Use / Savings in Demand under the selected programme (Ml/d) input as +ve 2033-34: 0; Gains in Water Available For Use / Savings in Demand under the selected programme (Ml/d) input as +ve 2034-35: 0; Gains in Water Available For Use / Savings in Demand under the selected programme (Ml/d) input as +ve 2035-36: 0; Gains in Water Available For Use / Savings in Demand under the selected programme (Ml/d) input as +ve 2036-37: 0; Gains in Water Available For Use / Savings in Demand under the selected programme (Ml/d) input as +ve 2037-38: 0; Gains in Water Available For Use / Savings in Demand under the selected programme (Ml/d) input as +ve 2038-39: 0.016897; Gains in Water Available For Use / Savings in Demand under the selected programme (Ml/d) input as +ve 2039-40: 0.016897; Gains in Water Available For Use / Savings in Demand under the selected programme (Ml/d) input as +ve 2040-41: 0.016897; Gains in Water Available For Use / Savings in Demand under the selected programme (Ml/d) input as +ve 2041-42: 0.016897; Gains in Water Available For Use / Savings in Demand under the selected programme (Ml/d) input as +ve 2042-43: 0.016897; Gains in Water Available For Use / Savings in Demand under the selected programme (Ml/d) input as +ve 2043-44: 0.016897; Gains in Water Available For Use / Savings in Demand under the selected programme (Ml/d) input as +ve 2044-45: 0.016897; Gains in Water Available For Use / Savings in Demand under the selected programme (Ml/d) input as +ve 2045-46: 0.016897; Gains in Water Available For Use / Savings in Demand under the selected programme (Ml/d) input as +ve 2046-47: 0.016897; Gains in Water Available For Use / Savings in Demand under the selected programme (Ml/d) input as +ve 2047-48: 0.016897; Gains in Water Available For Use / Savings in Demand under the selected programme (Ml/d) input as +ve 2048-49: 0.016897; Gains in Water Available For Use / Savings in Demand under the selected programme (Ml/d) input as +ve 2049-50: 0.02953
51cF | Find and Fix.AWSNHA | Find and Fix.AWSNHA | Active leakage management | Distribution Options | N | Ofwat Core | AWSNHA | Ml/d | 2 | Gains in Water Available For Use / Savings in Demand under the selected programme (Ml/d) input as +ve 2019-20: 0; Gains in Water Available For Use / Savings in Demand under the selected programme (Ml/d) input as +ve 2020-21: 0; Gains in Water Available For Use / Savings in Demand under the selected programme (Ml/d) input as +ve 2021-22: 0; Gains in Water Available For Use / Savings in Demand under the selected programme (Ml/d) input as +ve 2022-23: 0; Gains in Water Available For Use / Savings in Demand under the selected programme (Ml/d) input as +ve 2023-24: 0; Gains in Water Available For Use / Savings in Demand under the selected programme (Ml/d) input as +ve 2024-25: 0; Gains in Water Available For Use / Savings in Demand under the selected programme (Ml/d) input as +ve 2025-26: 0; Gains in Water Available For Use / Savings in Demand under the selected programme (Ml/d) input as +ve 2026-27: 0; Gains in Water Available For Use / Savings in Demand under the selected programme (Ml/d) input as +ve 2027-28: 0; Gains in Water Available For Use / Savings in Demand under the selected programme (Ml/d) input as +ve 2028-29: 0; Gains in Water Available For Use / Savings in Demand under the selected programme (Ml/d) input as +ve 2029-30: 0; Gains in Water Available For Use / Savings in Demand under the selected programme (Ml/d) input as +ve 2030-31: 0; Gains in Water Available For Use / Savings in Demand under the selected programme (Ml/d) input as +ve 2031-32: 0; Gains in Water Available For Use / Savings in Demand under the selected programme (Ml/d) input as +ve 2032-33: 0; Gains in Water Available For Use / Savings in Demand under the selected programme (Ml/d) input as +ve 2033-34: 0; Gains in Water Available For Use / Savings in Demand under the selected programme (Ml/d) input as +ve 2034-35: 0; Gains in Water Available For Use / Savings in Demand under the selected programme (Ml/d) input as +ve 2035-36: 0; Gains in Water Available For Use / Savings in Demand under the selected programme (Ml/d) input as +ve 2036-37: 0; Gains in Water Available For Use / Savings in Demand under the selected programme (Ml/d) input as +ve 2037-38: 0; Gains in Water Available For Use / Savings in Demand under the selected programme (Ml/d) input as +ve 2038-39: 0.016897; Gains in Water Available For Use / Savings in Demand under the selected programme (Ml/d) input as +ve 2039-40: 0.016897; Gains in Water Available For Use / Savings in Demand under the selected programme (Ml/d) input as +ve 2040-41: 0.016897; Gains in Water Available For Use / Savings in Demand under the selected programme (Ml/d) input as +ve 2041-42: 0.016897; Gains in Water Available For Use / Savings in Demand under the selected programme (Ml/d) input as +ve 2042-43: 0.016897; Gains in Water Available For Use / Savings in Demand under the selected programme (Ml/d) input as +ve 2043-44: 0.016897; Gains in Water Available For Use / Savings in Demand under the selected programme (Ml/d) input as +ve 2044-45: 0.016897; Gains in Water Available For Use / Savings in Demand under the selected programme (Ml/d) input as +ve 2045-46: 0.016897; Gains in Water Available For Use / Savings in Demand under the selected programme (Ml/d) input as +ve 2046-47: 0.016897; Gains in Water Available For Use / Savings in Demand under the selected programme (Ml/d) input as +ve 2047-48: 0.016897; Gains in Water Available For Use / Savings in Demand under the selected programme (Ml/d) input as +ve 2048-49: 0.016897; Gains in Water Available For Use / Savings in Demand under the selected programme (Ml/d) input as +ve 2049-50: 0.02953
51cP | Find and Fix.AWSNHA | Find and Fix.AWSNHA | Active leakage management | Distribution Options | N | Preferred | AWSNHA | Ml/d | 2 | Gains in Water Available For Use / Savings in Demand under the selected programme (Ml/d) input as +ve 2019-20: 0; Gains in Water Available For Use / Savings in Demand under the selected programme (Ml/d) input as +ve 2020-21: 0; Gains in Water Available For Use / Savings in Demand under the selected programme (Ml/d) input as +ve 2021-22: 0; Gains in Water Available For Use / Savings in Demand under the selected programme (Ml/d) input as +ve 2022-23: 0; Gains in Water Available For Use / Savings in Demand under the selected programme (Ml/d) input as +ve 2023-24: 0; Gains in Water Available For Use / Savings in Demand under the selected programme (Ml/d) input as +ve 2024-25: 0; Gains in Water Available For Use / Savings in Demand under the selected programme (Ml/d) input as +ve 2025-26: 0; Gains in Water Available For Use / Savings in Demand under the selected programme (Ml/d) input as +ve 2026-27: 0; Gains in Water Available For Use / Savings in Demand under the selected programme (Ml/d) input as +ve 2027-28: 0; Gains in Water Available For Use / Savings in Demand under the selected programme (Ml/d) input as +ve 2028-29: 0; Gains in Water Available For Use / Savings in Demand under the selected programme (Ml/d) input as +ve 2029-30: 0; Gains in Water Available For Use / Savings in Demand under the selected programme (Ml/d) input as +ve 2030-31: 0; Gains in Water Available For Use / Savings in Demand under the selected programme (Ml/d) input as +ve 2031-32: 0; Gains in Water Available For Use / Savings in Demand under the selected programme (Ml/d) input as +ve 2032-33: 0; Gains in Water Available For Use / Savings in Demand under the selected programme (Ml/d) input as +ve 2033-34: 0; Gains in Water Available For Use / Savings in Demand under the selected programme (Ml/d) input as +ve 2034-35: 0; Gains in Water Available For Use / Savings in Demand under the selected programme (Ml/d) input as +ve 2035-36: 0; Gains in Water Available For Use / Savings in Demand under the selected programme (Ml/d) input as +ve 2036-37: 0; Gains in Water Available For Use / Savings in Demand under the selected programme (Ml/d) input as +ve 2037-38: 0; Gains in Water Available For Use / Savings in Demand under the selected programme (Ml/d) input as +ve 2038-39: 0.016897; Gains in Water Available For Use / Savings in Demand under the selected programme (Ml/d) input as +ve 2039-40: 0.016897; Gains in Water Available For Use / Savings in Demand under the selected programme (Ml/d) input as +ve 2040-41: 0.016897; Gains in Water Available For Use / Savings in Demand under the selected programme (Ml/d) input as +ve 2041-42: 0.016897; Gains in Water Available For Use / Savings in Demand under the selected programme (Ml/d) input as +ve 2042-43: 0.016897; Gains in Water Available For Use / Savings in Demand under the selected programme (Ml/d) input as +ve 2043-44: 0.016897; Gains in Water Available For Use / Savings in Demand under the selected programme (Ml/d) input as +ve 2044-45: 0.016897; Gains in Water Available For Use / Savings in Demand under the selected programme (Ml/d) input as +ve 2045-46: 0.016897; Gains in Water Available For Use / Savings in Demand under the selected programme (Ml/d) input as +ve 2046-47: 0.016897; Gains in Water Available For Use / Savings in Demand under the selected programme (Ml/d) input as +ve 2047-48: 0.016897; Gains in Water Available For Use / Savings in Demand under the selected programme (Ml/d) input as +ve 2048-49: 0.016897; Gains in Water Available For Use / Savings in Demand under the selected programme (Ml/d) input as +ve 2049-50: 0.02953
51dF | G2. Mandatory water labelling.AWSNHA | WEF g2.AWSNHA | Water efficiency customer education / awareness | Customer Options | N | Least Cost | AWSNHA | Ml/d | 2 | Gains in Water Available For Use / Savings in Demand under the selected programme (Ml/d) input as +ve 2019-20: 0; Gains in Water Available For Use / Savings in Demand under the selected programme (Ml/d) input as +ve 2020-21: 0; Gains in Water Available For Use / Savings in Demand under the selected programme (Ml/d) input as +ve 2021-22: 0; Gains in Water Available For Use / Savings in Demand under the selected programme (Ml/d) input as +ve 2022-23: 0; Gains in Water Available For Use / Savings in Demand under the selected programme (Ml/d) input as +ve 2023-24: 0; Gains in Water Available For Use / Savings in Demand under the selected programme (Ml/d) input as +ve 2024-25: 0; Gains in Water Available For Use / Savings in Demand under the selected programme (Ml/d) input as +ve 2025-26: 0; Gains in Water Available For Use / Savings in Demand under the selected programme (Ml/d) input as +ve 2026-27: 0; Gains in Water Available For Use / Savings in Demand under the selected programme (Ml/d) input as +ve 2027-28: 0; Gains in Water Available For Use / Savings in Demand under the selected programme (Ml/d) input as +ve 2028-29: 0.0059692; Gains in Water Available For Use / Savings in Demand under the selected programme (Ml/d) input as +ve 2029-30: 0.011961; Gains in Water Available For Use / Savings in Demand under the selected programme (Ml/d) input as +ve 2030-31: 0.018; Gains in Water Available For Use / Savings in Demand under the selected programme (Ml/d) input as +ve 2031-32: 0.024044; Gains in Water Available For Use / Savings in Demand under the selected programme (Ml/d) input as +ve 2032-33: 0.030143; Gains in Water Available For Use / Savings in Demand under the selected programme (Ml/d) input as +ve 2033-34: 0.036261; Gains in Water Available For Use / Savings in Demand under the selected programme (Ml/d) input as +ve 2034-35: 0.054848; Gains in Water Available For Use / Savings in Demand under the selected programme (Ml/d) input as +ve 2035-36: 0.073542; Gains in Water Available For Use / Savings in Demand under the selected programme (Ml/d) input as +ve 2036-37: 0.092454; Gains in Water Available For Use / Savings in Demand under the selected programme (Ml/d) input as +ve 2037-38: 0.11153; Gains in Water Available For Use / Savings in Demand under the selected programme (Ml/d) input as +ve 2038-39: 0.13078; Gains in Water Available For Use / Savings in Demand under the selected programme (Ml/d) input as +ve 2039-40: 0.15032; Gains in Water Available For Use / Savings in Demand under the selected programme (Ml/d) input as +ve 2040-41: 0.17005; Gains in Water Available For Use / Savings in Demand under the selected programme (Ml/d) input as +ve 2041-42: 0.18989; Gains in Water Available For Use / Savings in Demand under the selected programme (Ml/d) input as +ve 2042-43: 0.20993; Gains in Water Available For Use / Savings in Demand under the selected programme (Ml/d) input as +ve 2043-44: 0.23013; Gains in Water Available For Use / Savings in Demand under the selected programme (Ml/d) input as +ve 2044-45: 0.23725; Gains in Water Available For Use / Savings in Demand under the selected programme (Ml/d) input as +ve 2045-46: 0.24436; Gains in Water Available For Use / Savings in Demand under the selected programme (Ml/d) input as +ve 2046-47: 0.25148; Gains in Water Available For Use / Savings in Demand under the selected programme (Ml/d) input as +ve 2047-48: 0.25871; Gains in Water Available For Use / Savings in Demand under the selected programme (Ml/d) input as +ve 2048-49: 0.26598; Gains in Water Available For Use / Savings in Demand under the selected programme (Ml/d) input as +ve 2049-50: 0.27332
51dF | G2. Mandatory water labelling.AWSNHA | WEF g2.AWSNHA | Water efficiency customer education / awareness | Customer Options | N | Ofwat Core | AWSNHA | Ml/d | 2 | Gains in Water Available For Use / Savings in Demand under the selected programme (Ml/d) input as +ve 2019-20: 0; Gains in Water Available For Use / Savings in Demand under the selected programme (Ml/d) input as +ve 2020-21: 0; Gains in Water Available For Use / Savings in Demand under the selected programme (Ml/d) input as +ve 2021-22: 0; Gains in Water Available For Use / Savings in Demand under the selected programme (Ml/d) input as +ve 2022-23: 0; Gains in Water Available For Use / Savings in Demand under the selected programme (Ml/d) input as +ve 2023-24: 0; Gains in Water Available For Use / Savings in Demand under the selected programme (Ml/d) input as +ve 2024-25: 0; Gains in Water Available For Use / Savings in Demand under the selected programme (Ml/d) input as +ve 2025-26: 0; Gains in Water Available For Use / Savings in Demand under the selected programme (Ml/d) input as +ve 2026-27: 0; Gains in Water Available For Use / Savings in Demand under the selected programme (Ml/d) input as +ve 2027-28: 0; Gains in Water Available For Use / Savings in Demand under the selected programme (Ml/d) input as +ve 2028-29: 0.0059692; Gains in Water Available For Use / Savings in Demand under the selected programme (Ml/d) input as +ve 2029-30: 0.011961; Gains in Water Available For Use / Savings in Demand under the selected programme (Ml/d) input as +ve 2030-31: 0.018; Gains in Water Available For Use / Savings in Demand under the selected programme (Ml/d) input as +ve 2031-32: 0.024044; Gains in Water Available For Use / Savings in Demand under the selected programme (Ml/d) input as +ve 2032-33: 0.030143; Gains in Water Available For Use / Savings in Demand under the selected programme (Ml/d) input as +ve 2033-34: 0.036261; Gains in Water Available For Use / Savings in Demand under the selected programme (Ml/d) input as +ve 2034-35: 0.054848; Gains in Water Available For Use / Savings in Demand under the selected programme (Ml/d) input as +ve 2035-36: 0.073542; Gains in Water Available For Use / Savings in Demand under the selected programme (Ml/d) input as +ve 2036-37: 0.092454; Gains in Water Available For Use / Savings in Demand under the selected programme (Ml/d) input as +ve 2037-38: 0.11153; Gains in Water Available For Use / Savings in Demand under the selected programme (Ml/d) input as +ve 2038-39: 0.13078; Gains in Water Available For Use / Savings in Demand under the selected programme (Ml/d) input as +ve 2039-40: 0.15032; Gains in Water Available For Use / Savings in Demand under the selected programme (Ml/d) input as +ve 2040-41: 0.17005; Gains in Water Available For Use / Savings in Demand under the selected programme (Ml/d) input as +ve 2041-42: 0.18989; Gains in Water Available For Use / Savings in Demand under the selected programme (Ml/d) input as +ve 2042-43: 0.20993; Gains in Water Available For Use / Savings in Demand under the selected programme (Ml/d) input as +ve 2043-44: 0.23013; Gains in Water Available For Use / Savings in Demand under the selected programme (Ml/d) input as +ve 2044-45: 0.23725; Gains in Water Available For Use / Savings in Demand under the selected programme (Ml/d) input as +ve 2045-46: 0.24436; Gains in Water Available For Use / Savings in Demand under the selected programme (Ml/d) input as +ve 2046-47: 0.25148; Gains in Water Available For Use / Savings in Demand under the selected programme (Ml/d) input as +ve 2047-48: 0.25871; Gains in Water Available For Use / Savings in Demand under the selected programme (Ml/d) input as +ve 2048-49: 0.26598; Gains in Water Available For Use / Savings in Demand under the selected programme (Ml/d) input as +ve 2049-50: 0.27332
51dP | G2. Mandatory water labelling.AWSNHA | WEF g2.AWSNHA | Water efficiency customer education / awareness | Customer Options | N | Preferred | AWSNHA | Ml/d | 2 | Gains in Water Available For Use / Savings in Demand under the selected programme (Ml/d) input as +ve 2019-20: 0; Gains in Water Available For Use / Savings in Demand under the selected programme (Ml/d) input as +ve 2020-21: 0; Gains in Water Available For Use / Savings in Demand under the selected programme (Ml/d) input as +ve 2021-22: 0; Gains in Water Available For Use / Savings in Demand under the selected programme (Ml/d) input as +ve 2022-23: 0; Gains in Water Available For Use / Savings in Demand under the selected programme (Ml/d) input as +ve 2023-24: 0; Gains in Water Available For Use / Savings in Demand under the selected programme (Ml/d) input as +ve 2024-25: 0; Gains in Water Available For Use / Savings in Demand under the selected programme (Ml/d) input as +ve 2025-26: 0; Gains in Water Available For Use / Savings in Demand under the selected programme (Ml/d) input as +ve 2026-27: 0; Gains in Water Available For Use / Savings in Demand under the selected programme (Ml/d) input as +ve 2027-28: 0; Gains in Water Available For Use / Savings in Demand under the selected programme (Ml/d) input as +ve 2028-29: 0.0059692; Gains in Water Available For Use / Savings in Demand under the selected programme (Ml/d) input as +ve 2029-30: 0.011961; Gains in Water Available For Use / Savings in Demand under the selected programme (Ml/d) input as +ve 2030-31: 0.018; Gains in Water Available For Use / Savings in Demand under the selected programme (Ml/d) input as +ve 2031-32: 0.024044; Gains in Water Available For Use / Savings in Demand under the selected programme (Ml/d) input as +ve 2032-33: 0.030143; Gains in Water Available For Use / Savings in Demand under the selected programme (Ml/d) input as +ve 2033-34: 0.036261; Gains in Water Available For Use / Savings in Demand under the selected programme (Ml/d) input as +ve 2034-35: 0.054848; Gains in Water Available For Use / Savings in Demand under the selected programme (Ml/d) input as +ve 2035-36: 0.073542; Gains in Water Available For Use / Savings in Demand under the selected programme (Ml/d) input as +ve 2036-37: 0.092454; Gains in Water Available For Use / Savings in Demand under the selected programme (Ml/d) input as +ve 2037-38: 0.11153; Gains in Water Available For Use / Savings in Demand under the selected programme (Ml/d) input as +ve 2038-39: 0.13078; Gains in Water Available For Use / Savings in Demand under the selected programme (Ml/d) input as +ve 2039-40: 0.15032; Gains in Water Available For Use / Savings in Demand under the selected programme (Ml/d) input as +ve 2040-41: 0.17005; Gains in Water Available For Use / Savings in Demand under the selected programme (Ml/d) input as +ve 2041-42: 0.18989; Gains in Water Available For Use / Savings in Demand under the selected programme (Ml/d) input as +ve 2042-43: 0.20993; Gains in Water Available For Use / Savings in Demand under the selected programme (Ml/d) input as +ve 2043-44: 0.23013; Gains in Water Available For Use / Savings in Demand under the selected programme (Ml/d) input as +ve 2044-45: 0.23725; Gains in Water Available For Use / Savings in Demand under the selected programme (Ml/d) input as +ve 2045-46: 0.24436; Gains in Water Available For Use / Savings in Demand under the selected programme (Ml/d) input as +ve 2046-47: 0.25148; Gains in Water Available For Use / Savings in Demand under the selected programme (Ml/d) input as +ve 2047-48: 0.25871; Gains in Water Available For Use / Savings in Demand under the selected programme (Ml/d) input as +ve 2048-49: 0.26598; Gains in Water Available For Use / Savings in Demand under the selected programme (Ml/d) input as +ve 2049-50: 0.27332
51dF | LEA: NHH. NHH CSPL repairs.AWSNHA | LEA: NHH. NHH CSPL repairs.AWSNHA | Supply pipe repairs / replacement | Customer Options | N | Least Cost | AWSNHA | Ml/d | 2 | Gains in Water Available For Use / Savings in Demand under the selected programme (Ml/d) input as +ve 2019-20: 0; Gains in Water Available For Use / Savings in Demand under the selected programme (Ml/d) input as +ve 2020-21: 0; Gains in Water Available For Use / Savings in Demand under the selected programme (Ml/d) input as +ve 2021-22: 0; Gains in Water Available For Use / Savings in Demand under the selected programme (Ml/d) input as +ve 2022-23: 0; Gains in Water Available For Use / Savings in Demand under the selected programme (Ml/d) input as +ve 2023-24: 0; Gains in Water Available For Use / Savings in Demand under the selected programme (Ml/d) input as +ve 2024-25: 0; Gains in Water Available For Use / Savings in Demand under the selected programme (Ml/d) input as +ve 2025-26: 3.7757e-06; Gains in Water Available For Use / Savings in Demand under the selected programme (Ml/d) input as +ve 2026-27: 1.0304e-05; Gains in Water Available For Use / Savings in Demand under the selected programme (Ml/d) input as +ve 2027-28: 1.8696e-05; Gains in Water Available For Use / Savings in Demand under the selected programme (Ml/d) input as +ve 2028-29: 0.00015311; Gains in Water Available For Use / Savings in Demand under the selected programme (Ml/d) input as +ve 2029-30: 0.00028353; Gains in Water Available For Use / Savings in Demand under the selected programme (Ml/d) input as +ve 2030-31: 0.00041456; Gains in Water Available For Use / Savings in Demand under the selected programme (Ml/d) input as +ve 2031-32: 0.00054607; Gains in Water Available For Use / Savings in Demand under the selected programme (Ml/d) input as +ve 2032-33: 0.00067806; Gains in Water Available For Use / Savings in Demand under the selected programme (Ml/d) input as +ve 2033-34: 0.00081042; Gains in Water Available For Use / Savings in Demand under the selected programme (Ml/d) input as +ve 2034-35: 0.00094261; Gains in Water Available For Use / Savings in Demand under the selected programme (Ml/d) input as +ve 2035-36: 0.0010747; Gains in Water Available For Use / Savings in Demand under the selected programme (Ml/d) input as +ve 2036-37: 0.0012067; Gains in Water Available For Use / Savings in Demand under the selected programme (Ml/d) input as +ve 2037-38: 0.0013386; Gains in Water Available For Use / Savings in Demand under the selected programme (Ml/d) input as +ve 2038-39: 0.0014706; Gains in Water Available For Use / Savings in Demand under the selected programme (Ml/d) input as +ve 2039-40: 0.0016026; Gains in Water Available For Use / Savings in Demand under the selected programme (Ml/d) input as +ve 2040-41: 0.0017346; Gains in Water Available For Use / Savings in Demand under the selected programme (Ml/d) input as +ve 2041-42: 0.0018668; Gains in Water Available For Use / Savings in Demand under the selected programme (Ml/d) input as +ve 2042-43: 0.0019991; Gains in Water Available For Use / Savings in Demand under the selected programme (Ml/d) input as +ve 2043-44: 0.0021315; Gains in Water Available For Use / Savings in Demand under the selected programme (Ml/d) input as +ve 2044-45: 0.0022642; Gains in Water Available For Use / Savings in Demand under the selected programme (Ml/d) input as +ve 2045-46: 0.0023972; Gains in Water Available For Use / Savings in Demand under the selected programme (Ml/d) input as +ve 2046-47: 0.0025305; Gains in Water Available For Use / Savings in Demand under the selected programme (Ml/d) input as +ve 2047-48: 0.002664; Gains in Water Available For Use / Savings in Demand under the selected programme (Ml/d) input as +ve 2048-49: 0.0027979; Gains in Water Available For Use / Savings in Demand under the selected programme (Ml/d) input as +ve 2049-50: 0.0029322
51dF | LEA: NHH. NHH CSPL repairs.AWSNHA | LEA: NHH. NHH CSPL repairs.AWSNHA | Supply pipe repairs / replacement | Customer Options | N | Ofwat Core | AWSNHA | Ml/d | 2 | Gains in Water Available For Use / Savings in Demand under the selected programme (Ml/d) input as +ve 2019-20: 0; Gains in Water Available For Use / Savings in Demand under the selected programme (Ml/d) input as +ve 2020-21: 0; Gains in Water Available For Use / Savings in Demand under the selected programme (Ml/d) input as +ve 2021-22: 0; Gains in Water Available For Use / Savings in Demand under the selected programme (Ml/d) input as +ve 2022-23: 0; Gains in Water Available For Use / Savings in Demand under the selected programme (Ml/d) input as +ve 2023-24: 0; Gains in Water Available For Use / Savings in Demand under the selected programme (Ml/d) input as +ve 2024-25: 0; Gains in Water Available For Use / Savings in Demand under the selected programme (Ml/d) input as +ve 2025-26: 3.7757e-06; Gains in Water Available For Use / Savings in Demand under the selected programme (Ml/d) input as +ve 2026-27: 1.0304e-05; Gains in Water Available For Use / Savings in Demand under the selected programme (Ml/d) input as +ve 2027-28: 1.8696e-05; Gains in Water Available For Use / Savings in Demand under the selected programme (Ml/d) input as +ve 2028-29: 0.00015311; Gains in Water Available For Use / Savings in Demand under the selected programme (Ml/d) input as +ve 2029-30: 0.00028353; Gains in Water Available For Use / Savings in Demand under the selected programme (Ml/d) input as +ve 2030-31: 0.00041456; Gains in Water Available For Use / Savings in Demand under the selected programme (Ml/d) input as +ve 2031-32: 0.00054607; Gains in Water Available For Use / Savings in Demand under the selected programme (Ml/d) input as +ve 2032-33: 0.00067806; Gains in Water Available For Use / Savings in Demand under the selected programme (Ml/d) input as +ve 2033-34: 0.00081042; Gains in Water Available For Use / Savings in Demand under the selected programme (Ml/d) input as +ve 2034-35: 0.00094261; Gains in Water Available For Use / Savings in Demand under the selected programme (Ml/d) input as +ve 2035-36: 0.0010747; Gains in Water Available For Use / Savings in Demand under the selected programme (Ml/d) input as +ve 2036-37: 0.0012067; Gains in Water Available For Use / Savings in Demand under the selected programme (Ml/d) input as +ve 2037-38: 0.0013386; Gains in Water Available For Use / Savings in Demand under the selected programme (Ml/d) input as +ve 2038-39: 0.0014706; Gains in Water Available For Use / Savings in Demand under the selected programme (Ml/d) input as +ve 2039-40: 0.0016026; Gains in Water Available For Use / Savings in Demand under the selected programme (Ml/d) input as +ve 2040-41: 0.0017346; Gains in Water Available For Use / Savings in Demand under the selected programme (Ml/d) input as +ve 2041-42: 0.0018668; Gains in Water Available For Use / Savings in Demand under the selected programme (Ml/d) input as +ve 2042-43: 0.0019991; Gains in Water Available For Use / Savings in Demand under the selected programme (Ml/d) input as +ve 2043-44: 0.0021315; Gains in Water Available For Use / Savings in Demand under the selected programme (Ml/d) input as +ve 2044-45: 0.0022642; Gains in Water Available For Use / Savings in Demand under the selected programme (Ml/d) input as +ve 2045-46: 0.0023972; Gains in Water Available For Use / Savings in Demand under the selected programme (Ml/d) input as +ve 2046-47: 0.0025305; Gains in Water Available For Use / Savings in Demand under the selected programme (Ml/d) input as +ve 2047-48: 0.002664; Gains in Water Available For Use / Savings in Demand under the selected programme (Ml/d) input as +ve 2048-49: 0.0027979; Gains in Water Available For Use / Savings in Demand under the selected programme (Ml/d) input as +ve 2049-50: 0.0029322
51dP | LEA: NHH. NHH CSPL repairs.AWSNHA | LEA: NHH. NHH CSPL repairs.AWSNHA | Supply pipe repairs / replacement | Customer Options | N | Preferred | AWSNHA | Ml/d | 2 | Gains in Water Available For Use / Savings in Demand under the selected programme (Ml/d) input as +ve 2019-20: 0; Gains in Water Available For Use / Savings in Demand under the selected programme (Ml/d) input as +ve 2020-21: 0; Gains in Water Available For Use / Savings in Demand under the selected programme (Ml/d) input as +ve 2021-22: 0; Gains in Water Available For Use / Savings in Demand under the selected programme (Ml/d) input as +ve 2022-23: 0; Gains in Water Available For Use / Savings in Demand under the selected programme (Ml/d) input as +ve 2023-24: 0; Gains in Water Available For Use / Savings in Demand under the selected programme (Ml/d) input as +ve 2024-25: 0; Gains in Water Available For Use / Savings in Demand under the selected programme (Ml/d) input as +ve 2025-26: 3.7757e-06; Gains in Water Available For Use / Savings in Demand under the selected programme (Ml/d) input as +ve 2026-27: 1.0304e-05; Gains in Water Available For Use / Savings in Demand under the selected programme (Ml/d) input as +ve 2027-28: 1.8696e-05; Gains in Water Available For Use / Savings in Demand under the selected programme (Ml/d) input as +ve 2028-29: 0.00015311; Gains in Water Available For Use / Savings in Demand under the selected programme (Ml/d) input as +ve 2029-30: 0.00028353; Gains in Water Available For Use / Savings in Demand under the selected programme (Ml/d) input as +ve 2030-31: 0.00041456; Gains in Water Available For Use / Savings in Demand under the selected programme (Ml/d) input as +ve 2031-32: 0.00054607; Gains in Water Available For Use / Savings in Demand under the selected programme (Ml/d) input as +ve 2032-33: 0.00067806; Gains in Water Available For Use / Savings in Demand under the selected programme (Ml/d) input as +ve 2033-34: 0.00081042; Gains in Water Available For Use / Savings in Demand under the selected programme (Ml/d) input as +ve 2034-35: 0.00094261; Gains in Water Available For Use / Savings in Demand under the selected programme (Ml/d) input as +ve 2035-36: 0.0010747; Gains in Water Available For Use / Savings in Demand under the selected programme (Ml/d) input as +ve 2036-37: 0.0012067; Gains in Water Available For Use / Savings in Demand under the selected programme (Ml/d) input as +ve 2037-38: 0.0013386; Gains in Water Available For Use / Savings in Demand under the selected programme (Ml/d) input as +ve 2038-39: 0.0014706; Gains in Water Available For Use / Savings in Demand under the selected programme (Ml/d) input as +ve 2039-40: 0.0016026; Gains in Water Available For Use / Savings in Demand under the selected programme (Ml/d) input as +ve 2040-41: 0.0017346; Gains in Water Available For Use / Savings in Demand under the selected programme (Ml/d) input as +ve 2041-42: 0.0018668; Gains in Water Available For Use / Savings in Demand under the selected programme (Ml/d) input as +ve 2042-43: 0.0019991; Gains in Water Available For Use / Savings in Demand under the selected programme (Ml/d) input as +ve 2043-44: 0.0021315; Gains in Water Available For Use / Savings in Demand under the selected programme (Ml/d) input as +ve 2044-45: 0.0022642; Gains in Water Available For Use / Savings in Demand under the selected programme (Ml/d) input as +ve 2045-46: 0.0023972; Gains in Water Available For Use / Savings in Demand under the selected programme (Ml/d) input as +ve 2046-47: 0.0025305; Gains in Water Available For Use / Savings in Demand under the selected programme (Ml/d) input as +ve 2047-48: 0.002664; Gains in Water Available For Use / Savings in Demand under the selected programme (Ml/d) input as +ve 2048-49: 0.0027979; Gains in Water Available For Use / Savings in Demand under the selected programme (Ml/d) input as +ve 2049-50: 0.0029322
51cP | Mains Replacement (MRMax).AWSNHA | Mains Replacement (MRMax).AWSNHA | Mains replacement (not trunk mains) | Distribution Options | N | Preferred | AWSNHA | Ml/d | 2 | Gains in Water Available For Use / Savings in Demand under the selected programme (Ml/d) input as +ve 2019-20: 0; Gains in Water Available For Use / Savings in Demand under the selected programme (Ml/d) input as +ve 2020-21: 0; Gains in Water Available For Use / Savings in Demand under the selected programme (Ml/d) input as +ve 2021-22: 0; Gains in Water Available For Use / Savings in Demand under the selected programme (Ml/d) input as +ve 2022-23: 0; Gains in Water Available For Use / Savings in Demand under the selected programme (Ml/d) input as +ve 2023-24: 0; Gains in Water Available For Use / Savings in Demand under the selected programme (Ml/d) input as +ve 2024-25: 0; Gains in Water Available For Use / Savings in Demand under the selected programme (Ml/d) input as +ve 2025-26: 0; Gains in Water Available For Use / Savings in Demand under the selected programme (Ml/d) input as +ve 2026-27: 0; Gains in Water Available For Use / Savings in Demand under the selected programme (Ml/d) input as +ve 2027-28: 0; Gains in Water Available For Use / Savings in Demand under the selected programme (Ml/d) input as +ve 2028-29: 0; Gains in Water Available For Use / Savings in Demand under the selected programme (Ml/d) input as +ve 2029-30: 0; Gains in Water Available For Use / Savings in Demand under the selected programme (Ml/d) input as +ve 2030-31: 0; Gains in Water Available For Use / Savings in Demand under the selected programme (Ml/d) input as +ve 2031-32: 0; Gains in Water Available For Use / Savings in Demand under the selected programme (Ml/d) input as +ve 2032-33: 0; Gains in Water Available For Use / Savings in Demand under the selected programme (Ml/d) input as +ve 2033-34: 0; Gains in Water Available For Use / Savings in Demand under the selected programme (Ml/d) input as +ve 2034-35: 0; Gains in Water Available For Use / Savings in Demand under the selected programme (Ml/d) input as +ve 2035-36: 0; Gains in Water Available For Use / Savings in Demand under the selected programme (Ml/d) input as +ve 2036-37: 0; Gains in Water Available For Use / Savings in Demand under the selected programme (Ml/d) input as +ve 2037-38: 0; Gains in Water Available For Use / Savings in Demand under the selected programme (Ml/d) input as +ve 2038-39: 0; Gains in Water Available For Use / Savings in Demand under the selected programme (Ml/d) input as +ve 2039-40: 0; Gains in Water Available For Use / Savings in Demand under the selected programme (Ml/d) input as +ve 2040-41: 0; Gains in Water Available For Use / Savings in Demand under the selected programme (Ml/d) input as +ve 2041-42: 0; Gains in Water Available For Use / Savings in Demand under the selected programme (Ml/d) input as +ve 2042-43: 0; Gains in Water Available For Use / Savings in Demand under the selected programme (Ml/d) input as +ve 2043-44: 0; Gains in Water Available For Use / Savings in Demand under the selected programme (Ml/d) input as +ve 2044-45: 0; Gains in Water Available For Use / Savings in Demand under the selected programme (Ml/d) input as +ve 2045-46: 0; Gains in Water Available For Use / Savings in Demand under the selected programme (Ml/d) input as +ve 2046-47: 0; Gains in Water Available For Use / Savings in Demand under the selected programme (Ml/d) input as +ve 2047-48: 0; Gains in Water Available For Use / Savings in Demand under the selected programme (Ml/d) input as +ve 2048-49: 0.0029842; Gains in Water Available For Use / Savings in Demand under the selected programme (Ml/d) input as +ve 2049-50: 0.0029842
51dF | NHH. NHH PL repairs.AWSNHA | NHH. NHH PL repairs.AWSNHA | Non-household water audit | Customer Options | N | Least Cost | AWSNHA | Ml/d | 2 | Gains in Water Available For Use / Savings in Demand under the selected programme (Ml/d) input as +ve 2019-20: 0; Gains in Water Available For Use / Savings in Demand under the selected programme (Ml/d) input as +ve 2020-21: 0; Gains in Water Available For Use / Savings in Demand under the selected programme (Ml/d) input as +ve 2021-22: 0; Gains in Water Available For Use / Savings in Demand under the selected programme (Ml/d) input as +ve 2022-23: 0; Gains in Water Available For Use / Savings in Demand under the selected programme (Ml/d) input as +ve 2023-24: 0; Gains in Water Available For Use / Savings in Demand under the selected programme (Ml/d) input as +ve 2024-25: 0; Gains in Water Available For Use / Savings in Demand under the selected programme (Ml/d) input as +ve 2025-26: 0.00010269; Gains in Water Available For Use / Savings in Demand under the selected programme (Ml/d) input as +ve 2026-27: 0.00028025; Gains in Water Available For Use / Savings in Demand under the selected programme (Ml/d) input as +ve 2027-28: 0.00050849; Gains in Water Available For Use / Savings in Demand under the selected programme (Ml/d) input as +ve 2028-29: 0.0041643; Gains in Water Available For Use / Savings in Demand under the selected programme (Ml/d) input as +ve 2029-30: 0.0077115; Gains in Water Available For Use / Savings in Demand under the selected programme (Ml/d) input as +ve 2030-31: 0.011275; Gains in Water Available For Use / Savings in Demand under the selected programme (Ml/d) input as +ve 2031-32: 0.014852; Gains in Water Available For Use / Savings in Demand under the selected programme (Ml/d) input as +ve 2032-33: 0.018442; Gains in Water Available For Use / Savings in Demand under the selected programme (Ml/d) input as +ve 2033-34: 0.022042; Gains in Water Available For Use / Savings in Demand under the selected programme (Ml/d) input as +ve 2034-35: 0.025637; Gains in Water Available For Use / Savings in Demand under the selected programme (Ml/d) input as +ve 2035-36: 0.029229; Gains in Water Available For Use / Savings in Demand under the selected programme (Ml/d) input as +ve 2036-37: 0.032819; Gains in Water Available For Use / Savings in Demand under the selected programme (Ml/d) input as +ve 2037-38: 0.036408; Gains in Water Available For Use / Savings in Demand under the selected programme (Ml/d) input as +ve 2038-39: 0.039997; Gains in Water Available For Use / Savings in Demand under the selected programme (Ml/d) input as +ve 2039-40: 0.043587; Gains in Water Available For Use / Savings in Demand under the selected programme (Ml/d) input as +ve 2040-41: 0.047178; Gains in Water Available For Use / Savings in Demand under the selected programme (Ml/d) input as +ve 2041-42: 0.050772; Gains in Water Available For Use / Savings in Demand under the selected programme (Ml/d) input as +ve 2042-43: 0.05437; Gains in Water Available For Use / Savings in Demand under the selected programme (Ml/d) input as +ve 2043-44: 0.057974; Gains in Water Available For Use / Savings in Demand under the selected programme (Ml/d) input as +ve 2044-45: 0.061583; Gains in Water Available For Use / Savings in Demand under the selected programme (Ml/d) input as +ve 2045-46: 0.065199; Gains in Water Available For Use / Savings in Demand under the selected programme (Ml/d) input as +ve 2046-47: 0.068823; Gains in Water Available For Use / Savings in Demand under the selected programme (Ml/d) input as +ve 2047-48: 0.072456; Gains in Water Available For Use / Savings in Demand under the selected programme (Ml/d) input as +ve 2048-49: 0.076099; Gains in Water Available For Use / Savings in Demand under the selected programme (Ml/d) input as +ve 2049-50: 0.079751
51dF | NHH. NHH PL repairs.AWSNHA | NHH. NHH PL repairs.AWSNHA | Non-household water audit | Customer Options | N | Ofwat Core | AWSNHA | Ml/d | 2 | Gains in Water Available For Use / Savings in Demand under the selected programme (Ml/d) input as +ve 2019-20: 0; Gains in Water Available For Use / Savings in Demand under the selected programme (Ml/d) input as +ve 2020-21: 0; Gains in Water Available For Use / Savings in Demand under the selected programme (Ml/d) input as +ve 2021-22: 0; Gains in Water Available For Use / Savings in Demand under the selected programme (Ml/d) input as +ve 2022-23: 0; Gains in Water Available For Use / Savings in Demand under the selected programme (Ml/d) input as +ve 2023-24: 0; Gains in Water Available For Use / Savings in Demand under the selected programme (Ml/d) input as +ve 2024-25: 0; Gains in Water Available For Use / Savings in Demand under the selected programme (Ml/d) input as +ve 2025-26: 0.00010269; Gains in Water Available For Use / Savings in Demand under the selected programme (Ml/d) input as +ve 2026-27: 0.00028025; Gains in Water Available For Use / Savings in Demand under the selected programme (Ml/d) input as +ve 2027-28: 0.00050849; Gains in Water Available For Use / Savings in Demand under the selected programme (Ml/d) input as +ve 2028-29: 0.0041643; Gains in Water Available For Use / Savings in Demand under the selected programme (Ml/d) input as +ve 2029-30: 0.0077115; Gains in Water Available For Use / Savings in Demand under the selected programme (Ml/d) input as +ve 2030-31: 0.011275; Gains in Water Available For Use / Savings in Demand under the selected programme (Ml/d) input as +ve 2031-32: 0.014852; Gains in Water Available For Use / Savings in Demand under the selected programme (Ml/d) input as +ve 2032-33: 0.018442; Gains in Water Available For Use / Savings in Demand under the selected programme (Ml/d) input as +ve 2033-34: 0.022042; Gains in Water Available For Use / Savings in Demand under the selected programme (Ml/d) input as +ve 2034-35: 0.025637; Gains in Water Available For Use / Savings in Demand under the selected programme (Ml/d) input as +ve 2035-36: 0.029229; Gains in Water Available For Use / Savings in Demand under the selected programme (Ml/d) input as +ve 2036-37: 0.032819; Gains in Water Available For Use / Savings in Demand under the selected programme (Ml/d) input as +ve 2037-38: 0.036408; Gains in Water Available For Use / Savings in Demand under the selected programme (Ml/d) input as +ve 2038-39: 0.039997; Gains in Water Available For Use / Savings in Demand under the selected programme (Ml/d) input as +ve 2039-40: 0.043587; Gains in Water Available For Use / Savings in Demand under the selected programme (Ml/d) input as +ve 2040-41: 0.047178; Gains in Water Available For Use / Savings in Demand under the selected programme (Ml/d) input as +ve 2041-42: 0.050772; Gains in Water Available For Use / Savings in Demand under the selected programme (Ml/d) input as +ve 2042-43: 0.05437; Gains in Water Available For Use / Savings in Demand under the selected programme (Ml/d) input as +ve 2043-44: 0.057974; Gains in Water Available For Use / Savings in Demand under the selected programme (Ml/d) input as +ve 2044-45: 0.061583; Gains in Water Available For Use / Savings in Demand under the selected programme (Ml/d) input as +ve 2045-46: 0.065199; Gains in Water Available For Use / Savings in Demand under the selected programme (Ml/d) input as +ve 2046-47: 0.068823; Gains in Water Available For Use / Savings in Demand under the selected programme (Ml/d) input as +ve 2047-48: 0.072456; Gains in Water Available For Use / Savings in Demand under the selected programme (Ml/d) input as +ve 2048-49: 0.076099; Gains in Water Available For Use / Savings in Demand under the selected programme (Ml/d) input as +ve 2049-50: 0.079751
51dP | NHH. NHH PL repairs.AWSNHA | NHH. NHH PL repairs.AWSNHA | Non-household water audit | Customer Options | N | Preferred | AWSNHA | Ml/d | 2 | Gains in Water Available For Use / Savings in Demand under the selected programme (Ml/d) input as +ve 2019-20: 0; Gains in Water Available For Use / Savings in Demand under the selected programme (Ml/d) input as +ve 2020-21: 0; Gains in Water Available For Use / Savings in Demand under the selected programme (Ml/d) input as +ve 2021-22: 0; Gains in Water Available For Use / Savings in Demand under the selected programme (Ml/d) input as +ve 2022-23: 0; Gains in Water Available For Use / Savings in Demand under the selected programme (Ml/d) input as +ve 2023-24: 0; Gains in Water Available For Use / Savings in Demand under the selected programme (Ml/d) input as +ve 2024-25: 0; Gains in Water Available For Use / Savings in Demand under the selected programme (Ml/d) input as +ve 2025-26: 0.00010269; Gains in Water Available For Use / Savings in Demand under the selected programme (Ml/d) input as +ve 2026-27: 0.00028025; Gains in Water Available For Use / Savings in Demand under the selected programme (Ml/d) input as +ve 2027-28: 0.00050849; Gains in Water Available For Use / Savings in Demand under the selected programme (Ml/d) input as +ve 2028-29: 0.0041643; Gains in Water Available For Use / Savings in Demand under the selected programme (Ml/d) input as +ve 2029-30: 0.0077115; Gains in Water Available For Use / Savings in Demand under the selected programme (Ml/d) input as +ve 2030-31: 0.011275; Gains in Water Available For Use / Savings in Demand under the selected programme (Ml/d) input as +ve 2031-32: 0.014852; Gains in Water Available For Use / Savings in Demand under the selected programme (Ml/d) input as +ve 2032-33: 0.018442; Gains in Water Available For Use / Savings in Demand under the selected programme (Ml/d) input as +ve 2033-34: 0.022042; Gains in Water Available For Use / Savings in Demand under the selected programme (Ml/d) input as +ve 2034-35: 0.025637; Gains in Water Available For Use / Savings in Demand under the selected programme (Ml/d) input as +ve 2035-36: 0.029229; Gains in Water Available For Use / Savings in Demand under the selected programme (Ml/d) input as +ve 2036-37: 0.032819; Gains in Water Available For Use / Savings in Demand under the selected programme (Ml/d) input as +ve 2037-38: 0.036408; Gains in Water Available For Use / Savings in Demand under the selected programme (Ml/d) input as +ve 2038-39: 0.039997; Gains in Water Available For Use / Savings in Demand under the selected programme (Ml/d) input as +ve 2039-40: 0.043587; Gains in Water Available For Use / Savings in Demand under the selected programme (Ml/d) input as +ve 2040-41: 0.047178; Gains in Water Available For Use / Savings in Demand under the selected programme (Ml/d) input as +ve 2041-42: 0.050772; Gains in Water Available For Use / Savings in Demand under the selected programme (Ml/d) input as +ve 2042-43: 0.05437; Gains in Water Available For Use / Savings in Demand under the selected programme (Ml/d) input as +ve 2043-44: 0.057974; Gains in Water Available For Use / Savings in Demand under the selected programme (Ml/d) input as +ve 2044-45: 0.061583; Gains in Water Available For Use / Savings in Demand under the selected programme (Ml/d) input as +ve 2045-46: 0.065199; Gains in Water Available For Use / Savings in Demand under the selected programme (Ml/d) input as +ve 2046-47: 0.068823; Gains in Water Available For Use / Savings in Demand under the selected programme (Ml/d) input as +ve 2047-48: 0.072456; Gains in Water Available For Use / Savings in Demand under the selected programme (Ml/d) input as +ve 2048-49: 0.076099; Gains in Water Available For Use / Savings in Demand under the selected programme (Ml/d) input as +ve 2049-50: 0.079751
51dF | NHH. NHH PL100 repairs.AWSNHA | NHH. NHH PL100 repairs.AWSNHA | Non-household water audit | Customer Options | N | Least Cost | AWSNHA | Ml/d | 2 | Gains in Water Available For Use / Savings in Demand under the selected programme (Ml/d) input as +ve 2019-20: 0; Gains in Water Available For Use / Savings in Demand under the selected programme (Ml/d) input as +ve 2020-21: 0; Gains in Water Available For Use / Savings in Demand under the selected programme (Ml/d) input as +ve 2021-22: 0; Gains in Water Available For Use / Savings in Demand under the selected programme (Ml/d) input as +ve 2022-23: 0; Gains in Water Available For Use / Savings in Demand under the selected programme (Ml/d) input as +ve 2023-24: 0; Gains in Water Available For Use / Savings in Demand under the selected programme (Ml/d) input as +ve 2024-25: 0; Gains in Water Available For Use / Savings in Demand under the selected programme (Ml/d) input as +ve 2025-26: 2.5245e-05; Gains in Water Available For Use / Savings in Demand under the selected programme (Ml/d) input as +ve 2026-27: 6.8894e-05; Gains in Water Available For Use / Savings in Demand under the selected programme (Ml/d) input as +ve 2027-28: 0.000125; Gains in Water Available For Use / Savings in Demand under the selected programme (Ml/d) input as +ve 2028-29: 0.0010237; Gains in Water Available For Use / Savings in Demand under the selected programme (Ml/d) input as +ve 2029-30: 0.0018957; Gains in Water Available For Use / Savings in Demand under the selected programme (Ml/d) input as +ve 2030-31: 0.0027718; Gains in Water Available For Use / Savings in Demand under the selected programme (Ml/d) input as +ve 2031-32: 0.0036511; Gains in Water Available For Use / Savings in Demand under the selected programme (Ml/d) input as +ve 2032-33: 0.0045336; Gains in Water Available For Use / Savings in Demand under the selected programme (Ml/d) input as +ve 2033-34: 0.0054186; Gains in Water Available For Use / Savings in Demand under the selected programme (Ml/d) input as +ve 2034-35: 0.0063024; Gains in Water Available For Use / Savings in Demand under the selected programme (Ml/d) input as +ve 2035-36: 0.0071854; Gains in Water Available For Use / Savings in Demand under the selected programme (Ml/d) input as +ve 2036-37: 0.0080679; Gains in Water Available For Use / Savings in Demand under the selected programme (Ml/d) input as +ve 2037-38: 0.0089502; Gains in Water Available For Use / Savings in Demand under the selected programme (Ml/d) input as +ve 2038-39: 0.0098326; Gains in Water Available For Use / Savings in Demand under the selected programme (Ml/d) input as +ve 2039-40: 0.010715; Gains in Water Available For Use / Savings in Demand under the selected programme (Ml/d) input as +ve 2040-41: 0.011598; Gains in Water Available For Use / Savings in Demand under the selected programme (Ml/d) input as +ve 2041-42: 0.012482; Gains in Water Available For Use / Savings in Demand under the selected programme (Ml/d) input as +ve 2042-43: 0.013366; Gains in Water Available For Use / Savings in Demand under the selected programme (Ml/d) input as +ve 2043-44: 0.014252; Gains in Water Available For Use / Savings in Demand under the selected programme (Ml/d) input as +ve 2044-45: 0.015139; Gains in Water Available For Use / Savings in Demand under the selected programme (Ml/d) input as +ve 2045-46: 0.016028; Gains in Water Available For Use / Savings in Demand under the selected programme (Ml/d) input as +ve 2046-47: 0.016919; Gains in Water Available For Use / Savings in Demand under the selected programme (Ml/d) input as +ve 2047-48: 0.017812; Gains in Water Available For Use / Savings in Demand under the selected programme (Ml/d) input as +ve 2048-49: 0.018708; Gains in Water Available For Use / Savings in Demand under the selected programme (Ml/d) input as +ve 2049-50: 0.019605
51dF | NHH. NHH PL100 repairs.AWSNHA | NHH. NHH PL100 repairs.AWSNHA | Non-household water audit | Customer Options | N | Ofwat Core | AWSNHA | Ml/d | 2 | Gains in Water Available For Use / Savings in Demand under the selected programme (Ml/d) input as +ve 2019-20: 0; Gains in Water Available For Use / Savings in Demand under the selected programme (Ml/d) input as +ve 2020-21: 0; Gains in Water Available For Use / Savings in Demand under the selected programme (Ml/d) input as +ve 2021-22: 0; Gains in Water Available For Use / Savings in Demand under the selected programme (Ml/d) input as +ve 2022-23: 0; Gains in Water Available For Use / Savings in Demand under the selected programme (Ml/d) input as +ve 2023-24: 0; Gains in Water Available For Use / Savings in Demand under the selected programme (Ml/d) input as +ve 2024-25: 0; Gains in Water Available For Use / Savings in Demand under the selected programme (Ml/d) input as +ve 2025-26: 2.5245e-05; Gains in Water Available For Use / Savings in Demand under the selected programme (Ml/d) input as +ve 2026-27: 6.8894e-05; Gains in Water Available For Use / Savings in Demand under the selected programme (Ml/d) input as +ve 2027-28: 0.000125; Gains in Water Available For Use / Savings in Demand under the selected programme (Ml/d) input as +ve 2028-29: 0.0010237; Gains in Water Available For Use / Savings in Demand under the selected programme (Ml/d) input as +ve 2029-30: 0.0018957; Gains in Water Available For Use / Savings in Demand under the selected programme (Ml/d) input as +ve 2030-31: 0.0027718; Gains in Water Available For Use / Savings in Demand under the selected programme (Ml/d) input as +ve 2031-32: 0.0036511; Gains in Water Available For Use / Savings in Demand under the selected programme (Ml/d) input as +ve 2032-33: 0.0045336; Gains in Water Available For Use / Savings in Demand under the selected programme (Ml/d) input as +ve 2033-34: 0.0054186; Gains in Water Available For Use / Savings in Demand under the selected programme (Ml/d) input as +ve 2034-35: 0.0063024; Gains in Water Available For Use / Savings in Demand under the selected programme (Ml/d) input as +ve 2035-36: 0.0071854; Gains in Water Available For Use / Savings in Demand under the selected programme (Ml/d) input as +ve 2036-37: 0.0080679; Gains in Water Available For Use / Savings in Demand under the selected programme (Ml/d) input as +ve 2037-38: 0.0089502; Gains in Water Available For Use / Savings in Demand under the selected programme (Ml/d) input as +ve 2038-39: 0.0098326; Gains in Water Available For Use / Savings in Demand under the selected programme (Ml/d) input as +ve 2039-40: 0.010715; Gains in Water Available For Use / Savings in Demand under the selected programme (Ml/d) input as +ve 2040-41: 0.011598; Gains in Water Available For Use / Savings in Demand under the selected programme (Ml/d) input as +ve 2041-42: 0.012482; Gains in Water Available For Use / Savings in Demand under the selected programme (Ml/d) input as +ve 2042-43: 0.013366; Gains in Water Available For Use / Savings in Demand under the selected programme (Ml/d) input as +ve 2043-44: 0.014252; Gains in Water Available For Use / Savings in Demand under the selected programme (Ml/d) input as +ve 2044-45: 0.015139; Gains in Water Available For Use / Savings in Demand under the selected programme (Ml/d) input as +ve 2045-46: 0.016028; Gains in Water Available For Use / Savings in Demand under the selected programme (Ml/d) input as +ve 2046-47: 0.016919; Gains in Water Available For Use / Savings in Demand under the selected programme (Ml/d) input as +ve 2047-48: 0.017812; Gains in Water Available For Use / Savings in Demand under the selected programme (Ml/d) input as +ve 2048-49: 0.018708; Gains in Water Available For Use / Savings in Demand under the selected programme (Ml/d) input as +ve 2049-50: 0.019605
51dP | NHH. NHH PL100 repairs.AWSNHA | NHH. NHH PL100 repairs.AWSNHA | Non-household water audit | Customer Options | N | Preferred | AWSNHA | Ml/d | 2 | Gains in Water Available For Use / Savings in Demand under the selected programme (Ml/d) input as +ve 2019-20: 0; Gains in Water Available For Use / Savings in Demand under the selected programme (Ml/d) input as +ve 2020-21: 0; Gains in Water Available For Use / Savings in Demand under the selected programme (Ml/d) input as +ve 2021-22: 0; Gains in Water Available For Use / Savings in Demand under the selected programme (Ml/d) input as +ve 2022-23: 0; Gains in Water Available For Use / Savings in Demand under the selected programme (Ml/d) input as +ve 2023-24: 0; Gains in Water Available For Use / Savings in Demand under the selected programme (Ml/d) input as +ve 2024-25: 0; Gains in Water Available For Use / Savings in Demand under the selected programme (Ml/d) input as +ve 2025-26: 2.5245e-05; Gains in Water Available For Use / Savings in Demand under the selected programme (Ml/d) input as +ve 2026-27: 6.8894e-05; Gains in Water Available For Use / Savings in Demand under the selected programme (Ml/d) input as +ve 2027-28: 0.000125; Gains in Water Available For Use / Savings in Demand under the selected programme (Ml/d) input as +ve 2028-29: 0.0010237; Gains in Water Available For Use / Savings in Demand under the selected programme (Ml/d) input as +ve 2029-30: 0.0018957; Gains in Water Available For Use / Savings in Demand under the selected programme (Ml/d) input as +ve 2030-31: 0.0027718; Gains in Water Available For Use / Savings in Demand under the selected programme (Ml/d) input as +ve 2031-32: 0.0036511; Gains in Water Available For Use / Savings in Demand under the selected programme (Ml/d) input as +ve 2032-33: 0.0045336; Gains in Water Available For Use / Savings in Demand under the selected programme (Ml/d) input as +ve 2033-34: 0.0054186; Gains in Water Available For Use / Savings in Demand under the selected programme (Ml/d) input as +ve 2034-35: 0.0063024; Gains in Water Available For Use / Savings in Demand under the selected programme (Ml/d) input as +ve 2035-36: 0.0071854; Gains in Water Available For Use / Savings in Demand under the selected programme (Ml/d) input as +ve 2036-37: 0.0080679; Gains in Water Available For Use / Savings in Demand under the selected programme (Ml/d) input as +ve 2037-38: 0.0089502; Gains in Water Available For Use / Savings in Demand under the selected programme (Ml/d) input as +ve 2038-39: 0.0098326; Gains in Water Available For Use / Savings in Demand under the selected programme (Ml/d) input as +ve 2039-40: 0.010715; Gains in Water Available For Use / Savings in Demand under the selected programme (Ml/d) input as +ve 2040-41: 0.011598; Gains in Water Available For Use / Savings in Demand under the selected programme (Ml/d) input as +ve 2041-42: 0.012482; Gains in Water Available For Use / Savings in Demand under the selected programme (Ml/d) input as +ve 2042-43: 0.013366; Gains in Water Available For Use / Savings in Demand under the selected programme (Ml/d) input as +ve 2043-44: 0.014252; Gains in Water Available For Use / Savings in Demand under the selected programme (Ml/d) input as +ve 2044-45: 0.015139; Gains in Water Available For Use / Savings in Demand under the selected programme (Ml/d) input as +ve 2045-46: 0.016028; Gains in Water Available For Use / Savings in Demand under the selected programme (Ml/d) input as +ve 2046-47: 0.016919; Gains in Water Available For Use / Savings in Demand under the selected programme (Ml/d) input as +ve 2047-48: 0.017812; Gains in Water Available For Use / Savings in Demand under the selected programme (Ml/d) input as +ve 2048-49: 0.018708; Gains in Water Available For Use / Savings in Demand under the selected programme (Ml/d) input as +ve 2049-50: 0.019605
51dF | NHH. WEF Visit Lower.AWSNHA | NHH. WEF Visit Lower.AWSNHA | Non-household water audit | Customer Options | N | Least Cost | AWSNHA | Ml/d | 2 | Gains in Water Available For Use / Savings in Demand under the selected programme (Ml/d) input as +ve 2019-20: 0; Gains in Water Available For Use / Savings in Demand under the selected programme (Ml/d) input as +ve 2020-21: 0; Gains in Water Available For Use / Savings in Demand under the selected programme (Ml/d) input as +ve 2021-22: 0; Gains in Water Available For Use / Savings in Demand under the selected programme (Ml/d) input as +ve 2022-23: 0; Gains in Water Available For Use / Savings in Demand under the selected programme (Ml/d) input as +ve 2023-24: 0; Gains in Water Available For Use / Savings in Demand under the selected programme (Ml/d) input as +ve 2024-25: 0; Gains in Water Available For Use / Savings in Demand under the selected programme (Ml/d) input as +ve 2025-26: 6.0655e-05; Gains in Water Available For Use / Savings in Demand under the selected programme (Ml/d) input as +ve 2026-27: 0.00016553; Gains in Water Available For Use / Savings in Demand under the selected programme (Ml/d) input as +ve 2027-28: 0.00030033; Gains in Water Available For Use / Savings in Demand under the selected programme (Ml/d) input as +ve 2028-29: 0.0024596; Gains in Water Available For Use / Savings in Demand under the selected programme (Ml/d) input as +ve 2029-30: 0.0045547; Gains in Water Available For Use / Savings in Demand under the selected programme (Ml/d) input as +ve 2030-31: 0.0066595; Gains in Water Available For Use / Savings in Demand under the selected programme (Ml/d) input as +ve 2031-32: 0.0087722; Gains in Water Available For Use / Savings in Demand under the selected programme (Ml/d) input as +ve 2032-33: 0.010893; Gains in Water Available For Use / Savings in Demand under the selected programme (Ml/d) input as +ve 2033-34: 0.013019; Gains in Water Available For Use / Savings in Demand under the selected programme (Ml/d) input as +ve 2034-35: 0.015142; Gains in Water Available For Use / Savings in Demand under the selected programme (Ml/d) input as +ve 2035-36: 0.017264; Gains in Water Available For Use / Savings in Demand under the selected programme (Ml/d) input as +ve 2036-37: 0.019384; Gains in Water Available For Use / Savings in Demand under the selected programme (Ml/d) input as +ve 2037-38: 0.021504; Gains in Water Available For Use / Savings in Demand under the selected programme (Ml/d) input as +ve 2038-39: 0.023624; Gains in Water Available For Use / Savings in Demand under the selected programme (Ml/d) input as +ve 2039-40: 0.025744; Gains in Water Available For Use / Savings in Demand under the selected programme (Ml/d) input as +ve 2040-41: 0.027865; Gains in Water Available For Use / Savings in Demand under the selected programme (Ml/d) input as +ve 2041-42: 0.029988; Gains in Water Available For Use / Savings in Demand under the selected programme (Ml/d) input as +ve 2042-43: 0.032113; Gains in Water Available For Use / Savings in Demand under the selected programme (Ml/d) input as +ve 2043-44: 0.034242; Gains in Water Available For Use / Savings in Demand under the selected programme (Ml/d) input as +ve 2044-45: 0.036373; Gains in Water Available For Use / Savings in Demand under the selected programme (Ml/d) input as +ve 2045-46: 0.038509; Gains in Water Available For Use / Savings in Demand under the selected programme (Ml/d) input as +ve 2046-47: 0.04065; Gains in Water Available For Use / Savings in Demand under the selected programme (Ml/d) input as +ve 2047-48: 0.042796; Gains in Water Available For Use / Savings in Demand under the selected programme (Ml/d) input as +ve 2048-49: 0.044947; Gains in Water Available For Use / Savings in Demand under the selected programme (Ml/d) input as +ve 2049-50: 0.047104
51dF | NHH. WEF Visit Lower.AWSNHA | NHH. WEF Visit Lower.AWSNHA | Non-household water audit | Customer Options | N | Ofwat Core | AWSNHA | Ml/d | 2 | Gains in Water Available For Use / Savings in Demand under the selected programme (Ml/d) input as +ve 2019-20: 0; Gains in Water Available For Use / Savings in Demand under the selected programme (Ml/d) input as +ve 2020-21: 0; Gains in Water Available For Use / Savings in Demand under the selected programme (Ml/d) input as +ve 2021-22: 0; Gains in Water Available For Use / Savings in Demand under the selected programme (Ml/d) input as +ve 2022-23: 0; Gains in Water Available For Use / Savings in Demand under the selected programme (Ml/d) input as +ve 2023-24: 0; Gains in Water Available For Use / Savings in Demand under the selected programme (Ml/d) input as +ve 2024-25: 0; Gains in Water Available For Use / Savings in Demand under the selected programme (Ml/d) input as +ve 2025-26: 6.0655e-05; Gains in Water Available For Use / Savings in Demand under the selected programme (Ml/d) input as +ve 2026-27: 0.00016553; Gains in Water Available For Use / Savings in Demand under the selected programme (Ml/d) input as +ve 2027-28: 0.00030033; Gains in Water Available For Use / Savings in Demand under the selected programme (Ml/d) input as +ve 2028-29: 0.0024596; Gains in Water Available For Use / Savings in Demand under the selected programme (Ml/d) input as +ve 2029-30: 0.0045547; Gains in Water Available For Use / Savings in Demand under the selected programme (Ml/d) input as +ve 2030-31: 0.0066595; Gains in Water Available For Use / Savings in Demand under the selected programme (Ml/d) input as +ve 2031-32: 0.0087722; Gains in Water Available For Use / Savings in Demand under the selected programme (Ml/d) input as +ve 2032-33: 0.010893; Gains in Water Available For Use / Savings in Demand under the selected programme (Ml/d) input as +ve 2033-34: 0.013019; Gains in Water Available For Use / Savings in Demand under the selected programme (Ml/d) input as +ve 2034-35: 0.015142; Gains in Water Available For Use / Savings in Demand under the selected programme (Ml/d) input as +ve 2035-36: 0.017264; Gains in Water Available For Use / Savings in Demand under the selected programme (Ml/d) input as +ve 2036-37: 0.019384; Gains in Water Available For Use / Savings in Demand under the selected programme (Ml/d) input as +ve 2037-38: 0.021504; Gains in Water Available For Use / Savings in Demand under the selected programme (Ml/d) input as +ve 2038-39: 0.023624; Gains in Water Available For Use / Savings in Demand under the selected programme (Ml/d) input as +ve 2039-40: 0.025744; Gains in Water Available For Use / Savings in Demand under the selected programme (Ml/d) input as +ve 2040-41: 0.027865; Gains in Water Available For Use / Savings in Demand under the selected programme (Ml/d) input as +ve 2041-42: 0.029988; Gains in Water Available For Use / Savings in Demand under the selected programme (Ml/d) input as +ve 2042-43: 0.032113; Gains in Water Available For Use / Savings in Demand under the selected programme (Ml/d) input as +ve 2043-44: 0.034242; Gains in Water Available For Use / Savings in Demand under the selected programme (Ml/d) input as +ve 2044-45: 0.036373; Gains in Water Available For Use / Savings in Demand under the selected programme (Ml/d) input as +ve 2045-46: 0.038509; Gains in Water Available For Use / Savings in Demand under the selected programme (Ml/d) input as +ve 2046-47: 0.04065; Gains in Water Available For Use / Savings in Demand under the selected programme (Ml/d) input as +ve 2047-48: 0.042796; Gains in Water Available For Use / Savings in Demand under the selected programme (Ml/d) input as +ve 2048-49: 0.044947; Gains in Water Available For Use / Savings in Demand under the selected programme (Ml/d) input as +ve 2049-50: 0.047104
51dP | NHH. WEF Visit Lower.AWSNHA | NHH. WEF Visit Lower.AWSNHA | Non-household water audit | Customer Options | N | Preferred | AWSNHA | Ml/d | 2 | Gains in Water Available For Use / Savings in Demand under the selected programme (Ml/d) input as +ve 2019-20: 0; Gains in Water Available For Use / Savings in Demand under the selected programme (Ml/d) input as +ve 2020-21: 0; Gains in Water Available For Use / Savings in Demand under the selected programme (Ml/d) input as +ve 2021-22: 0; Gains in Water Available For Use / Savings in Demand under the selected programme (Ml/d) input as +ve 2022-23: 0; Gains in Water Available For Use / Savings in Demand under the selected programme (Ml/d) input as +ve 2023-24: 0; Gains in Water Available For Use / Savings in Demand under the selected programme (Ml/d) input as +ve 2024-25: 0; Gains in Water Available For Use / Savings in Demand under the selected programme (Ml/d) input as +ve 2025-26: 6.0655e-05; Gains in Water Available For Use / Savings in Demand under the selected programme (Ml/d) input as +ve 2026-27: 0.00016553; Gains in Water Available For Use / Savings in Demand under the selected programme (Ml/d) input as +ve 2027-28: 0.00030033; Gains in Water Available For Use / Savings in Demand under the selected programme (Ml/d) input as +ve 2028-29: 0.0024596; Gains in Water Available For Use / Savings in Demand under the selected programme (Ml/d) input as +ve 2029-30: 0.0045547; Gains in Water Available For Use / Savings in Demand under the selected programme (Ml/d) input as +ve 2030-31: 0.0066595; Gains in Water Available For Use / Savings in Demand under the selected programme (Ml/d) input as +ve 2031-32: 0.0087722; Gains in Water Available For Use / Savings in Demand under the selected programme (Ml/d) input as +ve 2032-33: 0.010893; Gains in Water Available For Use / Savings in Demand under the selected programme (Ml/d) input as +ve 2033-34: 0.013019; Gains in Water Available For Use / Savings in Demand under the selected programme (Ml/d) input as +ve 2034-35: 0.015142; Gains in Water Available For Use / Savings in Demand under the selected programme (Ml/d) input as +ve 2035-36: 0.017264; Gains in Water Available For Use / Savings in Demand under the selected programme (Ml/d) input as +ve 2036-37: 0.019384; Gains in Water Available For Use / Savings in Demand under the selected programme (Ml/d) input as +ve 2037-38: 0.021504; Gains in Water Available For Use / Savings in Demand under the selected programme (Ml/d) input as +ve 2038-39: 0.023624; Gains in Water Available For Use / Savings in Demand under the selected programme (Ml/d) input as +ve 2039-40: 0.025744; Gains in Water Available For Use / Savings in Demand under the selected programme (Ml/d) input as +ve 2040-41: 0.027865; Gains in Water Available For Use / Savings in Demand under the selected programme (Ml/d) input as +ve 2041-42: 0.029988; Gains in Water Available For Use / Savings in Demand under the selected programme (Ml/d) input as +ve 2042-43: 0.032113; Gains in Water Available For Use / Savings in Demand under the selected programme (Ml/d) input as +ve 2043-44: 0.034242; Gains in Water Available For Use / Savings in Demand under the selected programme (Ml/d) input as +ve 2044-45: 0.036373; Gains in Water Available For Use / Savings in Demand under the selected programme (Ml/d) input as +ve 2045-46: 0.038509; Gains in Water Available For Use / Savings in Demand under the selected programme (Ml/d) input as +ve 2046-47: 0.04065; Gains in Water Available For Use / Savings in Demand under the selected programme (Ml/d) input as +ve 2047-48: 0.042796; Gains in Water Available For Use / Savings in Demand under the selected programme (Ml/d) input as +ve 2048-49: 0.044947; Gains in Water Available For Use / Savings in Demand under the selected programme (Ml/d) input as +ve 2049-50: 0.047104
51dF | NHH. WEF Visit Super High.AWSNHA | NHH. WEF Visit Super High.AWSNHA | Non-household water audit | Customer Options | N | Least Cost | AWSNHA | Ml/d | 2 | Gains in Water Available For Use / Savings in Demand under the selected programme (Ml/d) input as +ve 2019-20: 0; Gains in Water Available For Use / Savings in Demand under the selected programme (Ml/d) input as +ve 2020-21: 0; Gains in Water Available For Use / Savings in Demand under the selected programme (Ml/d) input as +ve 2021-22: 0; Gains in Water Available For Use / Savings in Demand under the selected programme (Ml/d) input as +ve 2022-23: 0; Gains in Water Available For Use / Savings in Demand under the selected programme (Ml/d) input as +ve 2023-24: 0; Gains in Water Available For Use / Savings in Demand under the selected programme (Ml/d) input as +ve 2024-25: 0; Gains in Water Available For Use / Savings in Demand under the selected programme (Ml/d) input as +ve 2025-26: 6.2436e-05; Gains in Water Available For Use / Savings in Demand under the selected programme (Ml/d) input as +ve 2026-27: 0.00017039; Gains in Water Available For Use / Savings in Demand under the selected programme (Ml/d) input as +ve 2027-28: 0.00030915; Gains in Water Available For Use / Savings in Demand under the selected programme (Ml/d) input as +ve 2028-29: 0.0025318; Gains in Water Available For Use / Savings in Demand under the selected programme (Ml/d) input as +ve 2029-30: 0.0046885; Gains in Water Available For Use / Savings in Demand under the selected programme (Ml/d) input as +ve 2030-31: 0.0068551; Gains in Water Available For Use / Savings in Demand under the selected programme (Ml/d) input as +ve 2031-32: 0.0090298; Gains in Water Available For Use / Savings in Demand under the selected programme (Ml/d) input as +ve 2032-33: 0.011212; Gains in Water Available For Use / Savings in Demand under the selected programme (Ml/d) input as +ve 2033-34: 0.013401; Gains in Water Available For Use / Savings in Demand under the selected programme (Ml/d) input as +ve 2034-35: 0.015587; Gains in Water Available For Use / Savings in Demand under the selected programme (Ml/d) input as +ve 2035-36: 0.017771; Gains in Water Available For Use / Savings in Demand under the selected programme (Ml/d) input as +ve 2036-37: 0.019953; Gains in Water Available For Use / Savings in Demand under the selected programme (Ml/d) input as +ve 2037-38: 0.022135; Gains in Water Available For Use / Savings in Demand under the selected programme (Ml/d) input as +ve 2038-39: 0.024318; Gains in Water Available For Use / Savings in Demand under the selected programme (Ml/d) input as +ve 2039-40: 0.0265; Gains in Water Available For Use / Savings in Demand under the selected programme (Ml/d) input as +ve 2040-41: 0.028684; Gains in Water Available For Use / Savings in Demand under the selected programme (Ml/d) input as +ve 2041-42: 0.030869; Gains in Water Available For Use / Savings in Demand under the selected programme (Ml/d) input as +ve 2042-43: 0.033056; Gains in Water Available For Use / Savings in Demand under the selected programme (Ml/d) input as +ve 2043-44: 0.035247; Gains in Water Available For Use / Savings in Demand under the selected programme (Ml/d) input as +ve 2044-45: 0.037441; Gains in Water Available For Use / Savings in Demand under the selected programme (Ml/d) input as +ve 2045-46: 0.03964; Gains in Water Available For Use / Savings in Demand under the selected programme (Ml/d) input as +ve 2046-47: 0.041844; Gains in Water Available For Use / Savings in Demand under the selected programme (Ml/d) input as +ve 2047-48: 0.044052; Gains in Water Available For Use / Savings in Demand under the selected programme (Ml/d) input as +ve 2048-49: 0.046267; Gains in Water Available For Use / Savings in Demand under the selected programme (Ml/d) input as +ve 2049-50: 0.048487
51dF | NHH. WEF Visit Super High.AWSNHA | NHH. WEF Visit Super High.AWSNHA | Non-household water audit | Customer Options | N | Ofwat Core | AWSNHA | Ml/d | 2 | Gains in Water Available For Use / Savings in Demand under the selected programme (Ml/d) input as +ve 2019-20: 0; Gains in Water Available For Use / Savings in Demand under the selected programme (Ml/d) input as +ve 2020-21: 0; Gains in Water Available For Use / Savings in Demand under the selected programme (Ml/d) input as +ve 2021-22: 0; Gains in Water Available For Use / Savings in Demand under the selected programme (Ml/d) input as +ve 2022-23: 0; Gains in Water Available For Use / Savings in Demand under the selected programme (Ml/d) input as +ve 2023-24: 0; Gains in Water Available For Use / Savings in Demand under the selected programme (Ml/d) input as +ve 2024-25: 0; Gains in Water Available For Use / Savings in Demand under the selected programme (Ml/d) input as +ve 2025-26: 6.2436e-05; Gains in Water Available For Use / Savings in Demand under the selected programme (Ml/d) input as +ve 2026-27: 0.00017039; Gains in Water Available For Use / Savings in Demand under the selected programme (Ml/d) input as +ve 2027-28: 0.00030915; Gains in Water Available For Use / Savings in Demand under the selected programme (Ml/d) input as +ve 2028-29: 0.0025318; Gains in Water Available For Use / Savings in Demand under the selected programme (Ml/d) input as +ve 2029-30: 0.0046885; Gains in Water Available For Use / Savings in Demand under the selected programme (Ml/d) input as +ve 2030-31: 0.0068551; Gains in Water Available For Use / Savings in Demand under the selected programme (Ml/d) input as +ve 2031-32: 0.0090298; Gains in Water Available For Use / Savings in Demand under the selected programme (Ml/d) input as +ve 2032-33: 0.011212; Gains in Water Available For Use / Savings in Demand under the selected programme (Ml/d) input as +ve 2033-34: 0.013401; Gains in Water Available For Use / Savings in Demand under the selected programme (Ml/d) input as +ve 2034-35: 0.015587; Gains in Water Available For Use / Savings in Demand under the selected programme (Ml/d) input as +ve 2035-36: 0.017771; Gains in Water Available For Use / Savings in Demand under the selected programme (Ml/d) input as +ve 2036-37: 0.019953; Gains in Water Available For Use / Savings in Demand under the selected programme (Ml/d) input as +ve 2037-38: 0.022135; Gains in Water Available For Use / Savings in Demand under the selected programme (Ml/d) input as +ve 2038-39: 0.024318; Gains in Water Available For Use / Savings in Demand under the selected programme (Ml/d) input as +ve 2039-40: 0.0265; Gains in Water Available For Use / Savings in Demand under the selected programme (Ml/d) input as +ve 2040-41: 0.028684; Gains in Water Available For Use / Savings in Demand under the selected programme (Ml/d) input as +ve 2041-42: 0.030869; Gains in Water Available For Use / Savings in Demand under the selected programme (Ml/d) input as +ve 2042-43: 0.033056; Gains in Water Available For Use / Savings in Demand under the selected programme (Ml/d) input as +ve 2043-44: 0.035247; Gains in Water Available For Use / Savings in Demand under the selected programme (Ml/d) input as +ve 2044-45: 0.037441; Gains in Water Available For Use / Savings in Demand under the selected programme (Ml/d) input as +ve 2045-46: 0.03964; Gains in Water Available For Use / Savings in Demand under the selected programme (Ml/d) input as +ve 2046-47: 0.041844; Gains in Water Available For Use / Savings in Demand under the selected programme (Ml/d) input as +ve 2047-48: 0.044052; Gains in Water Available For Use / Savings in Demand under the selected programme (Ml/d) input as +ve 2048-49: 0.046267; Gains in Water Available For Use / Savings in Demand under the selected programme (Ml/d) input as +ve 2049-50: 0.048487
51dP | NHH. WEF Visit Super High.AWSNHA | NHH. WEF Visit Super High.AWSNHA | Non-household water audit | Customer Options | N | Preferred | AWSNHA | Ml/d | 2 | Gains in Water Available For Use / Savings in Demand under the selected programme (Ml/d) input as +ve 2019-20: 0; Gains in Water Available For Use / Savings in Demand under the selected programme (Ml/d) input as +ve 2020-21: 0; Gains in Water Available For Use / Savings in Demand under the selected programme (Ml/d) input as +ve 2021-22: 0; Gains in Water Available For Use / Savings in Demand under the selected programme (Ml/d) input as +ve 2022-23: 0; Gains in Water Available For Use / Savings in Demand under the selected programme (Ml/d) input as +ve 2023-24: 0; Gains in Water Available For Use / Savings in Demand under the selected programme (Ml/d) input as +ve 2024-25: 0; Gains in Water Available For Use / Savings in Demand under the selected programme (Ml/d) input as +ve 2025-26: 6.2436e-05; Gains in Water Available For Use / Savings in Demand under the selected programme (Ml/d) input as +ve 2026-27: 0.00017039; Gains in Water Available For Use / Savings in Demand under the selected programme (Ml/d) input as +ve 2027-28: 0.00030915; Gains in Water Available For Use / Savings in Demand under the selected programme (Ml/d) input as +ve 2028-29: 0.0025318; Gains in Water Available For Use / Savings in Demand under the selected programme (Ml/d) input as +ve 2029-30: 0.0046885; Gains in Water Available For Use / Savings in Demand under the selected programme (Ml/d) input as +ve 2030-31: 0.0068551; Gains in Water Available For Use / Savings in Demand under the selected programme (Ml/d) input as +ve 2031-32: 0.0090298; Gains in Water Available For Use / Savings in Demand under the selected programme (Ml/d) input as +ve 2032-33: 0.011212; Gains in Water Available For Use / Savings in Demand under the selected programme (Ml/d) input as +ve 2033-34: 0.013401; Gains in Water Available For Use / Savings in Demand under the selected programme (Ml/d) input as +ve 2034-35: 0.015587; Gains in Water Available For Use / Savings in Demand under the selected programme (Ml/d) input as +ve 2035-36: 0.017771; Gains in Water Available For Use / Savings in Demand under the selected programme (Ml/d) input as +ve 2036-37: 0.019953; Gains in Water Available For Use / Savings in Demand under the selected programme (Ml/d) input as +ve 2037-38: 0.022135; Gains in Water Available For Use / Savings in Demand under the selected programme (Ml/d) input as +ve 2038-39: 0.024318; Gains in Water Available For Use / Savings in Demand under the selected programme (Ml/d) input as +ve 2039-40: 0.0265; Gains in Water Available For Use / Savings in Demand under the selected programme (Ml/d) input as +ve 2040-41: 0.028684; Gains in Water Available For Use / Savings in Demand under the selected programme (Ml/d) input as +ve 2041-42: 0.030869; Gains in Water Available For Use / Savings in Demand under the selected programme (Ml/d) input as +ve 2042-43: 0.033056; Gains in Water Available For Use / Savings in Demand under the selected programme (Ml/d) input as +ve 2043-44: 0.035247; Gains in Water Available For Use / Savings in Demand under the selected programme (Ml/d) input as +ve 2044-45: 0.037441; Gains in Water Available For Use / Savings in Demand under the selected programme (Ml/d) input as +ve 2045-46: 0.03964; Gains in Water Available For Use / Savings in Demand under the selected programme (Ml/d) input as +ve 2046-47: 0.041844; Gains in Water Available For Use / Savings in Demand under the selected programme (Ml/d) input as +ve 2047-48: 0.044052; Gains in Water Available For Use / Savings in Demand under the selected programme (Ml/d) input as +ve 2048-49: 0.046267; Gains in Water Available For Use / Savings in Demand under the selected programme (Ml/d) input as +ve 2049-50: 0.048487
51dF | NHH. WEF Visit Upper.AWSNHA | NHH. WEF Visit Upper.AWSNHA | Non-household water audit | Customer Options | N | Least Cost | AWSNHA | Ml/d | 2 | Gains in Water Available For Use / Savings in Demand under the selected programme (Ml/d) input as +ve 2019-20: 0; Gains in Water Available For Use / Savings in Demand under the selected programme (Ml/d) input as +ve 2020-21: 0; Gains in Water Available For Use / Savings in Demand under the selected programme (Ml/d) input as +ve 2021-22: 0; Gains in Water Available For Use / Savings in Demand under the selected programme (Ml/d) input as +ve 2022-23: 0; Gains in Water Available For Use / Savings in Demand under the selected programme (Ml/d) input as +ve 2023-24: 0; Gains in Water Available For Use / Savings in Demand under the selected programme (Ml/d) input as +ve 2024-25: 0; Gains in Water Available For Use / Savings in Demand under the selected programme (Ml/d) input as +ve 2025-26: 3.2764e-05; Gains in Water Available For Use / Savings in Demand under the selected programme (Ml/d) input as +ve 2026-27: 8.9413e-05; Gains in Water Available For Use / Savings in Demand under the selected programme (Ml/d) input as +ve 2027-28: 0.00016223; Gains in Water Available For Use / Savings in Demand under the selected programme (Ml/d) input as +ve 2028-29: 0.0013286; Gains in Water Available For Use / Savings in Demand under the selected programme (Ml/d) input as +ve 2029-30: 0.0024604; Gains in Water Available For Use / Savings in Demand under the selected programme (Ml/d) input as +ve 2030-31: 0.0035973; Gains in Water Available For Use / Savings in Demand under the selected programme (Ml/d) input as +ve 2031-32: 0.0047385; Gains in Water Available For Use / Savings in Demand under the selected programme (Ml/d) input as +ve 2032-33: 0.0058839; Gains in Water Available For Use / Savings in Demand under the selected programme (Ml/d) input as +ve 2033-34: 0.0070324; Gains in Water Available For Use / Savings in Demand under the selected programme (Ml/d) input as +ve 2034-35: 0.0081795; Gains in Water Available For Use / Savings in Demand under the selected programme (Ml/d) input as +ve 2035-36: 0.0093254; Gains in Water Available For Use / Savings in Demand under the selected programme (Ml/d) input as +ve 2036-37: 0.010471; Gains in Water Available For Use / Savings in Demand under the selected programme (Ml/d) input as +ve 2037-38: 0.011616; Gains in Water Available For Use / Savings in Demand under the selected programme (Ml/d) input as +ve 2038-39: 0.012761; Gains in Water Available For Use / Savings in Demand under the selected programme (Ml/d) input as +ve 2039-40: 0.013906; Gains in Water Available For Use / Savings in Demand under the selected programme (Ml/d) input as +ve 2040-41: 0.015052; Gains in Water Available For Use / Savings in Demand under the selected programme (Ml/d) input as +ve 2041-42: 0.016199; Gains in Water Available For Use / Savings in Demand under the selected programme (Ml/d) input as +ve 2042-43: 0.017347; Gains in Water Available For Use / Savings in Demand under the selected programme (Ml/d) input as +ve 2043-44: 0.018496; Gains in Water Available For Use / Savings in Demand under the selected programme (Ml/d) input as +ve 2044-45: 0.019648; Gains in Water Available For Use / Savings in Demand under the selected programme (Ml/d) input as +ve 2045-46: 0.020802; Gains in Water Available For Use / Savings in Demand under the selected programme (Ml/d) input as +ve 2046-47: 0.021958; Gains in Water Available For Use / Savings in Demand under the selected programme (Ml/d) input as +ve 2047-48: 0.023117; Gains in Water Available For Use / Savings in Demand under the selected programme (Ml/d) input as +ve 2048-49: 0.024279; Gains in Water Available For Use / Savings in Demand under the selected programme (Ml/d) input as +ve 2049-50: 0.025445
51dF | NHH. WEF Visit Upper.AWSNHA | NHH. WEF Visit Upper.AWSNHA | Non-household water audit | Customer Options | N | Ofwat Core | AWSNHA | Ml/d | 2 | Gains in Water Available For Use / Savings in Demand under the selected programme (Ml/d) input as +ve 2019-20: 0; Gains in Water Available For Use / Savings in Demand under the selected programme (Ml/d) input as +ve 2020-21: 0; Gains in Water Available For Use / Savings in Demand under the selected programme (Ml/d) input as +ve 2021-22: 0; Gains in Water Available For Use / Savings in Demand under the selected programme (Ml/d) input as +ve 2022-23: 0; Gains in Water Available For Use / Savings in Demand under the selected programme (Ml/d) input as +ve 2023-24: 0; Gains in Water Available For Use / Savings in Demand under the selected programme (Ml/d) input as +ve 2024-25: 0; Gains in Water Available For Use / Savings in Demand under the selected programme (Ml/d) input as +ve 2025-26: 3.2764e-05; Gains in Water Available For Use / Savings in Demand under the selected programme (Ml/d) input as +ve 2026-27: 8.9413e-05; Gains in Water Available For Use / Savings in Demand under the selected programme (Ml/d) input as +ve 2027-28: 0.00016223; Gains in Water Available For Use / Savings in Demand under the selected programme (Ml/d) input as +ve 2028-29: 0.0013286; Gains in Water Available For Use / Savings in Demand under the selected programme (Ml/d) input as +ve 2029-30: 0.0024604; Gains in Water Available For Use / Savings in Demand under the selected programme (Ml/d) input as +ve 2030-31: 0.0035973; Gains in Water Available For Use / Savings in Demand under the selected programme (Ml/d) input as +ve 2031-32: 0.0047385; Gains in Water Available For Use / Savings in Demand under the selected programme (Ml/d) input as +ve 2032-33: 0.0058839; Gains in Water Available For Use / Savings in Demand under the selected programme (Ml/d) input as +ve 2033-34: 0.0070324; Gains in Water Available For Use / Savings in Demand under the selected programme (Ml/d) input as +ve 2034-35: 0.0081795; Gains in Water Available For Use / Savings in Demand under the selected programme (Ml/d) input as +ve 2035-36: 0.0093254; Gains in Water Available For Use / Savings in Demand under the selected programme (Ml/d) input as +ve 2036-37: 0.010471; Gains in Water Available For Use / Savings in Demand under the selected programme (Ml/d) input as +ve 2037-38: 0.011616; Gains in Water Available For Use / Savings in Demand under the selected programme (Ml/d) input as +ve 2038-39: 0.012761; Gains in Water Available For Use / Savings in Demand under the selected programme (Ml/d) input as +ve 2039-40: 0.013906; Gains in Water Available For Use / Savings in Demand under the selected programme (Ml/d) input as +ve 2040-41: 0.015052; Gains in Water Available For Use / Savings in Demand under the selected programme (Ml/d) input as +ve 2041-42: 0.016199; Gains in Water Available For Use / Savings in Demand under the selected programme (Ml/d) input as +ve 2042-43: 0.017347; Gains in Water Available For Use / Savings in Demand under the selected programme (Ml/d) input as +ve 2043-44: 0.018496; Gains in Water Available For Use / Savings in Demand under the selected programme (Ml/d) input as +ve 2044-45: 0.019648; Gains in Water Available For Use / Savings in Demand under the selected programme (Ml/d) input as +ve 2045-46: 0.020802; Gains in Water Available For Use / Savings in Demand under the selected programme (Ml/d) input as +ve 2046-47: 0.021958; Gains in Water Available For Use / Savings in Demand under the selected programme (Ml/d) input as +ve 2047-48: 0.023117; Gains in Water Available For Use / Savings in Demand under the selected programme (Ml/d) input as +ve 2048-49: 0.024279; Gains in Water Available For Use / Savings in Demand under the selected programme (Ml/d) input as +ve 2049-50: 0.025445
51dP | NHH. WEF Visit Upper.AWSNHA | NHH. WEF Visit Upper.AWSNHA | Non-household water audit | Customer Options | N | Preferred | AWSNHA | Ml/d | 2 | Gains in Water Available For Use / Savings in Demand under the selected programme (Ml/d) input as +ve 2019-20: 0; Gains in Water Available For Use / Savings in Demand under the selected programme (Ml/d) input as +ve 2020-21: 0; Gains in Water Available For Use / Savings in Demand under the selected programme (Ml/d) input as +ve 2021-22: 0; Gains in Water Available For Use / Savings in Demand under the selected programme (Ml/d) input as +ve 2022-23: 0; Gains in Water Available For Use / Savings in Demand under the selected programme (Ml/d) input as +ve 2023-24: 0; Gains in Water Available For Use / Savings in Demand under the selected programme (Ml/d) input as +ve 2024-25: 0; Gains in Water Available For Use / Savings in Demand under the selected programme (Ml/d) input as +ve 2025-26: 3.2764e-05; Gains in Water Available For Use / Savings in Demand under the selected programme (Ml/d) input as +ve 2026-27: 8.9413e-05; Gains in Water Available For Use / Savings in Demand under the selected programme (Ml/d) input as +ve 2027-28: 0.00016223; Gains in Water Available For Use / Savings in Demand under the selected programme (Ml/d) input as +ve 2028-29: 0.0013286; Gains in Water Available For Use / Savings in Demand under the selected programme (Ml/d) input as +ve 2029-30: 0.0024604; Gains in Water Available For Use / Savings in Demand under the selected programme (Ml/d) input as +ve 2030-31: 0.0035973; Gains in Water Available For Use / Savings in Demand under the selected programme (Ml/d) input as +ve 2031-32: 0.0047385; Gains in Water Available For Use / Savings in Demand under the selected programme (Ml/d) input as +ve 2032-33: 0.0058839; Gains in Water Available For Use / Savings in Demand under the selected programme (Ml/d) input as +ve 2033-34: 0.0070324; Gains in Water Available For Use / Savings in Demand under the selected programme (Ml/d) input as +ve 2034-35: 0.0081795; Gains in Water Available For Use / Savings in Demand under the selected programme (Ml/d) input as +ve 2035-36: 0.0093254; Gains in Water Available For Use / Savings in Demand under the selected programme (Ml/d) input as +ve 2036-37: 0.010471; Gains in Water Available For Use / Savings in Demand under the selected programme (Ml/d) input as +ve 2037-38: 0.011616; Gains in Water Available For Use / Savings in Demand under the selected programme (Ml/d) input as +ve 2038-39: 0.012761; Gains in Water Available For Use / Savings in Demand under the selected programme (Ml/d) input as +ve 2039-40: 0.013906; Gains in Water Available For Use / Savings in Demand under the selected programme (Ml/d) input as +ve 2040-41: 0.015052; Gains in Water Available For Use / Savings in Demand under the selected programme (Ml/d) input as +ve 2041-42: 0.016199; Gains in Water Available For Use / Savings in Demand under the selected programme (Ml/d) input as +ve 2042-43: 0.017347; Gains in Water Available For Use / Savings in Demand under the selected programme (Ml/d) input as +ve 2043-44: 0.018496; Gains in Water Available For Use / Savings in Demand under the selected programme (Ml/d) input as +ve 2044-45: 0.019648; Gains in Water Available For Use / Savings in Demand under the selected programme (Ml/d) input as +ve 2045-46: 0.020802; Gains in Water Available For Use / Savings in Demand under the selected programme (Ml/d) input as +ve 2046-47: 0.021958; Gains in Water Available For Use / Savings in Demand under the selected programme (Ml/d) input as +ve 2047-48: 0.023117; Gains in Water Available For Use / Savings in Demand under the selected programme (Ml/d) input as +ve 2048-49: 0.024279; Gains in Water Available For Use / Savings in Demand under the selected programme (Ml/d) input as +ve 2049-50: 0.025445
51dF | Smart Metering.AWSNHA | Smart Metering.AWSNHA | Metering other selective | Customer Options | N | Least Cost | AWSNHA | Ml/d | 2 | Gains in Water Available For Use / Savings in Demand under the selected programme (Ml/d) input as +ve 2019-20: 0; Gains in Water Available For Use / Savings in Demand under the selected programme (Ml/d) input as +ve 2020-21: 0; Gains in Water Available For Use / Savings in Demand under the selected programme (Ml/d) input as +ve 2021-22: 0; Gains in Water Available For Use / Savings in Demand under the selected programme (Ml/d) input as +ve 2022-23: 0; Gains in Water Available For Use / Savings in Demand under the selected programme (Ml/d) input as +ve 2023-24: 0; Gains in Water Available For Use / Savings in Demand under the selected programme (Ml/d) input as +ve 2024-25: 0; Gains in Water Available For Use / Savings in Demand under the selected programme (Ml/d) input as +ve 2025-26: 0; Gains in Water Available For Use / Savings in Demand under the selected programme (Ml/d) input as +ve 2026-27: 0; Gains in Water Available For Use / Savings in Demand under the selected programme (Ml/d) input as +ve 2027-28: 0; Gains in Water Available For Use / Savings in Demand under the selected programme (Ml/d) input as +ve 2028-29: 0.097791; Gains in Water Available For Use / Savings in Demand under the selected programme (Ml/d) input as +ve 2029-30: 0.10726; Gains in Water Available For Use / Savings in Demand under the selected programme (Ml/d) input as +ve 2030-31: 0.11697; Gains in Water Available For Use / Savings in Demand under the selected programme (Ml/d) input as +ve 2031-32: 0.12684; Gains in Water Available For Use / Savings in Demand under the selected programme (Ml/d) input as +ve 2032-33: 0.12818; Gains in Water Available For Use / Savings in Demand under the selected programme (Ml/d) input as +ve 2033-34: 0.12941; Gains in Water Available For Use / Savings in Demand under the selected programme (Ml/d) input as +ve 2034-35: 0.13056; Gains in Water Available For Use / Savings in Demand under the selected programme (Ml/d) input as +ve 2035-36: 0.13168; Gains in Water Available For Use / Savings in Demand under the selected programme (Ml/d) input as +ve 2036-37: 0.13319; Gains in Water Available For Use / Savings in Demand under the selected programme (Ml/d) input as +ve 2037-38: 0.13467; Gains in Water Available For Use / Savings in Demand under the selected programme (Ml/d) input as +ve 2038-39: 0.13614; Gains in Water Available For Use / Savings in Demand under the selected programme (Ml/d) input as +ve 2039-40: 0.1376; Gains in Water Available For Use / Savings in Demand under the selected programme (Ml/d) input as +ve 2040-41: 0.13903; Gains in Water Available For Use / Savings in Demand under the selected programme (Ml/d) input as +ve 2041-42: 0.14041; Gains in Water Available For Use / Savings in Demand under the selected programme (Ml/d) input as +ve 2042-43: 0.14175; Gains in Water Available For Use / Savings in Demand under the selected programme (Ml/d) input as +ve 2043-44: 0.1432; Gains in Water Available For Use / Savings in Demand under the selected programme (Ml/d) input as +ve 2044-45: 0.14447; Gains in Water Available For Use / Savings in Demand under the selected programme (Ml/d) input as +ve 2045-46: 0.14545; Gains in Water Available For Use / Savings in Demand under the selected programme (Ml/d) input as +ve 2046-47: 0.14638; Gains in Water Available For Use / Savings in Demand under the selected programme (Ml/d) input as +ve 2047-48: 0.14731; Gains in Water Available For Use / Savings in Demand under the selected programme (Ml/d) input as +ve 2048-49: 0.14822; Gains in Water Available For Use / Savings in Demand under the selected programme (Ml/d) input as +ve 2049-50: 0.14896
51dF | Smart Metering.AWSNHA | Smart Metering.AWSNHA | Metering other selective | Customer Options | N | Ofwat Core | AWSNHA | Ml/d | 2 | Gains in Water Available For Use / Savings in Demand under the selected programme (Ml/d) input as +ve 2019-20: 0; Gains in Water Available For Use / Savings in Demand under the selected programme (Ml/d) input as +ve 2020-21: 0; Gains in Water Available For Use / Savings in Demand under the selected programme (Ml/d) input as +ve 2021-22: 0; Gains in Water Available For Use / Savings in Demand under the selected programme (Ml/d) input as +ve 2022-23: 0; Gains in Water Available For Use / Savings in Demand under the selected programme (Ml/d) input as +ve 2023-24: 0; Gains in Water Available For Use / Savings in Demand under the selected programme (Ml/d) input as +ve 2024-25: 0; Gains in Water Available For Use / Savings in Demand under the selected programme (Ml/d) input as +ve 2025-26: 0; Gains in Water Available For Use / Savings in Demand under the selected programme (Ml/d) input as +ve 2026-27: 0; Gains in Water Available For Use / Savings in Demand under the selected programme (Ml/d) input as +ve 2027-28: 0; Gains in Water Available For Use / Savings in Demand under the selected programme (Ml/d) input as +ve 2028-29: 0.097791; Gains in Water Available For Use / Savings in Demand under the selected programme (Ml/d) input as +ve 2029-30: 0.10726; Gains in Water Available For Use / Savings in Demand under the selected programme (Ml/d) input as +ve 2030-31: 0.11697; Gains in Water Available For Use / Savings in Demand under the selected programme (Ml/d) input as +ve 2031-32: 0.12684; Gains in Water Available For Use / Savings in Demand under the selected programme (Ml/d) input as +ve 2032-33: 0.12818; Gains in Water Available For Use / Savings in Demand under the selected programme (Ml/d) input as +ve 2033-34: 0.12941; Gains in Water Available For Use / Savings in Demand under the selected programme (Ml/d) input as +ve 2034-35: 0.13056; Gains in Water Available For Use / Savings in Demand under the selected programme (Ml/d) input as +ve 2035-36: 0.13168; Gains in Water Available For Use / Savings in Demand under the selected programme (Ml/d) input as +ve 2036-37: 0.13319; Gains in Water Available For Use / Savings in Demand under the selected programme (Ml/d) input as +ve 2037-38: 0.13467; Gains in Water Available For Use / Savings in Demand under the selected programme (Ml/d) input as +ve 2038-39: 0.13614; Gains in Water Available For Use / Savings in Demand under the selected programme (Ml/d) input as +ve 2039-40: 0.1376; Gains in Water Available For Use / Savings in Demand under the selected programme (Ml/d) input as +ve 2040-41: 0.13903; Gains in Water Available For Use / Savings in Demand under the selected programme (Ml/d) input as +ve 2041-42: 0.14041; Gains in Water Available For Use / Savings in Demand under the selected programme (Ml/d) input as +ve 2042-43: 0.14175; Gains in Water Available For Use / Savings in Demand under the selected programme (Ml/d) input as +ve 2043-44: 0.1432; Gains in Water Available For Use / Savings in Demand under the selected programme (Ml/d) input as +ve 2044-45: 0.14447; Gains in Water Available For Use / Savings in Demand under the selected programme (Ml/d) input as +ve 2045-46: 0.14545; Gains in Water Available For Use / Savings in Demand under the selected programme (Ml/d) input as +ve 2046-47: 0.14638; Gains in Water Available For Use / Savings in Demand under the selected programme (Ml/d) input as +ve 2047-48: 0.14731; Gains in Water Available For Use / Savings in Demand under the selected programme (Ml/d) input as +ve 2048-49: 0.14822; Gains in Water Available For Use / Savings in Demand under the selected programme (Ml/d) input as +ve 2049-50: 0.14896
51dP | Smart Metering.AWSNHA | Smart Metering.AWSNHA | Metering other selective | Customer Options | N | Preferred | AWSNHA | Ml/d | 2 | Gains in Water Available For Use / Savings in Demand under the selected programme (Ml/d) input as +ve 2019-20: 0; Gains in Water Available For Use / Savings in Demand under the selected programme (Ml/d) input as +ve 2020-21: 0; Gains in Water Available For Use / Savings in Demand under the selected programme (Ml/d) input as +ve 2021-22: 0; Gains in Water Available For Use / Savings in Demand under the selected programme (Ml/d) input as +ve 2022-23: 0; Gains in Water Available For Use / Savings in Demand under the selected programme (Ml/d) input as +ve 2023-24: 0; Gains in Water Available For Use / Savings in Demand under the selected programme (Ml/d) input as +ve 2024-25: 0; Gains in Water Available For Use / Savings in Demand under the selected programme (Ml/d) input as +ve 2025-26: 0; Gains in Water Available For Use / Savings in Demand under the selected programme (Ml/d) input as +ve 2026-27: 0; Gains in Water Available For Use / Savings in Demand under the selected programme (Ml/d) input as +ve 2027-28: 0; Gains in Water Available For Use / Savings in Demand under the selected programme (Ml/d) input as +ve 2028-29: 0.097791; Gains in Water Available For Use / Savings in Demand under the selected programme (Ml/d) input as +ve 2029-30: 0.10726; Gains in Water Available For Use / Savings in Demand under the selected programme (Ml/d) input as +ve 2030-31: 0.11697; Gains in Water Available For Use / Savings in Demand under the selected programme (Ml/d) input as +ve 2031-32: 0.12684; Gains in Water Available For Use / Savings in Demand under the selected programme (Ml/d) input as +ve 2032-33: 0.12818; Gains in Water Available For Use / Savings in Demand under the selected programme (Ml/d) input as +ve 2033-34: 0.12941; Gains in Water Available For Use / Savings in Demand under the selected programme (Ml/d) input as +ve 2034-35: 0.13056; Gains in Water Available For Use / Savings in Demand under the selected programme (Ml/d) input as +ve 2035-36: 0.13168; Gains in Water Available For Use / Savings in Demand under the selected programme (Ml/d) input as +ve 2036-37: 0.13319; Gains in Water Available For Use / Savings in Demand under the selected programme (Ml/d) input as +ve 2037-38: 0.13467; Gains in Water Available For Use / Savings in Demand under the selected programme (Ml/d) input as +ve 2038-39: 0.13614; Gains in Water Available For Use / Savings in Demand under the selected programme (Ml/d) input as +ve 2039-40: 0.1376; Gains in Water Available For Use / Savings in Demand under the selected programme (Ml/d) input as +ve 2040-41: 0.13903; Gains in Water Available For Use / Savings in Demand under the selected programme (Ml/d) input as +ve 2041-42: 0.14041; Gains in Water Available For Use / Savings in Demand under the selected programme (Ml/d) input as +ve 2042-43: 0.14175; Gains in Water Available For Use / Savings in Demand under the selected programme (Ml/d) input as +ve 2043-44: 0.1432; Gains in Water Available For Use / Savings in Demand under the selected programme (Ml/d) input as +ve 2044-45: 0.14447; Gains in Water Available For Use / Savings in Demand under the selected programme (Ml/d) input as +ve 2045-46: 0.14545; Gains in Water Available For Use / Savings in Demand under the selected programme (Ml/d) input as +ve 2046-47: 0.14638; Gains in Water Available For Use / Savings in Demand under the selected programme (Ml/d) input as +ve 2047-48: 0.14731; Gains in Water Available For Use / Savings in Demand under the selected programme (Ml/d) input as +ve 2048-49: 0.14822; Gains in Water Available For Use / Savings in Demand under the selected programme (Ml/d) input as +ve 2049-50: 0.14896
51dF | USPL_HH_MET.AWSNHA | USPL_HH_MET.AWSNHA | Supply pipe repairs / replacement | Customer Options | N | Least Cost | AWSNHA | Ml/d | 2 | Gains in Water Available For Use / Savings in Demand under the selected programme (Ml/d) input as +ve 2019-20: 0; Gains in Water Available For Use / Savings in Demand under the selected programme (Ml/d) input as +ve 2020-21: 0; Gains in Water Available For Use / Savings in Demand under the selected programme (Ml/d) input as +ve 2021-22: 0; Gains in Water Available For Use / Savings in Demand under the selected programme (Ml/d) input as +ve 2022-23: 0; Gains in Water Available For Use / Savings in Demand under the selected programme (Ml/d) input as +ve 2023-24: 0; Gains in Water Available For Use / Savings in Demand under the selected programme (Ml/d) input as +ve 2024-25: 0; Gains in Water Available For Use / Savings in Demand under the selected programme (Ml/d) input as +ve 2025-26: 0; Gains in Water Available For Use / Savings in Demand under the selected programme (Ml/d) input as +ve 2026-27: 0; Gains in Water Available For Use / Savings in Demand under the selected programme (Ml/d) input as +ve 2027-28: 0; Gains in Water Available For Use / Savings in Demand under the selected programme (Ml/d) input as +ve 2028-29: 0.025608; Gains in Water Available For Use / Savings in Demand under the selected programme (Ml/d) input as +ve 2029-30: 0.029529; Gains in Water Available For Use / Savings in Demand under the selected programme (Ml/d) input as +ve 2030-31: 0.03351; Gains in Water Available For Use / Savings in Demand under the selected programme (Ml/d) input as +ve 2031-32: 0.037547; Gains in Water Available For Use / Savings in Demand under the selected programme (Ml/d) input as +ve 2032-33: 0.037906; Gains in Water Available For Use / Savings in Demand under the selected programme (Ml/d) input as +ve 2033-34: 0.038234; Gains in Water Available For Use / Savings in Demand under the selected programme (Ml/d) input as +ve 2034-35: 0.038528; Gains in Water Available For Use / Savings in Demand under the selected programme (Ml/d) input as +ve 2035-36: 0.038814; Gains in Water Available For Use / Savings in Demand under the selected programme (Ml/d) input as +ve 2036-37: 0.039263; Gains in Water Available For Use / Savings in Demand under the selected programme (Ml/d) input as +ve 2037-38: 0.039702; Gains in Water Available For Use / Savings in Demand under the selected programme (Ml/d) input as +ve 2038-39: 0.040134; Gains in Water Available For Use / Savings in Demand under the selected programme (Ml/d) input as +ve 2039-40: 0.040554; Gains in Water Available For Use / Savings in Demand under the selected programme (Ml/d) input as +ve 2040-41: 0.040966; Gains in Water Available For Use / Savings in Demand under the selected programme (Ml/d) input as +ve 2041-42: 0.041361; Gains in Water Available For Use / Savings in Demand under the selected programme (Ml/d) input as +ve 2042-43: 0.041747; Gains in Water Available For Use / Savings in Demand under the selected programme (Ml/d) input as +ve 2043-44: 0.042118; Gains in Water Available For Use / Savings in Demand under the selected programme (Ml/d) input as +ve 2044-45: 0.042481; Gains in Water Available For Use / Savings in Demand under the selected programme (Ml/d) input as +ve 2045-46: 0.042794; Gains in Water Available For Use / Savings in Demand under the selected programme (Ml/d) input as +ve 2046-47: 0.043095; Gains in Water Available For Use / Savings in Demand under the selected programme (Ml/d) input as +ve 2047-48: 0.043391; Gains in Water Available For Use / Savings in Demand under the selected programme (Ml/d) input as +ve 2048-49: 0.043677; Gains in Water Available For Use / Savings in Demand under the selected programme (Ml/d) input as +ve 2049-50: 0.043925
51dF | USPL_HH_MET.AWSNHA | USPL_HH_MET.AWSNHA | Supply pipe repairs / replacement | Customer Options | N | Ofwat Core | AWSNHA | Ml/d | 2 | Gains in Water Available For Use / Savings in Demand under the selected programme (Ml/d) input as +ve 2019-20: 0; Gains in Water Available For Use / Savings in Demand under the selected programme (Ml/d) input as +ve 2020-21: 0; Gains in Water Available For Use / Savings in Demand under the selected programme (Ml/d) input as +ve 2021-22: 0; Gains in Water Available For Use / Savings in Demand under the selected programme (Ml/d) input as +ve 2022-23: 0; Gains in Water Available For Use / Savings in Demand under the selected programme (Ml/d) input as +ve 2023-24: 0; Gains in Water Available For Use / Savings in Demand under the selected programme (Ml/d) input as +ve 2024-25: 0; Gains in Water Available For Use / Savings in Demand under the selected programme (Ml/d) input as +ve 2025-26: 0; Gains in Water Available For Use / Savings in Demand under the selected programme (Ml/d) input as +ve 2026-27: 0; Gains in Water Available For Use / Savings in Demand under the selected programme (Ml/d) input as +ve 2027-28: 0; Gains in Water Available For Use / Savings in Demand under the selected programme (Ml/d) input as +ve 2028-29: 0.025608; Gains in Water Available For Use / Savings in Demand under the selected programme (Ml/d) input as +ve 2029-30: 0.029529; Gains in Water Available For Use / Savings in Demand under the selected programme (Ml/d) input as +ve 2030-31: 0.03351; Gains in Water Available For Use / Savings in Demand under the selected programme (Ml/d) input as +ve 2031-32: 0.037547; Gains in Water Available For Use / Savings in Demand under the selected programme (Ml/d) input as +ve 2032-33: 0.037906; Gains in Water Available For Use / Savings in Demand under the selected programme (Ml/d) input as +ve 2033-34: 0.038234; Gains in Water Available For Use / Savings in Demand under the selected programme (Ml/d) input as +ve 2034-35: 0.038528; Gains in Water Available For Use / Savings in Demand under the selected programme (Ml/d) input as +ve 2035-36: 0.038814; Gains in Water Available For Use / Savings in Demand under the selected programme (Ml/d) input as +ve 2036-37: 0.039263; Gains in Water Available For Use / Savings in Demand under the selected programme (Ml/d) input as +ve 2037-38: 0.039702; Gains in Water Available For Use / Savings in Demand under the selected programme (Ml/d) input as +ve 2038-39: 0.040134; Gains in Water Available For Use / Savings in Demand under the selected programme (Ml/d) input as +ve 2039-40: 0.040554; Gains in Water Available For Use / Savings in Demand under the selected programme (Ml/d) input as +ve 2040-41: 0.040966; Gains in Water Available For Use / Savings in Demand under the selected programme (Ml/d) input as +ve 2041-42: 0.041361; Gains in Water Available For Use / Savings in Demand under the selected programme (Ml/d) input as +ve 2042-43: 0.041747; Gains in Water Available For Use / Savings in Demand under the selected programme (Ml/d) input as +ve 2043-44: 0.042118; Gains in Water Available For Use / Savings in Demand under the selected programme (Ml/d) input as +ve 2044-45: 0.042481; Gains in Water Available For Use / Savings in Demand under the selected programme (Ml/d) input as +ve 2045-46: 0.042794; Gains in Water Available For Use / Savings in Demand under the selected programme (Ml/d) input as +ve 2046-47: 0.043095; Gains in Water Available For Use / Savings in Demand under the selected programme (Ml/d) input as +ve 2047-48: 0.043391; Gains in Water Available For Use / Savings in Demand under the selected programme (Ml/d) input as +ve 2048-49: 0.043677; Gains in Water Available For Use / Savings in Demand under the selected programme (Ml/d) input as +ve 2049-50: 0.043925
51dP | USPL_HH_MET.AWSNHA | USPL_HH_MET.AWSNHA | Supply pipe repairs / replacement | Customer Options | N | Preferred | AWSNHA | Ml/d | 2 | Gains in Water Available For Use / Savings in Demand under the selected programme (Ml/d) input as +ve 2019-20: 0; Gains in Water Available For Use / Savings in Demand under the selected programme (Ml/d) input as +ve 2020-21: 0; Gains in Water Available For Use / Savings in Demand under the selected programme (Ml/d) input as +ve 2021-22: 0; Gains in Water Available For Use / Savings in Demand under the selected programme (Ml/d) input as +ve 2022-23: 0; Gains in Water Available For Use / Savings in Demand under the selected programme (Ml/d) input as +ve 2023-24: 0; Gains in Water Available For Use / Savings in Demand under the selected programme (Ml/d) input as +ve 2024-25: 0; Gains in Water Available For Use / Savings in Demand under the selected programme (Ml/d) input as +ve 2025-26: 0; Gains in Water Available For Use / Savings in Demand under the selected programme (Ml/d) input as +ve 2026-27: 0; Gains in Water Available For Use / Savings in Demand under the selected programme (Ml/d) input as +ve 2027-28: 0; Gains in Water Available For Use / Savings in Demand under the selected programme (Ml/d) input as +ve 2028-29: 0.025608; Gains in Water Available For Use / Savings in Demand under the selected programme (Ml/d) input as +ve 2029-30: 0.029529; Gains in Water Available For Use / Savings in Demand under the selected programme (Ml/d) input as +ve 2030-31: 0.03351; Gains in Water Available For Use / Savings in Demand under the selected programme (Ml/d) input as +ve 2031-32: 0.037547; Gains in Water Available For Use / Savings in Demand under the selected programme (Ml/d) input as +ve 2032-33: 0.037906; Gains in Water Available For Use / Savings in Demand under the selected programme (Ml/d) input as +ve 2033-34: 0.038234; Gains in Water Available For Use / Savings in Demand under the selected programme (Ml/d) input as +ve 2034-35: 0.038528; Gains in Water Available For Use / Savings in Demand under the selected programme (Ml/d) input as +ve 2035-36: 0.038814; Gains in Water Available For Use / Savings in Demand under the selected programme (Ml/d) input as +ve 2036-37: 0.039263; Gains in Water Available For Use / Savings in Demand under the selected programme (Ml/d) input as +ve 2037-38: 0.039702; Gains in Water Available For Use / Savings in Demand under the selected programme (Ml/d) input as +ve 2038-39: 0.040134; Gains in Water Available For Use / Savings in Demand under the selected programme (Ml/d) input as +ve 2039-40: 0.040554; Gains in Water Available For Use / Savings in Demand under the selected programme (Ml/d) input as +ve 2040-41: 0.040966; Gains in Water Available For Use / Savings in Demand under the selected programme (Ml/d) input as +ve 2041-42: 0.041361; Gains in Water Available For Use / Savings in Demand under the selected programme (Ml/d) input as +ve 2042-43: 0.041747; Gains in Water Available For Use / Savings in Demand under the selected programme (Ml/d) input as +ve 2043-44: 0.042118; Gains in Water Available For Use / Savings in Demand under the selected programme (Ml/d) input as +ve 2044-45: 0.042481; Gains in Water Available For Use / Savings in Demand under the selected programme (Ml/d) input as +ve 2045-46: 0.042794; Gains in Water Available For Use / Savings in Demand under the selected programme (Ml/d) input as +ve 2046-47: 0.043095; Gains in Water Available For Use / Savings in Demand under the selected programme (Ml/d) input as +ve 2047-48: 0.043391; Gains in Water Available For Use / Savings in Demand under the selected programme (Ml/d) input as +ve 2048-49: 0.043677; Gains in Water Available For Use / Savings in Demand under the selected programme (Ml/d) input as +ve 2049-50: 0.043925
51dF | USPL_ShSupplies.AWSNHA | USPL_ShSupplies.AWSNHA | Supply pipe repairs / replacement | Customer Options | N | Least Cost | AWSNHA | Ml/d | 2 | Gains in Water Available For Use / Savings in Demand under the selected programme (Ml/d) input as +ve 2019-20: 0; Gains in Water Available For Use / Savings in Demand under the selected programme (Ml/d) input as +ve 2020-21: 0; Gains in Water Available For Use / Savings in Demand under the selected programme (Ml/d) input as +ve 2021-22: 0; Gains in Water Available For Use / Savings in Demand under the selected programme (Ml/d) input as +ve 2022-23: 0; Gains in Water Available For Use / Savings in Demand under the selected programme (Ml/d) input as +ve 2023-24: 0; Gains in Water Available For Use / Savings in Demand under the selected programme (Ml/d) input as +ve 2024-25: 0; Gains in Water Available For Use / Savings in Demand under the selected programme (Ml/d) input as +ve 2025-26: 0; Gains in Water Available For Use / Savings in Demand under the selected programme (Ml/d) input as +ve 2026-27: 0; Gains in Water Available For Use / Savings in Demand under the selected programme (Ml/d) input as +ve 2027-28: 0; Gains in Water Available For Use / Savings in Demand under the selected programme (Ml/d) input as +ve 2028-29: 0; Gains in Water Available For Use / Savings in Demand under the selected programme (Ml/d) input as +ve 2029-30: 0.0082401; Gains in Water Available For Use / Savings in Demand under the selected programme (Ml/d) input as +ve 2030-31: 0.0082401; Gains in Water Available For Use / Savings in Demand under the selected programme (Ml/d) input as +ve 2031-32: 0.0082401; Gains in Water Available For Use / Savings in Demand under the selected programme (Ml/d) input as +ve 2032-33: 0.0082401; Gains in Water Available For Use / Savings in Demand under the selected programme (Ml/d) input as +ve 2033-34: 0.0082401; Gains in Water Available For Use / Savings in Demand under the selected programme (Ml/d) input as +ve 2034-35: 0.0082401; Gains in Water Available For Use / Savings in Demand under the selected programme (Ml/d) input as +ve 2035-36: 0.0082401; Gains in Water Available For Use / Savings in Demand under the selected programme (Ml/d) input as +ve 2036-37: 0.0082401; Gains in Water Available For Use / Savings in Demand under the selected programme (Ml/d) input as +ve 2037-38: 0.0082401; Gains in Water Available For Use / Savings in Demand under the selected programme (Ml/d) input as +ve 2038-39: 0.0082401; Gains in Water Available For Use / Savings in Demand under the selected programme (Ml/d) input as +ve 2039-40: 0.0082401; Gains in Water Available For Use / Savings in Demand under the selected programme (Ml/d) input as +ve 2040-41: 0.0082401; Gains in Water Available For Use / Savings in Demand under the selected programme (Ml/d) input as +ve 2041-42: 0.0082401; Gains in Water Available For Use / Savings in Demand under the selected programme (Ml/d) input as +ve 2042-43: 0.0082401; Gains in Water Available For Use / Savings in Demand under the selected programme (Ml/d) input as +ve 2043-44: 0.0082401; Gains in Water Available For Use / Savings in Demand under the selected programme (Ml/d) input as +ve 2044-45: 0.0082401; Gains in Water Available For Use / Savings in Demand under the selected programme (Ml/d) input as +ve 2045-46: 0.0082401; Gains in Water Available For Use / Savings in Demand under the selected programme (Ml/d) input as +ve 2046-47: 0.0082401; Gains in Water Available For Use / Savings in Demand under the selected programme (Ml/d) input as +ve 2047-48: 0.0082401; Gains in Water Available For Use / Savings in Demand under the selected programme (Ml/d) input as +ve 2048-49: 0.0082401; Gains in Water Available For Use / Savings in Demand under the selected programme (Ml/d) input as +ve 2049-50: 0.0082401
51dF | USPL_ShSupplies.AWSNHA | USPL_ShSupplies.AWSNHA | Supply pipe repairs / replacement | Customer Options | N | Ofwat Core | AWSNHA | Ml/d | 2 | Gains in Water Available For Use / Savings in Demand under the selected programme (Ml/d) input as +ve 2019-20: 0; Gains in Water Available For Use / Savings in Demand under the selected programme (Ml/d) input as +ve 2020-21: 0; Gains in Water Available For Use / Savings in Demand under the selected programme (Ml/d) input as +ve 2021-22: 0; Gains in Water Available For Use / Savings in Demand under the selected programme (Ml/d) input as +ve 2022-23: 0; Gains in Water Available For Use / Savings in Demand under the selected programme (Ml/d) input as +ve 2023-24: 0; Gains in Water Available For Use / Savings in Demand under the selected programme (Ml/d) input as +ve 2024-25: 0; Gains in Water Available For Use / Savings in Demand under the selected programme (Ml/d) input as +ve 2025-26: 0; Gains in Water Available For Use / Savings in Demand under the selected programme (Ml/d) input as +ve 2026-27: 0; Gains in Water Available For Use / Savings in Demand under the selected programme (Ml/d) input as +ve 2027-28: 0; Gains in Water Available For Use / Savings in Demand under the selected programme (Ml/d) input as +ve 2028-29: 0; Gains in Water Available For Use / Savings in Demand under the selected programme (Ml/d) input as +ve 2029-30: 0.0082401; Gains in Water Available For Use / Savings in Demand under the selected programme (Ml/d) input as +ve 2030-31: 0.0082401; Gains in Water Available For Use / Savings in Demand under the selected programme (Ml/d) input as +ve 2031-32: 0.0082401; Gains in Water Available For Use / Savings in Demand under the selected programme (Ml/d) input as +ve 2032-33: 0.0082401; Gains in Water Available For Use / Savings in Demand under the selected programme (Ml/d) input as +ve 2033-34: 0.0082401; Gains in Water Available For Use / Savings in Demand under the selected programme (Ml/d) input as +ve 2034-35: 0.0082401; Gains in Water Available For Use / Savings in Demand under the selected programme (Ml/d) input as +ve 2035-36: 0.0082401; Gains in Water Available For Use / Savings in Demand under the selected programme (Ml/d) input as +ve 2036-37: 0.0082401; Gains in Water Available For Use / Savings in Demand under the selected programme (Ml/d) input as +ve 2037-38: 0.0082401; Gains in Water Available For Use / Savings in Demand under the selected programme (Ml/d) input as +ve 2038-39: 0.0082401; Gains in Water Available For Use / Savings in Demand under the selected programme (Ml/d) input as +ve 2039-40: 0.0082401; Gains in Water Available For Use / Savings in Demand under the selected programme (Ml/d) input as +ve 2040-41: 0.0082401; Gains in Water Available For Use / Savings in Demand under the selected programme (Ml/d) input as +ve 2041-42: 0.0082401; Gains in Water Available For Use / Savings in Demand under the selected programme (Ml/d) input as +ve 2042-43: 0.0082401; Gains in Water Available For Use / Savings in Demand under the selected programme (Ml/d) input as +ve 2043-44: 0.0082401; Gains in Water Available For Use / Savings in Demand under the selected programme (Ml/d) input as +ve 2044-45: 0.0082401; Gains in Water Available For Use / Savings in Demand under the selected programme (Ml/d) input as +ve 2045-46: 0.0082401; Gains in Water Available For Use / Savings in Demand under the selected programme (Ml/d) input as +ve 2046-47: 0.0082401; Gains in Water Available For Use / Savings in Demand under the selected programme (Ml/d) input as +ve 2047-48: 0.0082401; Gains in Water Available For Use / Savings in Demand under the selected programme (Ml/d) input as +ve 2048-49: 0.0082401; Gains in Water Available For Use / Savings in Demand under the selected programme (Ml/d) input as +ve 2049-50: 0.0082401
51dP | USPL_ShSupplies.AWSNHA | USPL_ShSupplies.AWSNHA | Supply pipe repairs / replacement | Customer Options | N | Preferred | AWSNHA | Ml/d | 2 | Gains in Water Available For Use / Savings in Demand under the selected programme (Ml/d) input as +ve 2019-20: 0; Gains in Water Available For Use / Savings in Demand under the selected programme (Ml/d) input as +ve 2020-21: 0; Gains in Water Available For Use / Savings in Demand under the selected programme (Ml/d) input as +ve 2021-22: 0; Gains in Water Available For Use / Savings in Demand under the selected programme (Ml/d) input as +ve 2022-23: 0; Gains in Water Available For Use / Savings in Demand under the selected programme (Ml/d) input as +ve 2023-24: 0; Gains in Water Available For Use / Savings in Demand under the selected programme (Ml/d) input as +ve 2024-25: 0; Gains in Water Available For Use / Savings in Demand under the selected programme (Ml/d) input as +ve 2025-26: 0; Gains in Water Available For Use / Savings in Demand under the selected programme (Ml/d) input as +ve 2026-27: 0; Gains in Water Available For Use / Savings in Demand under the selected programme (Ml/d) input as +ve 2027-28: 0; Gains in Water Available For Use / Savings in Demand under the selected programme (Ml/d) input as +ve 2028-29: 0; Gains in Water Available For Use / Savings in Demand under the selected programme (Ml/d) input as +ve 2029-30: 0.0082401; Gains in Water Available For Use / Savings in Demand under the selected programme (Ml/d) input as +ve 2030-31: 0.0082401; Gains in Water Available For Use / Savings in Demand under the selected programme (Ml/d) input as +ve 2031-32: 0.0082401; Gains in Water Available For Use / Savings in Demand under the selected programme (Ml/d) input as +ve 2032-33: 0.0082401; Gains in Water Available For Use / Savings in Demand under the selected programme (Ml/d) input as +ve 2033-34: 0.0082401; Gains in Water Available For Use / Savings in Demand under the selected programme (Ml/d) input as +ve 2034-35: 0.0082401; Gains in Water Available For Use / Savings in Demand under the selected programme (Ml/d) input as +ve 2035-36: 0.0082401; Gains in Water Available For Use / Savings in Demand under the selected programme (Ml/d) input as +ve 2036-37: 0.0082401; Gains in Water Available For Use / Savings in Demand under the selected programme (Ml/d) input as +ve 2037-38: 0.0082401; Gains in Water Available For Use / Savings in Demand under the selected programme (Ml/d) input as +ve 2038-39: 0.0082401; Gains in Water Available For Use / Savings in Demand under the selected programme (Ml/d) input as +ve 2039-40: 0.0082401; Gains in Water Available For Use / Savings in Demand under the selected programme (Ml/d) input as +ve 2040-41: 0.0082401; Gains in Water Available For Use / Savings in Demand under the selected programme (Ml/d) input as +ve 2041-42: 0.0082401; Gains in Water Available For Use / Savings in Demand under the selected programme (Ml/d) input as +ve 2042-43: 0.0082401; Gains in Water Available For Use / Savings in Demand under the selected programme (Ml/d) input as +ve 2043-44: 0.0082401; Gains in Water Available For Use / Savings in Demand under the selected programme (Ml/d) input as +ve 2044-45: 0.0082401; Gains in Water Available For Use / Savings in Demand under the selected programme (Ml/d) input as +ve 2045-46: 0.0082401; Gains in Water Available For Use / Savings in Demand under the selected programme (Ml/d) input as +ve 2046-47: 0.0082401; Gains in Water Available For Use / Savings in Demand under the selected programme (Ml/d) input as +ve 2047-48: 0.0082401; Gains in Water Available For Use / Savings in Demand under the selected programme (Ml/d) input as +ve 2048-49: 0.0082401; Gains in Water Available For Use / Savings in Demand under the selected programme (Ml/d) input as +ve 2049-50: 0.0082401
52cA | Adjustment to existing potable water import | EI09 | Internal potable transfer | Distribution Options | N | Ofwat Core | AWSNHA | Ml/d | 2 | Gains in Water Available For Use / Savings in Demand under the selected programme (Ml/d) input as +ve 2025-26: -0.011; Gains in Water Available For Use / Savings in Demand under the selected programme (Ml/d) input as +ve 2026-27: -0.01; Gains in Water Available For Use / Savings in Demand under the selected programme (Ml/d) input as +ve 2027-28: -0.021; Gains in Water Available For Use / Savings in Demand under the selected programme (Ml/d) input as +ve 2028-29: -0.25; Gains in Water Available For Use / Savings in Demand under the selected programme (Ml/d) input as +ve 2029-30: -0.34; Gains in Water Available For Use / Savings in Demand under the selected programme (Ml/d) input as +ve 2030-31: -0.54; Gains in Water Available For Use / Savings in Demand under the selected programme (Ml/d) input as +ve 2031-32: -0.6; Gains in Water Available For Use / Savings in Demand under the selected programme (Ml/d) input as +ve 2032-33: -0.62; Gains in Water Available For Use / Savings in Demand under the selected programme (Ml/d) input as +ve 2033-34: -0.64; Gains in Water Available For Use / Savings in Demand under the selected programme (Ml/d) input as +ve 2034-35: -0.67; Gains in Water Available For Use / Savings in Demand under the selected programme (Ml/d) input as +ve 2035-36: -0.7; Gains in Water Available For Use / Savings in Demand under the selected programme (Ml/d) input as +ve 2036-37: -0.74; Gains in Water Available For Use / Savings in Demand under the selected programme (Ml/d) input as +ve 2037-38: -0.77; Gains in Water Available For Use / Savings in Demand under the selected programme (Ml/d) input as +ve 2038-39: -0.82; Gains in Water Available For Use / Savings in Demand under the selected programme (Ml/d) input as +ve 2039-40: -0.85; Gains in Water Available For Use / Savings in Demand under the selected programme (Ml/d) input as +ve 2040-41: -0.88; Gains in Water Available For Use / Savings in Demand under the selected programme (Ml/d) input as +ve 2041-42: -0.91; Gains in Water Available For Use / Savings in Demand under the selected programme (Ml/d) input as +ve 2042-43: -0.93; Gains in Water Available For Use / Savings in Demand under the selected programme (Ml/d) input as +ve 2043-44: -0.97; Gains in Water Available For Use / Savings in Demand under the selected programme (Ml/d) input as +ve 2044-45: -0.99; Gains in Water Available For Use / Savings in Demand under the selected programme (Ml/d) input as +ve 2045-46: -1; Gains in Water Available For Use / Savings in Demand under the selected programme (Ml/d) input as +ve 2046-47: -1.03; Gains in Water Available For Use / Savings in Demand under the selected programme (Ml/d) input as +ve 2047-48: -1.05; Gains in Water Available For Use / Savings in Demand under the selected programme (Ml/d) input as +ve 2048-49: -1.07; Gains in Water Available For Use / Savings in Demand under the selected programme (Ml/d) input as +ve 2049-50: -1.1
52cA | Adjustment to existing potable water export | EE09 | Internal potable transfer | Distribution Options | N | Ofwat Core | AWSNHA | Ml/d | 2 | Gains in Water Available For Use / Savings in Demand under the selected programme (Ml/d) input as +ve 2025-26: 0.001; Gains in Water Available For Use / Savings in Demand under the selected programme (Ml/d) input as +ve 2026-27: 0.001; Gains in Water Available For Use / Savings in Demand under the selected programme (Ml/d) input as +ve 2027-28: 0.001; Gains in Water Available For Use / Savings in Demand under the selected programme (Ml/d) input as +ve 2028-29: 0.06; Gains in Water Available For Use / Savings in Demand under the selected programme (Ml/d) input as +ve 2029-30: 0.11; Gains in Water Available For Use / Savings in Demand under the selected programme (Ml/d) input as +ve 2030-31: 0.27; Gains in Water Available For Use / Savings in Demand under the selected programme (Ml/d) input as +ve 2031-32: 0.3; Gains in Water Available For Use / Savings in Demand under the selected programme (Ml/d) input as +ve 2032-33: 0.3; Gains in Water Available For Use / Savings in Demand under the selected programme (Ml/d) input as +ve 2033-34: 0.3; Gains in Water Available For Use / Savings in Demand under the selected programme (Ml/d) input as +ve 2034-35: 0.3; Gains in Water Available For Use / Savings in Demand under the selected programme (Ml/d) input as +ve 2035-36: 0.3; Gains in Water Available For Use / Savings in Demand under the selected programme (Ml/d) input as +ve 2036-37: 0.3; Gains in Water Available For Use / Savings in Demand under the selected programme (Ml/d) input as +ve 2037-38: 0.3; Gains in Water Available For Use / Savings in Demand under the selected programme (Ml/d) input as +ve 2038-39: 0.3; Gains in Water Available For Use / Savings in Demand under the selected programme (Ml/d) input as +ve 2039-40: 0.3; Gains in Water Available For Use / Savings in Demand under the selected programme (Ml/d) input as +ve 2040-41: 0.3; Gains in Water Available For Use / Savings in Demand under the selected programme (Ml/d) input as +ve 2041-42: 0.3; Gains in Water Available For Use / Savings in Demand under the selected programme (Ml/d) input as +ve 2042-43: 0.3; Gains in Water Available For Use / Savings in Demand under the selected programme (Ml/d) input as +ve 2043-44: 0.3; Gains in Water Available For Use / Savings in Demand under the selected programme (Ml/d) input as +ve 2044-45: 0.3; Gains in Water Available For Use / Savings in Demand under the selected programme (Ml/d) input as +ve 2045-46: 0.3; Gains in Water Available For Use / Savings in Demand under the selected programme (Ml/d) input as +ve 2046-47: 0.3; Gains in Water Available For Use / Savings in Demand under the selected programme (Ml/d) input as +ve 2047-48: 0.3; Gains in Water Available For Use / Savings in Demand under the selected programme (Ml/d) input as +ve 2048-49: 0.3; Gains in Water Available For Use / Savings in Demand under the selected programme (Ml/d) input as +ve 2049-50: 0.3
52cA | Adjustment to existing potable water import | EI09 | Internal potable transfer | Distribution Options | N | Least Cost | AWSNHA | Ml/d | 2 | Gains in Water Available For Use / Savings in Demand under the selected programme (Ml/d) input as +ve 2025-26: -0.011; Gains in Water Available For Use / Savings in Demand under the selected programme (Ml/d) input as +ve 2026-27: -0.01; Gains in Water Available For Use / Savings in Demand under the selected programme (Ml/d) input as +ve 2027-28: -0.021; Gains in Water Available For Use / Savings in Demand under the selected programme (Ml/d) input as +ve 2028-29: -0.25; Gains in Water Available For Use / Savings in Demand under the selected programme (Ml/d) input as +ve 2029-30: -0.34; Gains in Water Available For Use / Savings in Demand under the selected programme (Ml/d) input as +ve 2030-31: -0.54; Gains in Water Available For Use / Savings in Demand under the selected programme (Ml/d) input as +ve 2031-32: -0.6; Gains in Water Available For Use / Savings in Demand under the selected programme (Ml/d) input as +ve 2032-33: -0.62; Gains in Water Available For Use / Savings in Demand under the selected programme (Ml/d) input as +ve 2033-34: -0.64; Gains in Water Available For Use / Savings in Demand under the selected programme (Ml/d) input as +ve 2034-35: -0.67; Gains in Water Available For Use / Savings in Demand under the selected programme (Ml/d) input as +ve 2035-36: -0.7; Gains in Water Available For Use / Savings in Demand under the selected programme (Ml/d) input as +ve 2036-37: -0.74; Gains in Water Available For Use / Savings in Demand under the selected programme (Ml/d) input as +ve 2037-38: -0.77; Gains in Water Available For Use / Savings in Demand under the selected programme (Ml/d) input as +ve 2038-39: -0.82; Gains in Water Available For Use / Savings in Demand under the selected programme (Ml/d) input as +ve 2039-40: -0.85; Gains in Water Available For Use / Savings in Demand under the selected programme (Ml/d) input as +ve 2040-41: -0.88; Gains in Water Available For Use / Savings in Demand under the selected programme (Ml/d) input as +ve 2041-42: -0.91; Gains in Water Available For Use / Savings in Demand under the selected programme (Ml/d) input as +ve 2042-43: -0.93; Gains in Water Available For Use / Savings in Demand under the selected programme (Ml/d) input as +ve 2043-44: -0.97; Gains in Water Available For Use / Savings in Demand under the selected programme (Ml/d) input as +ve 2044-45: -0.99; Gains in Water Available For Use / Savings in Demand under the selected programme (Ml/d) input as +ve 2045-46: -1; Gains in Water Available For Use / Savings in Demand under the selected programme (Ml/d) input as +ve 2046-47: -1.03; Gains in Water Available For Use / Savings in Demand under the selected programme (Ml/d) input as +ve 2047-48: -1.05; Gains in Water Available For Use / Savings in Demand under the selected programme (Ml/d) input as +ve 2048-49: -1.07; Gains in Water Available For Use / Savings in Demand under the selected programme (Ml/d) input as +ve 2049-50: -1.1
52cA | Adjustment to existing potable water export | EE09 | Internal potable transfer | Distribution Options | N | Least Cost | AWSNHA | Ml/d | 2 | Gains in Water Available For Use / Savings in Demand under the selected programme (Ml/d) input as +ve 2025-26: 0.001; Gains in Water Available For Use / Savings in Demand under the selected programme (Ml/d) input as +ve 2026-27: 0.001; Gains in Water Available For Use / Savings in Demand under the selected programme (Ml/d) input as +ve 2027-28: 0.001; Gains in Water Available For Use / Savings in Demand under the selected programme (Ml/d) input as +ve 2028-29: 0.06; Gains in Water Available For Use / Savings in Demand under the selected programme (Ml/d) input as +ve 2029-30: 0.11; Gains in Water Available For Use / Savings in Demand under the selected programme (Ml/d) input as +ve 2030-31: 0.27; Gains in Water Available For Use / Savings in Demand under the selected programme (Ml/d) input as +ve 2031-32: 0.3; Gains in Water Available For Use / Savings in Demand under the selected programme (Ml/d) input as +ve 2032-33: 0.3; Gains in Water Available For Use / Savings in Demand under the selected programme (Ml/d) input as +ve 2033-34: 0.3; Gains in Water Available For Use / Savings in Demand under the selected programme (Ml/d) input as +ve 2034-35: 0.3; Gains in Water Available For Use / Savings in Demand under the selected programme (Ml/d) input as +ve 2035-36: 0.3; Gains in Water Available For Use / Savings in Demand under the selected programme (Ml/d) input as +ve 2036-37: 0.3; Gains in Water Available For Use / Savings in Demand under the selected programme (Ml/d) input as +ve 2037-38: 0.3; Gains in Water Available For Use / Savings in Demand under the selected programme (Ml/d) input as +ve 2038-39: 0.3; Gains in Water Available For Use / Savings in Demand under the selected programme (Ml/d) input as +ve 2039-40: 0.3; Gains in Water Available For Use / Savings in Demand under the selected programme (Ml/d) input as +ve 2040-41: 0.3; Gains in Water Available For Use / Savings in Demand under the selected programme (Ml/d) input as +ve 2041-42: 0.3; Gains in Water Available For Use / Savings in Demand under the selected programme (Ml/d) input as +ve 2042-43: 0.3; Gains in Water Available For Use / Savings in Demand under the selected programme (Ml/d) input as +ve 2043-44: 0.3; Gains in Water Available For Use / Savings in Demand under the selected programme (Ml/d) input as +ve 2044-45: 0.3; Gains in Water Available For Use / Savings in Demand under the selected programme (Ml/d) input as +ve 2045-46: 0.3; Gains in Water Available For Use / Savings in Demand under the selected programme (Ml/d) input as +ve 2046-47: 0.3; Gains in Water Available For Use / Savings in Demand under the selected programme (Ml/d) input as +ve 2047-48: 0.3; Gains in Water Available For Use / Savings in Demand under the selected programme (Ml/d) input as +ve 2048-49: 0.3; Gains in Water Available For Use / Savings in Demand under the selected programme (Ml/d) input as +ve 2049-50: 0.3
52cP | Adjustment to existing potable water import | EI09 | Internal potable transfer | Distribution Options | N | Preferred | AWSNHA | Ml/d | 2 | Gains in Water Available For Use / Savings in Demand under the selected programme (Ml/d) input as +ve 2025-26: -0.011; Gains in Water Available For Use / Savings in Demand under the selected programme (Ml/d) input as +ve 2026-27: -0.01; Gains in Water Available For Use / Savings in Demand under the selected programme (Ml/d) input as +ve 2027-28: -0.021; Gains in Water Available For Use / Savings in Demand under the selected programme (Ml/d) input as +ve 2028-29: -0.25; Gains in Water Available For Use / Savings in Demand under the selected programme (Ml/d) input as +ve 2029-30: -0.34; Gains in Water Available For Use / Savings in Demand under the selected programme (Ml/d) input as +ve 2030-31: -0.54; Gains in Water Available For Use / Savings in Demand under the selected programme (Ml/d) input as +ve 2031-32: -0.6; Gains in Water Available For Use / Savings in Demand under the selected programme (Ml/d) input as +ve 2032-33: -0.62; Gains in Water Available For Use / Savings in Demand under the selected programme (Ml/d) input as +ve 2033-34: -0.64; Gains in Water Available For Use / Savings in Demand under the selected programme (Ml/d) input as +ve 2034-35: -0.67; Gains in Water Available For Use / Savings in Demand under the selected programme (Ml/d) input as +ve 2035-36: -0.7; Gains in Water Available For Use / Savings in Demand under the selected programme (Ml/d) input as +ve 2036-37: -0.74; Gains in Water Available For Use / Savings in Demand under the selected programme (Ml/d) input as +ve 2037-38: -0.77; Gains in Water Available For Use / Savings in Demand under the selected programme (Ml/d) input as +ve 2038-39: -0.82; Gains in Water Available For Use / Savings in Demand under the selected programme (Ml/d) input as +ve 2039-40: -0.85; Gains in Water Available For Use / Savings in Demand under the selected programme (Ml/d) input as +ve 2040-41: -0.88; Gains in Water Available For Use / Savings in Demand under the selected programme (Ml/d) input as +ve 2041-42: -0.91; Gains in Water Available For Use / Savings in Demand under the selected programme (Ml/d) input as +ve 2042-43: -0.93; Gains in Water Available For Use / Savings in Demand under the selected programme (Ml/d) input as +ve 2043-44: -0.97; Gains in Water Available For Use / Savings in Demand under the selected programme (Ml/d) input as +ve 2044-45: -0.99; Gains in Water Available For Use / Savings in Demand under the selected programme (Ml/d) input as +ve 2045-46: -1; Gains in Water Available For Use / Savings in Demand under the selected programme (Ml/d) input as +ve 2046-47: -1.03; Gains in Water Available For Use / Savings in Demand under the selected programme (Ml/d) input as +ve 2047-48: -1.05; Gains in Water Available For Use / Savings in Demand under the selected programme (Ml/d) input as +ve 2048-49: -1.07; Gains in Water Available For Use / Savings in Demand under the selected programme (Ml/d) input as +ve 2049-50: -1.1
52cP | Adjustment to existing potable water export | EE09 | Internal potable transfer | Distribution Options | N | Preferred | AWSNHA | Ml/d | 2 | Gains in Water Available For Use / Savings in Demand under the selected programme (Ml/d) input as +ve 2025-26: 0.001; Gains in Water Available For Use / Savings in Demand under the selected programme (Ml/d) input as +ve 2026-27: 0.001; Gains in Water Available For Use / Savings in Demand under the selected programme (Ml/d) input as +ve 2027-28: 0.001; Gains in Water Available For Use / Savings in Demand under the selected programme (Ml/d) input as +ve 2028-29: 0.06; Gains in Water Available For Use / Savings in Demand under the selected programme (Ml/d) input as +ve 2029-30: 0.11; Gains in Water Available For Use / Savings in Demand under the selected programme (Ml/d) input as +ve 2030-31: 0.27; Gains in Water Available For Use / Savings in Demand under the selected programme (Ml/d) input as +ve 2031-32: 0.3; Gains in Water Available For Use / Savings in Demand under the selected programme (Ml/d) input as +ve 2032-33: 0.3; Gains in Water Available For Use / Savings in Demand under the selected programme (Ml/d) input as +ve 2033-34: 0.3; Gains in Water Available For Use / Savings in Demand under the selected programme (Ml/d) input as +ve 2034-35: 0.3; Gains in Water Available For Use / Savings in Demand under the selected programme (Ml/d) input as +ve 2035-36: 0.3; Gains in Water Available For Use / Savings in Demand under the selected programme (Ml/d) input as +ve 2036-37: 0.3; Gains in Water Available For Use / Savings in Demand under the selected programme (Ml/d) input as +ve 2037-38: 0.3; Gains in Water Available For Use / Savings in Demand under the selected programme (Ml/d) input as +ve 2038-39: 0.3; Gains in Water Available For Use / Savings in Demand under the selected programme (Ml/d) input as +ve 2039-40: 0.3; Gains in Water Available For Use / Savings in Demand under the selected programme (Ml/d) input as +ve 2040-41: 0.3; Gains in Water Available For Use / Savings in Demand under the selected programme (Ml/d) input as +ve 2041-42: 0.3; Gains in Water Available For Use / Savings in Demand under the selected programme (Ml/d) input as +ve 2042-43: 0.3; Gains in Water Available For Use / Savings in Demand under the selected programme (Ml/d) input as +ve 2043-44: 0.3; Gains in Water Available For Use / Savings in Demand under the selected programme (Ml/d) input as +ve 2044-45: 0.3; Gains in Water Available For Use / Savings in Demand under the selected programme (Ml/d) input as +ve 2045-46: 0.3; Gains in Water Available For Use / Savings in Demand under the selected programme (Ml/d) input as +ve 2046-47: 0.3; Gains in Water Available For Use / Savings in Demand under the selected programme (Ml/d) input as +ve 2047-48: 0.3; Gains in Water Available For Use / Savings in Demand under the selected programme (Ml/d) input as +ve 2048-49: 0.3; Gains in Water Available For Use / Savings in Demand under the selected programme (Ml/d) input as +ve 2049-50: 0.3
51cF | CC Mains Replacement.AWSNHA | CC Mains Replacement.AWSNHA | Mains replacement (not trunk mains) | Distribution Options | N | Least Cost | AWSNHA | Ml/d | 2 | 0 | 0 | 0 | 0 | 0 | 0 | 0.00067783 | 0.0013557 | 0.0020335 | 0.0027113 | 0.0033891 | 0.004067 | 0.0047448 | 0.0054226 | 0.0061005 | 0.0067783 | 0.0074561 | 0.0081339 | 0.0088118 | 0.0094896 | 0.010167 | 0.010845 | 0.011523 | 0.012201 | 0.012879 | 0.013557 | 0.014234 | 0.014912 | 0.01559 | 0.016268 | 0.016946 | 0.017624 | 0.018301 | 0.018979 | 0.019657 | 0.020335 | 0.021013 | 0.021691 | 0.022368 | 0.023046 | 0.023724 | 0.024402 | 0.02508 | 0.025758 | 0.026435 | 0.027113 | 0.027791 | 0.028469 | 0.029147 | 0.029824 | 0.030502 | 0.03118 | 0.031858 | 0.032536 | 0.033214 | 0.033891 | 0.034569 | 0.035247 | 0.035925 | 0.036603 | 0.037281 | 0.037958 | 0.038636 | 0.039314 | 0.039992 | 0.04067 | 0.041348 | 0.042025 | 0.042703 | 0.043381 | 0.044059 | 0.044737 | 0.045415 | 0.046092 | 0.04677 | 0.047448 | 0.048126 | 0.048804 | 0.049482 | 0.050159 | 0.050837
51cF | CC Mains Replacement.AWSNHA | CC Mains Replacement.AWSNHA | Mains replacement (not trunk mains) | Distribution Options | N | Ofwat Core | AWSNHA | Ml/d | 2 | 0 | 0 | 0 | 0 | 0 | 0 | 0.00067783 | 0.0013557 | 0.0020335 | 0.0027113 | 0.0033891 | 0.004067 | 0.0047448 | 0.0054226 | 0.0061005 | 0.0067783 | 0.0074561 | 0.0081339 | 0.0088118 | 0.0094896 | 0.010167 | 0.010845 | 0.011523 | 0.012201 | 0.012879 | 0.013557 | 0.014234 | 0.014912 | 0.01559 | 0.016268 | 0.016946 | 0.017624 | 0.018301 | 0.018979 | 0.019657 | 0.020335 | 0.021013 | 0.021691 | 0.022368 | 0.023046 | 0.023724 | 0.024402 | 0.02508 | 0.025758 | 0.026435 | 0.027113 | 0.027791 | 0.028469 | 0.029147 | 0.029824 | 0.030502 | 0.03118 | 0.031858 | 0.032536 | 0.033214 | 0.033891 | 0.034569 | 0.035247 | 0.035925 | 0.036603 | 0.037281 | 0.037958 | 0.038636 | 0.039314 | 0.039992 | 0.04067 | 0.041348 | 0.042025 | 0.042703 | 0.043381 | 0.044059 | 0.044737 | 0.045415 | 0.046092 | 0.04677 | 0.047448 | 0.048126 | 0.048804 | 0.049482 | 0.050159 | 0.050837
51cP | CC Mains Replacement.AWSNHA | CC Mains Replacement.AWSNHA | Mains replacement (not trunk mains) | Distribution Options | N | Preferred | AWSNHA | Ml/d | 2 | 0 | 0 | 0 | 0 | 0 | 0 | 0.00067783 | 0.0013557 | 0.0020335 | 0.0027113 | 0.0033891 | 0.004067 | 0.0047448 | 0.0054226 | 0.0061005 | 0.0067783 | 0.0074561 | 0.0081339 | 0.0088118 | 0.0094896 | 0.010167 | 0.010845 | 0.011523 | 0.012201 | 0.012879 | 0.013557 | 0.014234 | 0.014912 | 0.01559 | 0.016268 | 0.016946 | 0.017624 | 0.018301 | 0.018979 | 0.019657 | 0.020335 | 0.021013 | 0.021691 | 0.022368 | 0.023046 | 0.023724 | 0.024402 | 0.02508 | 0.025758 | 0.026435 | 0.027113 | 0.027791 | 0.028469 | 0.029147 | 0.029824 | 0.030502 | 0.03118 | 0.031858 | 0.032536 | 0.033214 | 0.033891 | 0.034569 | 0.035247 | 0.035925 | 0.036603 | 0.037281 | 0.037958 | 0.038636 | 0.039314 | 0.039992 | 0.04067 | 0.041348 | 0.042025 | 0.042703 | 0.043381 | 0.044059 | 0.044737 | 0.045415 | 0.046092 | 0.04677 | 0.047448 | 0.048126 | 0.048804 | 0.049482 | 0.050159 | 0.050837
51dF | 1a WRMP24. Smart Showers.AWSNHL | WEF 1a.AWSNHL | Retrofitting indoor water efficiency devices | Customer Options | N | Least Cost | AWSNHL | Ml/d | 2 | Gains in Water Available For Use / Savings in Demand under the selected programme (Ml/d) input as +ve 2019-20: 0; Gains in Water Available For Use / Savings in Demand under the selected programme (Ml/d) input as +ve 2020-21: 0; Gains in Water Available For Use / Savings in Demand under the selected programme (Ml/d) input as +ve 2021-22: 0; Gains in Water Available For Use / Savings in Demand under the selected programme (Ml/d) input as +ve 2022-23: 0; Gains in Water Available For Use / Savings in Demand under the selected programme (Ml/d) input as +ve 2023-24: 0; Gains in Water Available For Use / Savings in Demand under the selected programme (Ml/d) input as +ve 2024-25: 0; Gains in Water Available For Use / Savings in Demand under the selected programme (Ml/d) input as +ve 2025-26: 0; Gains in Water Available For Use / Savings in Demand under the selected programme (Ml/d) input as +ve 2026-27: 0; Gains in Water Available For Use / Savings in Demand under the selected programme (Ml/d) input as +ve 2027-28: 0; Gains in Water Available For Use / Savings in Demand under the selected programme (Ml/d) input as +ve 2028-29: 0.00071175; Gains in Water Available For Use / Savings in Demand under the selected programme (Ml/d) input as +ve 2029-30: 0.0026928; Gains in Water Available For Use / Savings in Demand under the selected programme (Ml/d) input as +ve 2030-31: 0.0046709; Gains in Water Available For Use / Savings in Demand under the selected programme (Ml/d) input as +ve 2031-32: 0.006645; Gains in Water Available For Use / Savings in Demand under the selected programme (Ml/d) input as +ve 2032-33: 0.008616; Gains in Water Available For Use / Savings in Demand under the selected programme (Ml/d) input as +ve 2033-34: 0.010046; Gains in Water Available For Use / Savings in Demand under the selected programme (Ml/d) input as +ve 2034-35: 0.010513; Gains in Water Available For Use / Savings in Demand under the selected programme (Ml/d) input as +ve 2035-36: 0.010982; Gains in Water Available For Use / Savings in Demand under the selected programme (Ml/d) input as +ve 2036-37: 0.011453; Gains in Water Available For Use / Savings in Demand under the selected programme (Ml/d) input as +ve 2037-38: 0.011925; Gains in Water Available For Use / Savings in Demand under the selected programme (Ml/d) input as +ve 2038-39: 0.012399; Gains in Water Available For Use / Savings in Demand under the selected programme (Ml/d) input as +ve 2039-40: 0.012865; Gains in Water Available For Use / Savings in Demand under the selected programme (Ml/d) input as +ve 2040-41: 0.013324; Gains in Water Available For Use / Savings in Demand under the selected programme (Ml/d) input as +ve 2041-42: 0.013777; Gains in Water Available For Use / Savings in Demand under the selected programme (Ml/d) input as +ve 2042-43: 0.014225; Gains in Water Available For Use / Savings in Demand under the selected programme (Ml/d) input as +ve 2043-44: 0.014668; Gains in Water Available For Use / Savings in Demand under the selected programme (Ml/d) input as +ve 2044-45: 0.015113; Gains in Water Available For Use / Savings in Demand under the selected programme (Ml/d) input as +ve 2045-46: 0.01556; Gains in Water Available For Use / Savings in Demand under the selected programme (Ml/d) input as +ve 2046-47: 0.01601; Gains in Water Available For Use / Savings in Demand under the selected programme (Ml/d) input as +ve 2047-48: 0.016463; Gains in Water Available For Use / Savings in Demand under the selected programme (Ml/d) input as +ve 2048-49: 0.016919; Gains in Water Available For Use / Savings in Demand under the selected programme (Ml/d) input as +ve 2049-50: 0.017378
51dF | 1a WRMP24. Smart Showers.AWSNHL | WEF 1a.AWSNHL | Retrofitting indoor water efficiency devices | Customer Options | N | Ofwat Core | AWSNHL | Ml/d | 2 | Gains in Water Available For Use / Savings in Demand under the selected programme (Ml/d) input as +ve 2019-20: 0; Gains in Water Available For Use / Savings in Demand under the selected programme (Ml/d) input as +ve 2020-21: 0; Gains in Water Available For Use / Savings in Demand under the selected programme (Ml/d) input as +ve 2021-22: 0; Gains in Water Available For Use / Savings in Demand under the selected programme (Ml/d) input as +ve 2022-23: 0; Gains in Water Available For Use / Savings in Demand under the selected programme (Ml/d) input as +ve 2023-24: 0; Gains in Water Available For Use / Savings in Demand under the selected programme (Ml/d) input as +ve 2024-25: 0; Gains in Water Available For Use / Savings in Demand under the selected programme (Ml/d) input as +ve 2025-26: 0; Gains in Water Available For Use / Savings in Demand under the selected programme (Ml/d) input as +ve 2026-27: 0; Gains in Water Available For Use / Savings in Demand under the selected programme (Ml/d) input as +ve 2027-28: 0; Gains in Water Available For Use / Savings in Demand under the selected programme (Ml/d) input as +ve 2028-29: 0.00071175; Gains in Water Available For Use / Savings in Demand under the selected programme (Ml/d) input as +ve 2029-30: 0.0026928; Gains in Water Available For Use / Savings in Demand under the selected programme (Ml/d) input as +ve 2030-31: 0.0046709; Gains in Water Available For Use / Savings in Demand under the selected programme (Ml/d) input as +ve 2031-32: 0.006645; Gains in Water Available For Use / Savings in Demand under the selected programme (Ml/d) input as +ve 2032-33: 0.008616; Gains in Water Available For Use / Savings in Demand under the selected programme (Ml/d) input as +ve 2033-34: 0.010046; Gains in Water Available For Use / Savings in Demand under the selected programme (Ml/d) input as +ve 2034-35: 0.010513; Gains in Water Available For Use / Savings in Demand under the selected programme (Ml/d) input as +ve 2035-36: 0.010982; Gains in Water Available For Use / Savings in Demand under the selected programme (Ml/d) input as +ve 2036-37: 0.011453; Gains in Water Available For Use / Savings in Demand under the selected programme (Ml/d) input as +ve 2037-38: 0.011925; Gains in Water Available For Use / Savings in Demand under the selected programme (Ml/d) input as +ve 2038-39: 0.012399; Gains in Water Available For Use / Savings in Demand under the selected programme (Ml/d) input as +ve 2039-40: 0.012865; Gains in Water Available For Use / Savings in Demand under the selected programme (Ml/d) input as +ve 2040-41: 0.013324; Gains in Water Available For Use / Savings in Demand under the selected programme (Ml/d) input as +ve 2041-42: 0.013777; Gains in Water Available For Use / Savings in Demand under the selected programme (Ml/d) input as +ve 2042-43: 0.014225; Gains in Water Available For Use / Savings in Demand under the selected programme (Ml/d) input as +ve 2043-44: 0.014668; Gains in Water Available For Use / Savings in Demand under the selected programme (Ml/d) input as +ve 2044-45: 0.015113; Gains in Water Available For Use / Savings in Demand under the selected programme (Ml/d) input as +ve 2045-46: 0.01556; Gains in Water Available For Use / Savings in Demand under the selected programme (Ml/d) input as +ve 2046-47: 0.01601; Gains in Water Available For Use / Savings in Demand under the selected programme (Ml/d) input as +ve 2047-48: 0.016463; Gains in Water Available For Use / Savings in Demand under the selected programme (Ml/d) input as +ve 2048-49: 0.016919; Gains in Water Available For Use / Savings in Demand under the selected programme (Ml/d) input as +ve 2049-50: 0.017378
51dP | 1a WRMP24. Smart Showers.AWSNHL | WEF 1a.AWSNHL | Retrofitting indoor water efficiency devices | Customer Options | N | Preferred | AWSNHL | Ml/d | 2 | Gains in Water Available For Use / Savings in Demand under the selected programme (Ml/d) input as +ve 2019-20: 0; Gains in Water Available For Use / Savings in Demand under the selected programme (Ml/d) input as +ve 2020-21: 0; Gains in Water Available For Use / Savings in Demand under the selected programme (Ml/d) input as +ve 2021-22: 0; Gains in Water Available For Use / Savings in Demand under the selected programme (Ml/d) input as +ve 2022-23: 0; Gains in Water Available For Use / Savings in Demand under the selected programme (Ml/d) input as +ve 2023-24: 0; Gains in Water Available For Use / Savings in Demand under the selected programme (Ml/d) input as +ve 2024-25: 0; Gains in Water Available For Use / Savings in Demand under the selected programme (Ml/d) input as +ve 2025-26: 0; Gains in Water Available For Use / Savings in Demand under the selected programme (Ml/d) input as +ve 2026-27: 0; Gains in Water Available For Use / Savings in Demand under the selected programme (Ml/d) input as +ve 2027-28: 0; Gains in Water Available For Use / Savings in Demand under the selected programme (Ml/d) input as +ve 2028-29: 0.00071175; Gains in Water Available For Use / Savings in Demand under the selected programme (Ml/d) input as +ve 2029-30: 0.0026928; Gains in Water Available For Use / Savings in Demand under the selected programme (Ml/d) input as +ve 2030-31: 0.0046709; Gains in Water Available For Use / Savings in Demand under the selected programme (Ml/d) input as +ve 2031-32: 0.006645; Gains in Water Available For Use / Savings in Demand under the selected programme (Ml/d) input as +ve 2032-33: 0.008616; Gains in Water Available For Use / Savings in Demand under the selected programme (Ml/d) input as +ve 2033-34: 0.010046; Gains in Water Available For Use / Savings in Demand under the selected programme (Ml/d) input as +ve 2034-35: 0.010513; Gains in Water Available For Use / Savings in Demand under the selected programme (Ml/d) input as +ve 2035-36: 0.010982; Gains in Water Available For Use / Savings in Demand under the selected programme (Ml/d) input as +ve 2036-37: 0.011453; Gains in Water Available For Use / Savings in Demand under the selected programme (Ml/d) input as +ve 2037-38: 0.011925; Gains in Water Available For Use / Savings in Demand under the selected programme (Ml/d) input as +ve 2038-39: 0.012399; Gains in Water Available For Use / Savings in Demand under the selected programme (Ml/d) input as +ve 2039-40: 0.012865; Gains in Water Available For Use / Savings in Demand under the selected programme (Ml/d) input as +ve 2040-41: 0.013324; Gains in Water Available For Use / Savings in Demand under the selected programme (Ml/d) input as +ve 2041-42: 0.013777; Gains in Water Available For Use / Savings in Demand under the selected programme (Ml/d) input as +ve 2042-43: 0.014225; Gains in Water Available For Use / Savings in Demand under the selected programme (Ml/d) input as +ve 2043-44: 0.014668; Gains in Water Available For Use / Savings in Demand under the selected programme (Ml/d) input as +ve 2044-45: 0.015113; Gains in Water Available For Use / Savings in Demand under the selected programme (Ml/d) input as +ve 2045-46: 0.01556; Gains in Water Available For Use / Savings in Demand under the selected programme (Ml/d) input as +ve 2046-47: 0.01601; Gains in Water Available For Use / Savings in Demand under the selected programme (Ml/d) input as +ve 2047-48: 0.016463; Gains in Water Available For Use / Savings in Demand under the selected programme (Ml/d) input as +ve 2048-49: 0.016919; Gains in Water Available For Use / Savings in Demand under the selected programme (Ml/d) input as +ve 2049-50: 0.017378
51dF | 2c WRMP24. Garden Advice.AWSNHL | WEF 2c.AWSNHL | Water efficiency customer education / awareness | Customer Options | N | Least Cost | AWSNHL | Ml/d | 2 | Gains in Water Available For Use / Savings in Demand under the selected programme (Ml/d) input as +ve 2019-20: 0; Gains in Water Available For Use / Savings in Demand under the selected programme (Ml/d) input as +ve 2020-21: 0; Gains in Water Available For Use / Savings in Demand under the selected programme (Ml/d) input as +ve 2021-22: 0; Gains in Water Available For Use / Savings in Demand under the selected programme (Ml/d) input as +ve 2022-23: 0; Gains in Water Available For Use / Savings in Demand under the selected programme (Ml/d) input as +ve 2023-24: 0; Gains in Water Available For Use / Savings in Demand under the selected programme (Ml/d) input as +ve 2024-25: 0; Gains in Water Available For Use / Savings in Demand under the selected programme (Ml/d) input as +ve 2025-26: 0.00047894; Gains in Water Available For Use / Savings in Demand under the selected programme (Ml/d) input as +ve 2026-27: 0.00095966; Gains in Water Available For Use / Savings in Demand under the selected programme (Ml/d) input as +ve 2027-28: 0.0014392; Gains in Water Available For Use / Savings in Demand under the selected programme (Ml/d) input as +ve 2028-29: 0.0019186; Gains in Water Available For Use / Savings in Demand under the selected programme (Ml/d) input as +ve 2029-30: 0.0023974; Gains in Water Available For Use / Savings in Demand under the selected programme (Ml/d) input as +ve 2030-31: 0.0028751; Gains in Water Available For Use / Savings in Demand under the selected programme (Ml/d) input as +ve 2031-32: 0.0033516; Gains in Water Available For Use / Savings in Demand under the selected programme (Ml/d) input as +ve 2032-33: 0.003827; Gains in Water Available For Use / Savings in Demand under the selected programme (Ml/d) input as +ve 2033-34: 0.0043016; Gains in Water Available For Use / Savings in Demand under the selected programme (Ml/d) input as +ve 2034-35: 0.0047757; Gains in Water Available For Use / Savings in Demand under the selected programme (Ml/d) input as +ve 2035-36: 0.0052493; Gains in Water Available For Use / Savings in Demand under the selected programme (Ml/d) input as +ve 2036-37: 0.0057224; Gains in Water Available For Use / Savings in Demand under the selected programme (Ml/d) input as +ve 2037-38: 0.0061951; Gains in Water Available For Use / Savings in Demand under the selected programme (Ml/d) input as +ve 2038-39: 0.0066673; Gains in Water Available For Use / Savings in Demand under the selected programme (Ml/d) input as +ve 2039-40: 0.0071375; Gains in Water Available For Use / Savings in Demand under the selected programme (Ml/d) input as +ve 2040-41: 0.0076059; Gains in Water Available For Use / Savings in Demand under the selected programme (Ml/d) input as +ve 2041-42: 0.0080725; Gains in Water Available For Use / Savings in Demand under the selected programme (Ml/d) input as +ve 2042-43: 0.0085375; Gains in Water Available For Use / Savings in Demand under the selected programme (Ml/d) input as +ve 2043-44: 0.0090011; Gains in Water Available For Use / Savings in Demand under the selected programme (Ml/d) input as +ve 2044-45: 0.0094634; Gains in Water Available For Use / Savings in Demand under the selected programme (Ml/d) input as +ve 2045-46: 0.009925; Gains in Water Available For Use / Savings in Demand under the selected programme (Ml/d) input as +ve 2046-47: 0.010386; Gains in Water Available For Use / Savings in Demand under the selected programme (Ml/d) input as +ve 2047-48: 0.010846; Gains in Water Available For Use / Savings in Demand under the selected programme (Ml/d) input as +ve 2048-49: 0.011306; Gains in Water Available For Use / Savings in Demand under the selected programme (Ml/d) input as +ve 2049-50: 0.011766
51dF | 2c WRMP24. Garden Advice.AWSNHL | WEF 2c.AWSNHL | Water efficiency customer education / awareness | Customer Options | N | Ofwat Core | AWSNHL | Ml/d | 2 | Gains in Water Available For Use / Savings in Demand under the selected programme (Ml/d) input as +ve 2019-20: 0; Gains in Water Available For Use / Savings in Demand under the selected programme (Ml/d) input as +ve 2020-21: 0; Gains in Water Available For Use / Savings in Demand under the selected programme (Ml/d) input as +ve 2021-22: 0; Gains in Water Available For Use / Savings in Demand under the selected programme (Ml/d) input as +ve 2022-23: 0; Gains in Water Available For Use / Savings in Demand under the selected programme (Ml/d) input as +ve 2023-24: 0; Gains in Water Available For Use / Savings in Demand under the selected programme (Ml/d) input as +ve 2024-25: 0; Gains in Water Available For Use / Savings in Demand under the selected programme (Ml/d) input as +ve 2025-26: 0.00047894; Gains in Water Available For Use / Savings in Demand under the selected programme (Ml/d) input as +ve 2026-27: 0.00095966; Gains in Water Available For Use / Savings in Demand under the selected programme (Ml/d) input as +ve 2027-28: 0.0014392; Gains in Water Available For Use / Savings in Demand under the selected programme (Ml/d) input as +ve 2028-29: 0.0019186; Gains in Water Available For Use / Savings in Demand under the selected programme (Ml/d) input as +ve 2029-30: 0.0023974; Gains in Water Available For Use / Savings in Demand under the selected programme (Ml/d) input as +ve 2030-31: 0.0028751; Gains in Water Available For Use / Savings in Demand under the selected programme (Ml/d) input as +ve 2031-32: 0.0033516; Gains in Water Available For Use / Savings in Demand under the selected programme (Ml/d) input as +ve 2032-33: 0.003827; Gains in Water Available For Use / Savings in Demand under the selected programme (Ml/d) input as +ve 2033-34: 0.0043016; Gains in Water Available For Use / Savings in Demand under the selected programme (Ml/d) input as +ve 2034-35: 0.0047757; Gains in Water Available For Use / Savings in Demand under the selected programme (Ml/d) input as +ve 2035-36: 0.0052493; Gains in Water Available For Use / Savings in Demand under the selected programme (Ml/d) input as +ve 2036-37: 0.0057224; Gains in Water Available For Use / Savings in Demand under the selected programme (Ml/d) input as +ve 2037-38: 0.0061951; Gains in Water Available For Use / Savings in Demand under the selected programme (Ml/d) input as +ve 2038-39: 0.0066673; Gains in Water Available For Use / Savings in Demand under the selected programme (Ml/d) input as +ve 2039-40: 0.0071375; Gains in Water Available For Use / Savings in Demand under the selected programme (Ml/d) input as +ve 2040-41: 0.0076059; Gains in Water Available For Use / Savings in Demand under the selected programme (Ml/d) input as +ve 2041-42: 0.0080725; Gains in Water Available For Use / Savings in Demand under the selected programme (Ml/d) input as +ve 2042-43: 0.0085375; Gains in Water Available For Use / Savings in Demand under the selected programme (Ml/d) input as +ve 2043-44: 0.0090011; Gains in Water Available For Use / Savings in Demand under the selected programme (Ml/d) input as +ve 2044-45: 0.0094634; Gains in Water Available For Use / Savings in Demand under the selected programme (Ml/d) input as +ve 2045-46: 0.009925; Gains in Water Available For Use / Savings in Demand under the selected programme (Ml/d) input as +ve 2046-47: 0.010386; Gains in Water Available For Use / Savings in Demand under the selected programme (Ml/d) input as +ve 2047-48: 0.010846; Gains in Water Available For Use / Savings in Demand under the selected programme (Ml/d) input as +ve 2048-49: 0.011306; Gains in Water Available For Use / Savings in Demand under the selected programme (Ml/d) input as +ve 2049-50: 0.011766
51dP | 2c WRMP24. Garden Advice.AWSNHL | WEF 2c.AWSNHL | Water efficiency customer education / awareness | Customer Options | N | Preferred | AWSNHL | Ml/d | 2 | Gains in Water Available For Use / Savings in Demand under the selected programme (Ml/d) input as +ve 2019-20: 0; Gains in Water Available For Use / Savings in Demand under the selected programme (Ml/d) input as +ve 2020-21: 0; Gains in Water Available For Use / Savings in Demand under the selected programme (Ml/d) input as +ve 2021-22: 0; Gains in Water Available For Use / Savings in Demand under the selected programme (Ml/d) input as +ve 2022-23: 0; Gains in Water Available For Use / Savings in Demand under the selected programme (Ml/d) input as +ve 2023-24: 0; Gains in Water Available For Use / Savings in Demand under the selected programme (Ml/d) input as +ve 2024-25: 0; Gains in Water Available For Use / Savings in Demand under the selected programme (Ml/d) input as +ve 2025-26: 0.00047894; Gains in Water Available For Use / Savings in Demand under the selected programme (Ml/d) input as +ve 2026-27: 0.00095966; Gains in Water Available For Use / Savings in Demand under the selected programme (Ml/d) input as +ve 2027-28: 0.0014392; Gains in Water Available For Use / Savings in Demand under the selected programme (Ml/d) input as +ve 2028-29: 0.0019186; Gains in Water Available For Use / Savings in Demand under the selected programme (Ml/d) input as +ve 2029-30: 0.0023974; Gains in Water Available For Use / Savings in Demand under the selected programme (Ml/d) input as +ve 2030-31: 0.0028751; Gains in Water Available For Use / Savings in Demand under the selected programme (Ml/d) input as +ve 2031-32: 0.0033516; Gains in Water Available For Use / Savings in Demand under the selected programme (Ml/d) input as +ve 2032-33: 0.003827; Gains in Water Available For Use / Savings in Demand under the selected programme (Ml/d) input as +ve 2033-34: 0.0043016; Gains in Water Available For Use / Savings in Demand under the selected programme (Ml/d) input as +ve 2034-35: 0.0047757; Gains in Water Available For Use / Savings in Demand under the selected programme (Ml/d) input as +ve 2035-36: 0.0052493; Gains in Water Available For Use / Savings in Demand under the selected programme (Ml/d) input as +ve 2036-37: 0.0057224; Gains in Water Available For Use / Savings in Demand under the selected programme (Ml/d) input as +ve 2037-38: 0.0061951; Gains in Water Available For Use / Savings in Demand under the selected programme (Ml/d) input as +ve 2038-39: 0.0066673; Gains in Water Available For Use / Savings in Demand under the selected programme (Ml/d) input as +ve 2039-40: 0.0071375; Gains in Water Available For Use / Savings in Demand under the selected programme (Ml/d) input as +ve 2040-41: 0.0076059; Gains in Water Available For Use / Savings in Demand under the selected programme (Ml/d) input as +ve 2041-42: 0.0080725; Gains in Water Available For Use / Savings in Demand under the selected programme (Ml/d) input as +ve 2042-43: 0.0085375; Gains in Water Available For Use / Savings in Demand under the selected programme (Ml/d) input as +ve 2043-44: 0.0090011; Gains in Water Available For Use / Savings in Demand under the selected programme (Ml/d) input as +ve 2044-45: 0.0094634; Gains in Water Available For Use / Savings in Demand under the selected programme (Ml/d) input as +ve 2045-46: 0.009925; Gains in Water Available For Use / Savings in Demand under the selected programme (Ml/d) input as +ve 2046-47: 0.010386; Gains in Water Available For Use / Savings in Demand under the selected programme (Ml/d) input as +ve 2047-48: 0.010846; Gains in Water Available For Use / Savings in Demand under the selected programme (Ml/d) input as +ve 2048-49: 0.011306; Gains in Water Available For Use / Savings in Demand under the selected programme (Ml/d) input as +ve 2049-50: 0.011766
51dF | 3a WRMP24. Community Reward.AWSNHL | WEF 3a.AWSNHL | Water efficiency customer education / awareness | Customer Options | N | Least Cost | AWSNHL | Ml/d | 2 | Gains in Water Available For Use / Savings in Demand under the selected programme (Ml/d) input as +ve 2019-20: 0; Gains in Water Available For Use / Savings in Demand under the selected programme (Ml/d) input as +ve 2020-21: 0; Gains in Water Available For Use / Savings in Demand under the selected programme (Ml/d) input as +ve 2021-22: 0; Gains in Water Available For Use / Savings in Demand under the selected programme (Ml/d) input as +ve 2022-23: 0; Gains in Water Available For Use / Savings in Demand under the selected programme (Ml/d) input as +ve 2023-24: 0; Gains in Water Available For Use / Savings in Demand under the selected programme (Ml/d) input as +ve 2024-25: 0; Gains in Water Available For Use / Savings in Demand under the selected programme (Ml/d) input as +ve 2025-26: 0; Gains in Water Available For Use / Savings in Demand under the selected programme (Ml/d) input as +ve 2026-27: 0; Gains in Water Available For Use / Savings in Demand under the selected programme (Ml/d) input as +ve 2027-28: 0; Gains in Water Available For Use / Savings in Demand under the selected programme (Ml/d) input as +ve 2028-29: 0.000203; Gains in Water Available For Use / Savings in Demand under the selected programme (Ml/d) input as +ve 2029-30: 0.00075074; Gains in Water Available For Use / Savings in Demand under the selected programme (Ml/d) input as +ve 2030-31: 0.0012921; Gains in Water Available For Use / Savings in Demand under the selected programme (Ml/d) input as +ve 2031-32: 0.0018275; Gains in Water Available For Use / Savings in Demand under the selected programme (Ml/d) input as +ve 2032-33: 0.0023597; Gains in Water Available For Use / Savings in Demand under the selected programme (Ml/d) input as +ve 2033-34: 0.0028893; Gains in Water Available For Use / Savings in Demand under the selected programme (Ml/d) input as +ve 2034-35: 0.0034168; Gains in Water Available For Use / Savings in Demand under the selected programme (Ml/d) input as +ve 2035-36: 0.0039424; Gains in Water Available For Use / Savings in Demand under the selected programme (Ml/d) input as +ve 2036-37: 0.0044657; Gains in Water Available For Use / Savings in Demand under the selected programme (Ml/d) input as +ve 2037-38: 0.0049872; Gains in Water Available For Use / Savings in Demand under the selected programme (Ml/d) input as +ve 2038-39: 0.0055071; Gains in Water Available For Use / Savings in Demand under the selected programme (Ml/d) input as +ve 2039-40: 0.0060243; Gains in Water Available For Use / Savings in Demand under the selected programme (Ml/d) input as +ve 2040-41: 0.0065388; Gains in Water Available For Use / Savings in Demand under the selected programme (Ml/d) input as +ve 2041-42: 0.0070511; Gains in Water Available For Use / Savings in Demand under the selected programme (Ml/d) input as +ve 2042-43: 0.0075615; Gains in Water Available For Use / Savings in Demand under the selected programme (Ml/d) input as +ve 2043-44: 0.0079481; Gains in Water Available For Use / Savings in Demand under the selected programme (Ml/d) input as +ve 2044-45: 0.0081329; Gains in Water Available For Use / Savings in Demand under the selected programme (Ml/d) input as +ve 2045-46: 0.0083228; Gains in Water Available For Use / Savings in Demand under the selected programme (Ml/d) input as +ve 2046-47: 0.0085174; Gains in Water Available For Use / Savings in Demand under the selected programme (Ml/d) input as +ve 2047-48: 0.0087145; Gains in Water Available For Use / Savings in Demand under the selected programme (Ml/d) input as +ve 2048-49: 0.0089135; Gains in Water Available For Use / Savings in Demand under the selected programme (Ml/d) input as +ve 2049-50: 0.0091149
51dF | 3a WRMP24. Community Reward.AWSNHL | WEF 3a.AWSNHL | Water efficiency customer education / awareness | Customer Options | N | Ofwat Core | AWSNHL | Ml/d | 2 | Gains in Water Available For Use / Savings in Demand under the selected programme (Ml/d) input as +ve 2019-20: 0; Gains in Water Available For Use / Savings in Demand under the selected programme (Ml/d) input as +ve 2020-21: 0; Gains in Water Available For Use / Savings in Demand under the selected programme (Ml/d) input as +ve 2021-22: 0; Gains in Water Available For Use / Savings in Demand under the selected programme (Ml/d) input as +ve 2022-23: 0; Gains in Water Available For Use / Savings in Demand under the selected programme (Ml/d) input as +ve 2023-24: 0; Gains in Water Available For Use / Savings in Demand under the selected programme (Ml/d) input as +ve 2024-25: 0; Gains in Water Available For Use / Savings in Demand under the selected programme (Ml/d) input as +ve 2025-26: 0; Gains in Water Available For Use / Savings in Demand under the selected programme (Ml/d) input as +ve 2026-27: 0; Gains in Water Available For Use / Savings in Demand under the selected programme (Ml/d) input as +ve 2027-28: 0; Gains in Water Available For Use / Savings in Demand under the selected programme (Ml/d) input as +ve 2028-29: 0.000203; Gains in Water Available For Use / Savings in Demand under the selected programme (Ml/d) input as +ve 2029-30: 0.00075074; Gains in Water Available For Use / Savings in Demand under the selected programme (Ml/d) input as +ve 2030-31: 0.0012921; Gains in Water Available For Use / Savings in Demand under the selected programme (Ml/d) input as +ve 2031-32: 0.0018275; Gains in Water Available For Use / Savings in Demand under the selected programme (Ml/d) input as +ve 2032-33: 0.0023597; Gains in Water Available For Use / Savings in Demand under the selected programme (Ml/d) input as +ve 2033-34: 0.0028893; Gains in Water Available For Use / Savings in Demand under the selected programme (Ml/d) input as +ve 2034-35: 0.0034168; Gains in Water Available For Use / Savings in Demand under the selected programme (Ml/d) input as +ve 2035-36: 0.0039424; Gains in Water Available For Use / Savings in Demand under the selected programme (Ml/d) input as +ve 2036-37: 0.0044657; Gains in Water Available For Use / Savings in Demand under the selected programme (Ml/d) input as +ve 2037-38: 0.0049872; Gains in Water Available For Use / Savings in Demand under the selected programme (Ml/d) input as +ve 2038-39: 0.0055071; Gains in Water Available For Use / Savings in Demand under the selected programme (Ml/d) input as +ve 2039-40: 0.0060243; Gains in Water Available For Use / Savings in Demand under the selected programme (Ml/d) input as +ve 2040-41: 0.0065388; Gains in Water Available For Use / Savings in Demand under the selected programme (Ml/d) input as +ve 2041-42: 0.0070511; Gains in Water Available For Use / Savings in Demand under the selected programme (Ml/d) input as +ve 2042-43: 0.0075615; Gains in Water Available For Use / Savings in Demand under the selected programme (Ml/d) input as +ve 2043-44: 0.0079481; Gains in Water Available For Use / Savings in Demand under the selected programme (Ml/d) input as +ve 2044-45: 0.0081329; Gains in Water Available For Use / Savings in Demand under the selected programme (Ml/d) input as +ve 2045-46: 0.0083228; Gains in Water Available For Use / Savings in Demand under the selected programme (Ml/d) input as +ve 2046-47: 0.0085174; Gains in Water Available For Use / Savings in Demand under the selected programme (Ml/d) input as +ve 2047-48: 0.0087145; Gains in Water Available For Use / Savings in Demand under the selected programme (Ml/d) input as +ve 2048-49: 0.0089135; Gains in Water Available For Use / Savings in Demand under the selected programme (Ml/d) input as +ve 2049-50: 0.0091149
51dP | 3a WRMP24. Community Reward.AWSNHL | WEF 3a.AWSNHL | Water efficiency customer education / awareness | Customer Options | N | Preferred | AWSNHL | Ml/d | 2 | Gains in Water Available For Use / Savings in Demand under the selected programme (Ml/d) input as +ve 2019-20: 0; Gains in Water Available For Use / Savings in Demand under the selected programme (Ml/d) input as +ve 2020-21: 0; Gains in Water Available For Use / Savings in Demand under the selected programme (Ml/d) input as +ve 2021-22: 0; Gains in Water Available For Use / Savings in Demand under the selected programme (Ml/d) input as +ve 2022-23: 0; Gains in Water Available For Use / Savings in Demand under the selected programme (Ml/d) input as +ve 2023-24: 0; Gains in Water Available For Use / Savings in Demand under the selected programme (Ml/d) input as +ve 2024-25: 0; Gains in Water Available For Use / Savings in Demand under the selected programme (Ml/d) input as +ve 2025-26: 0; Gains in Water Available For Use / Savings in Demand under the selected programme (Ml/d) input as +ve 2026-27: 0; Gains in Water Available For Use / Savings in Demand under the selected programme (Ml/d) input as +ve 2027-28: 0; Gains in Water Available For Use / Savings in Demand under the selected programme (Ml/d) input as +ve 2028-29: 0.000203; Gains in Water Available For Use / Savings in Demand under the selected programme (Ml/d) input as +ve 2029-30: 0.00075074; Gains in Water Available For Use / Savings in Demand under the selected programme (Ml/d) input as +ve 2030-31: 0.0012921; Gains in Water Available For Use / Savings in Demand under the selected programme (Ml/d) input as +ve 2031-32: 0.0018275; Gains in Water Available For Use / Savings in Demand under the selected programme (Ml/d) input as +ve 2032-33: 0.0023597; Gains in Water Available For Use / Savings in Demand under the selected programme (Ml/d) input as +ve 2033-34: 0.0028893; Gains in Water Available For Use / Savings in Demand under the selected programme (Ml/d) input as +ve 2034-35: 0.0034168; Gains in Water Available For Use / Savings in Demand under the selected programme (Ml/d) input as +ve 2035-36: 0.0039424; Gains in Water Available For Use / Savings in Demand under the selected programme (Ml/d) input as +ve 2036-37: 0.0044657; Gains in Water Available For Use / Savings in Demand under the selected programme (Ml/d) input as +ve 2037-38: 0.0049872; Gains in Water Available For Use / Savings in Demand under the selected programme (Ml/d) input as +ve 2038-39: 0.0055071; Gains in Water Available For Use / Savings in Demand under the selected programme (Ml/d) input as +ve 2039-40: 0.0060243; Gains in Water Available For Use / Savings in Demand under the selected programme (Ml/d) input as +ve 2040-41: 0.0065388; Gains in Water Available For Use / Savings in Demand under the selected programme (Ml/d) input as +ve 2041-42: 0.0070511; Gains in Water Available For Use / Savings in Demand under the selected programme (Ml/d) input as +ve 2042-43: 0.0075615; Gains in Water Available For Use / Savings in Demand under the selected programme (Ml/d) input as +ve 2043-44: 0.0079481; Gains in Water Available For Use / Savings in Demand under the selected programme (Ml/d) input as +ve 2044-45: 0.0081329; Gains in Water Available For Use / Savings in Demand under the selected programme (Ml/d) input as +ve 2045-46: 0.0083228; Gains in Water Available For Use / Savings in Demand under the selected programme (Ml/d) input as +ve 2046-47: 0.0085174; Gains in Water Available For Use / Savings in Demand under the selected programme (Ml/d) input as +ve 2047-48: 0.0087145; Gains in Water Available For Use / Savings in Demand under the selected programme (Ml/d) input as +ve 2048-49: 0.0089135; Gains in Water Available For Use / Savings in Demand under the selected programme (Ml/d) input as +ve 2049-50: 0.0091149
51dF | 4a WRMP24. PL Uplift - Vulnerable Customers.AWSNHL | WEF 4a.AWSNHL | Other water efficiency | Customer Options | N | Least Cost | AWSNHL | Ml/d | 2 | Gains in Water Available For Use / Savings in Demand under the selected programme (Ml/d) input as +ve 2019-20: 0; Gains in Water Available For Use / Savings in Demand under the selected programme (Ml/d) input as +ve 2020-21: 0; Gains in Water Available For Use / Savings in Demand under the selected programme (Ml/d) input as +ve 2021-22: 0; Gains in Water Available For Use / Savings in Demand under the selected programme (Ml/d) input as +ve 2022-23: 0; Gains in Water Available For Use / Savings in Demand under the selected programme (Ml/d) input as +ve 2023-24: 0; Gains in Water Available For Use / Savings in Demand under the selected programme (Ml/d) input as +ve 2024-25: 0; Gains in Water Available For Use / Savings in Demand under the selected programme (Ml/d) input as +ve 2025-26: 0; Gains in Water Available For Use / Savings in Demand under the selected programme (Ml/d) input as +ve 2026-27: 0; Gains in Water Available For Use / Savings in Demand under the selected programme (Ml/d) input as +ve 2027-28: 0; Gains in Water Available For Use / Savings in Demand under the selected programme (Ml/d) input as +ve 2028-29: 0.0012889; Gains in Water Available For Use / Savings in Demand under the selected programme (Ml/d) input as +ve 2029-30: 0.0045359; Gains in Water Available For Use / Savings in Demand under the selected programme (Ml/d) input as +ve 2030-31: 0.005173; Gains in Water Available For Use / Savings in Demand under the selected programme (Ml/d) input as +ve 2031-32: 0.0058214; Gains in Water Available For Use / Savings in Demand under the selected programme (Ml/d) input as +ve 2032-33: 0.0058941; Gains in Water Available For Use / Savings in Demand under the selected programme (Ml/d) input as +ve 2033-34: 0.0059654; Gains in Water Available For Use / Savings in Demand under the selected programme (Ml/d) input as +ve 2034-35: 0.0060359; Gains in Water Available For Use / Savings in Demand under the selected programme (Ml/d) input as +ve 2035-36: 0.0061059; Gains in Water Available For Use / Savings in Demand under the selected programme (Ml/d) input as +ve 2036-37: 0.0061749; Gains in Water Available For Use / Savings in Demand under the selected programme (Ml/d) input as +ve 2037-38: 0.006243; Gains in Water Available For Use / Savings in Demand under the selected programme (Ml/d) input as +ve 2038-39: 0.0063113; Gains in Water Available For Use / Savings in Demand under the selected programme (Ml/d) input as +ve 2039-40: 0.0063537; Gains in Water Available For Use / Savings in Demand under the selected programme (Ml/d) input as +ve 2040-41: 0.0063974; Gains in Water Available For Use / Savings in Demand under the selected programme (Ml/d) input as +ve 2041-42: 0.0064421; Gains in Water Available For Use / Savings in Demand under the selected programme (Ml/d) input as +ve 2042-43: 0.0064873; Gains in Water Available For Use / Savings in Demand under the selected programme (Ml/d) input as +ve 2043-44: 0.0065338; Gains in Water Available For Use / Savings in Demand under the selected programme (Ml/d) input as +ve 2044-45: 0.0065812; Gains in Water Available For Use / Savings in Demand under the selected programme (Ml/d) input as +ve 2045-46: 0.0066292; Gains in Water Available For Use / Savings in Demand under the selected programme (Ml/d) input as +ve 2046-47: 0.0066775; Gains in Water Available For Use / Savings in Demand under the selected programme (Ml/d) input as +ve 2047-48: 0.0067269; Gains in Water Available For Use / Savings in Demand under the selected programme (Ml/d) input as +ve 2048-49: 0.0067771; Gains in Water Available For Use / Savings in Demand under the selected programme (Ml/d) input as +ve 2049-50: 0.0068279
51dF | 4a WRMP24. PL Uplift - Vulnerable Customers.AWSNHL | WEF 4a.AWSNHL | Other water efficiency | Customer Options | N | Ofwat Core | AWSNHL | Ml/d | 2 | Gains in Water Available For Use / Savings in Demand under the selected programme (Ml/d) input as +ve 2019-20: 0; Gains in Water Available For Use / Savings in Demand under the selected programme (Ml/d) input as +ve 2020-21: 0; Gains in Water Available For Use / Savings in Demand under the selected programme (Ml/d) input as +ve 2021-22: 0; Gains in Water Available For Use / Savings in Demand under the selected programme (Ml/d) input as +ve 2022-23: 0; Gains in Water Available For Use / Savings in Demand under the selected programme (Ml/d) input as +ve 2023-24: 0; Gains in Water Available For Use / Savings in Demand under the selected programme (Ml/d) input as +ve 2024-25: 0; Gains in Water Available For Use / Savings in Demand under the selected programme (Ml/d) input as +ve 2025-26: 0; Gains in Water Available For Use / Savings in Demand under the selected programme (Ml/d) input as +ve 2026-27: 0; Gains in Water Available For Use / Savings in Demand under the selected programme (Ml/d) input as +ve 2027-28: 0; Gains in Water Available For Use / Savings in Demand under the selected programme (Ml/d) input as +ve 2028-29: 0.0012889; Gains in Water Available For Use / Savings in Demand under the selected programme (Ml/d) input as +ve 2029-30: 0.0045359; Gains in Water Available For Use / Savings in Demand under the selected programme (Ml/d) input as +ve 2030-31: 0.005173; Gains in Water Available For Use / Savings in Demand under the selected programme (Ml/d) input as +ve 2031-32: 0.0058214; Gains in Water Available For Use / Savings in Demand under the selected programme (Ml/d) input as +ve 2032-33: 0.0058941; Gains in Water Available For Use / Savings in Demand under the selected programme (Ml/d) input as +ve 2033-34: 0.0059654; Gains in Water Available For Use / Savings in Demand under the selected programme (Ml/d) input as +ve 2034-35: 0.0060359; Gains in Water Available For Use / Savings in Demand under the selected programme (Ml/d) input as +ve 2035-36: 0.0061059; Gains in Water Available For Use / Savings in Demand under the selected programme (Ml/d) input as +ve 2036-37: 0.0061749; Gains in Water Available For Use / Savings in Demand under the selected programme (Ml/d) input as +ve 2037-38: 0.006243; Gains in Water Available For Use / Savings in Demand under the selected programme (Ml/d) input as +ve 2038-39: 0.0063113; Gains in Water Available For Use / Savings in Demand under the selected programme (Ml/d) input as +ve 2039-40: 0.0063537; Gains in Water Available For Use / Savings in Demand under the selected programme (Ml/d) input as +ve 2040-41: 0.0063974; Gains in Water Available For Use / Savings in Demand under the selected programme (Ml/d) input as +ve 2041-42: 0.0064421; Gains in Water Available For Use / Savings in Demand under the selected programme (Ml/d) input as +ve 2042-43: 0.0064873; Gains in Water Available For Use / Savings in Demand under the selected programme (Ml/d) input as +ve 2043-44: 0.0065338; Gains in Water Available For Use / Savings in Demand under the selected programme (Ml/d) input as +ve 2044-45: 0.0065812; Gains in Water Available For Use / Savings in Demand under the selected programme (Ml/d) input as +ve 2045-46: 0.0066292; Gains in Water Available For Use / Savings in Demand under the selected programme (Ml/d) input as +ve 2046-47: 0.0066775; Gains in Water Available For Use / Savings in Demand under the selected programme (Ml/d) input as +ve 2047-48: 0.0067269; Gains in Water Available For Use / Savings in Demand under the selected programme (Ml/d) input as +ve 2048-49: 0.0067771; Gains in Water Available For Use / Savings in Demand under the selected programme (Ml/d) input as +ve 2049-50: 0.0068279
51dP | 4a WRMP24. PL Uplift - Vulnerable Customers.AWSNHL | WEF 4a.AWSNHL | Other water efficiency | Customer Options | N | Preferred | AWSNHL | Ml/d | 2 | Gains in Water Available For Use / Savings in Demand under the selected programme (Ml/d) input as +ve 2019-20: 0; Gains in Water Available For Use / Savings in Demand under the selected programme (Ml/d) input as +ve 2020-21: 0; Gains in Water Available For Use / Savings in Demand under the selected programme (Ml/d) input as +ve 2021-22: 0; Gains in Water Available For Use / Savings in Demand under the selected programme (Ml/d) input as +ve 2022-23: 0; Gains in Water Available For Use / Savings in Demand under the selected programme (Ml/d) input as +ve 2023-24: 0; Gains in Water Available For Use / Savings in Demand under the selected programme (Ml/d) input as +ve 2024-25: 0; Gains in Water Available For Use / Savings in Demand under the selected programme (Ml/d) input as +ve 2025-26: 0; Gains in Water Available For Use / Savings in Demand under the selected programme (Ml/d) input as +ve 2026-27: 0; Gains in Water Available For Use / Savings in Demand under the selected programme (Ml/d) input as +ve 2027-28: 0; Gains in Water Available For Use / Savings in Demand under the selected programme (Ml/d) input as +ve 2028-29: 0.0012889; Gains in Water Available For Use / Savings in Demand under the selected programme (Ml/d) input as +ve 2029-30: 0.0045359; Gains in Water Available For Use / Savings in Demand under the selected programme (Ml/d) input as +ve 2030-31: 0.005173; Gains in Water Available For Use / Savings in Demand under the selected programme (Ml/d) input as +ve 2031-32: 0.0058214; Gains in Water Available For Use / Savings in Demand under the selected programme (Ml/d) input as +ve 2032-33: 0.0058941; Gains in Water Available For Use / Savings in Demand under the selected programme (Ml/d) input as +ve 2033-34: 0.0059654; Gains in Water Available For Use / Savings in Demand under the selected programme (Ml/d) input as +ve 2034-35: 0.0060359; Gains in Water Available For Use / Savings in Demand under the selected programme (Ml/d) input as +ve 2035-36: 0.0061059; Gains in Water Available For Use / Savings in Demand under the selected programme (Ml/d) input as +ve 2036-37: 0.0061749; Gains in Water Available For Use / Savings in Demand under the selected programme (Ml/d) input as +ve 2037-38: 0.006243; Gains in Water Available For Use / Savings in Demand under the selected programme (Ml/d) input as +ve 2038-39: 0.0063113; Gains in Water Available For Use / Savings in Demand under the selected programme (Ml/d) input as +ve 2039-40: 0.0063537; Gains in Water Available For Use / Savings in Demand under the selected programme (Ml/d) input as +ve 2040-41: 0.0063974; Gains in Water Available For Use / Savings in Demand under the selected programme (Ml/d) input as +ve 2041-42: 0.0064421; Gains in Water Available For Use / Savings in Demand under the selected programme (Ml/d) input as +ve 2042-43: 0.0064873; Gains in Water Available For Use / Savings in Demand under the selected programme (Ml/d) input as +ve 2043-44: 0.0065338; Gains in Water Available For Use / Savings in Demand under the selected programme (Ml/d) input as +ve 2044-45: 0.0065812; Gains in Water Available For Use / Savings in Demand under the selected programme (Ml/d) input as +ve 2045-46: 0.0066292; Gains in Water Available For Use / Savings in Demand under the selected programme (Ml/d) input as +ve 2046-47: 0.0066775; Gains in Water Available For Use / Savings in Demand under the selected programme (Ml/d) input as +ve 2047-48: 0.0067269; Gains in Water Available For Use / Savings in Demand under the selected programme (Ml/d) input as +ve 2048-49: 0.0067771; Gains in Water Available For Use / Savings in Demand under the selected programme (Ml/d) input as +ve 2049-50: 0.0068279
51dF | 4c-PL WRMP24. PL uplift - Non-Vulnerable Customers.AWSNHL | WEF 4c-PL.AWSNHL | Other water efficiency | Customer Options | N | Least Cost | AWSNHL | Ml/d | 2 | Gains in Water Available For Use / Savings in Demand under the selected programme (Ml/d) input as +ve 2019-20: 0; Gains in Water Available For Use / Savings in Demand under the selected programme (Ml/d) input as +ve 2020-21: 0; Gains in Water Available For Use / Savings in Demand under the selected programme (Ml/d) input as +ve 2021-22: 0; Gains in Water Available For Use / Savings in Demand under the selected programme (Ml/d) input as +ve 2022-23: 0; Gains in Water Available For Use / Savings in Demand under the selected programme (Ml/d) input as +ve 2023-24: 0; Gains in Water Available For Use / Savings in Demand under the selected programme (Ml/d) input as +ve 2024-25: 0; Gains in Water Available For Use / Savings in Demand under the selected programme (Ml/d) input as +ve 2025-26: 0; Gains in Water Available For Use / Savings in Demand under the selected programme (Ml/d) input as +ve 2026-27: 0; Gains in Water Available For Use / Savings in Demand under the selected programme (Ml/d) input as +ve 2027-28: 0; Gains in Water Available For Use / Savings in Demand under the selected programme (Ml/d) input as +ve 2028-29: 0.011128; Gains in Water Available For Use / Savings in Demand under the selected programme (Ml/d) input as +ve 2029-30: 0.039163; Gains in Water Available For Use / Savings in Demand under the selected programme (Ml/d) input as +ve 2030-31: 0.044664; Gains in Water Available For Use / Savings in Demand under the selected programme (Ml/d) input as +ve 2031-32: 0.050262; Gains in Water Available For Use / Savings in Demand under the selected programme (Ml/d) input as +ve 2032-33: 0.05089; Gains in Water Available For Use / Savings in Demand under the selected programme (Ml/d) input as +ve 2033-34: 0.051505; Gains in Water Available For Use / Savings in Demand under the selected programme (Ml/d) input as +ve 2034-35: 0.052114; Gains in Water Available For Use / Savings in Demand under the selected programme (Ml/d) input as +ve 2035-36: 0.052718; Gains in Water Available For Use / Savings in Demand under the selected programme (Ml/d) input as +ve 2036-37: 0.053314; Gains in Water Available For Use / Savings in Demand under the selected programme (Ml/d) input as +ve 2037-38: 0.053903; Gains in Water Available For Use / Savings in Demand under the selected programme (Ml/d) input as +ve 2038-39: 0.054492; Gains in Water Available For Use / Savings in Demand under the selected programme (Ml/d) input as +ve 2039-40: 0.054858; Gains in Water Available For Use / Savings in Demand under the selected programme (Ml/d) input as +ve 2040-41: 0.055235; Gains in Water Available For Use / Savings in Demand under the selected programme (Ml/d) input as +ve 2041-42: 0.055622; Gains in Water Available For Use / Savings in Demand under the selected programme (Ml/d) input as +ve 2042-43: 0.056012; Gains in Water Available For Use / Savings in Demand under the selected programme (Ml/d) input as +ve 2043-44: 0.056413; Gains in Water Available For Use / Savings in Demand under the selected programme (Ml/d) input as +ve 2044-45: 0.056822; Gains in Water Available For Use / Savings in Demand under the selected programme (Ml/d) input as +ve 2045-46: 0.057237; Gains in Water Available For Use / Savings in Demand under the selected programme (Ml/d) input as +ve 2046-47: 0.057654; Gains in Water Available For Use / Savings in Demand under the selected programme (Ml/d) input as +ve 2047-48: 0.058081; Gains in Water Available For Use / Savings in Demand under the selected programme (Ml/d) input as +ve 2048-49: 0.058514; Gains in Water Available For Use / Savings in Demand under the selected programme (Ml/d) input as +ve 2049-50: 0.058953
51dF | 4c-PL WRMP24. PL uplift - Non-Vulnerable Customers.AWSNHL | WEF 4c-PL.AWSNHL | Other water efficiency | Customer Options | N | Ofwat Core | AWSNHL | Ml/d | 2 | Gains in Water Available For Use / Savings in Demand under the selected programme (Ml/d) input as +ve 2019-20: 0; Gains in Water Available For Use / Savings in Demand under the selected programme (Ml/d) input as +ve 2020-21: 0; Gains in Water Available For Use / Savings in Demand under the selected programme (Ml/d) input as +ve 2021-22: 0; Gains in Water Available For Use / Savings in Demand under the selected programme (Ml/d) input as +ve 2022-23: 0; Gains in Water Available For Use / Savings in Demand under the selected programme (Ml/d) input as +ve 2023-24: 0; Gains in Water Available For Use / Savings in Demand under the selected programme (Ml/d) input as +ve 2024-25: 0; Gains in Water Available For Use / Savings in Demand under the selected programme (Ml/d) input as +ve 2025-26: 0; Gains in Water Available For Use / Savings in Demand under the selected programme (Ml/d) input as +ve 2026-27: 0; Gains in Water Available For Use / Savings in Demand under the selected programme (Ml/d) input as +ve 2027-28: 0; Gains in Water Available For Use / Savings in Demand under the selected programme (Ml/d) input as +ve 2028-29: 0.011128; Gains in Water Available For Use / Savings in Demand under the selected programme (Ml/d) input as +ve 2029-30: 0.039163; Gains in Water Available For Use / Savings in Demand under the selected programme (Ml/d) input as +ve 2030-31: 0.044664; Gains in Water Available For Use / Savings in Demand under the selected programme (Ml/d) input as +ve 2031-32: 0.050262; Gains in Water Available For Use / Savings in Demand under the selected programme (Ml/d) input as +ve 2032-33: 0.05089; Gains in Water Available For Use / Savings in Demand under the selected programme (Ml/d) input as +ve 2033-34: 0.051505; Gains in Water Available For Use / Savings in Demand under the selected programme (Ml/d) input as +ve 2034-35: 0.052114; Gains in Water Available For Use / Savings in Demand under the selected programme (Ml/d) input as +ve 2035-36: 0.052718; Gains in Water Available For Use / Savings in Demand under the selected programme (Ml/d) input as +ve 2036-37: 0.053314; Gains in Water Available For Use / Savings in Demand under the selected programme (Ml/d) input as +ve 2037-38: 0.053903; Gains in Water Available For Use / Savings in Demand under the selected programme (Ml/d) input as +ve 2038-39: 0.054492; Gains in Water Available For Use / Savings in Demand under the selected programme (Ml/d) input as +ve 2039-40: 0.054858; Gains in Water Available For Use / Savings in Demand under the selected programme (Ml/d) input as +ve 2040-41: 0.055235; Gains in Water Available For Use / Savings in Demand under the selected programme (Ml/d) input as +ve 2041-42: 0.055622; Gains in Water Available For Use / Savings in Demand under the selected programme (Ml/d) input as +ve 2042-43: 0.056012; Gains in Water Available For Use / Savings in Demand under the selected programme (Ml/d) input as +ve 2043-44: 0.056413; Gains in Water Available For Use / Savings in Demand under the selected programme (Ml/d) input as +ve 2044-45: 0.056822; Gains in Water Available For Use / Savings in Demand under the selected programme (Ml/d) input as +ve 2045-46: 0.057237; Gains in Water Available For Use / Savings in Demand under the selected programme (Ml/d) input as +ve 2046-47: 0.057654; Gains in Water Available For Use / Savings in Demand under the selected programme (Ml/d) input as +ve 2047-48: 0.058081; Gains in Water Available For Use / Savings in Demand under the selected programme (Ml/d) input as +ve 2048-49: 0.058514; Gains in Water Available For Use / Savings in Demand under the selected programme (Ml/d) input as +ve 2049-50: 0.058953
51dP | 4c-PL WRMP24. PL uplift - Non-Vulnerable Customers.AWSNHL | WEF 4c-PL.AWSNHL | Other water efficiency | Customer Options | N | Preferred | AWSNHL | Ml/d | 2 | Gains in Water Available For Use / Savings in Demand under the selected programme (Ml/d) input as +ve 2019-20: 0; Gains in Water Available For Use / Savings in Demand under the selected programme (Ml/d) input as +ve 2020-21: 0; Gains in Water Available For Use / Savings in Demand under the selected programme (Ml/d) input as +ve 2021-22: 0; Gains in Water Available For Use / Savings in Demand under the selected programme (Ml/d) input as +ve 2022-23: 0; Gains in Water Available For Use / Savings in Demand under the selected programme (Ml/d) input as +ve 2023-24: 0; Gains in Water Available For Use / Savings in Demand under the selected programme (Ml/d) input as +ve 2024-25: 0; Gains in Water Available For Use / Savings in Demand under the selected programme (Ml/d) input as +ve 2025-26: 0; Gains in Water Available For Use / Savings in Demand under the selected programme (Ml/d) input as +ve 2026-27: 0; Gains in Water Available For Use / Savings in Demand under the selected programme (Ml/d) input as +ve 2027-28: 0; Gains in Water Available For Use / Savings in Demand under the selected programme (Ml/d) input as +ve 2028-29: 0.011128; Gains in Water Available For Use / Savings in Demand under the selected programme (Ml/d) input as +ve 2029-30: 0.039163; Gains in Water Available For Use / Savings in Demand under the selected programme (Ml/d) input as +ve 2030-31: 0.044664; Gains in Water Available For Use / Savings in Demand under the selected programme (Ml/d) input as +ve 2031-32: 0.050262; Gains in Water Available For Use / Savings in Demand under the selected programme (Ml/d) input as +ve 2032-33: 0.05089; Gains in Water Available For Use / Savings in Demand under the selected programme (Ml/d) input as +ve 2033-34: 0.051505; Gains in Water Available For Use / Savings in Demand under the selected programme (Ml/d) input as +ve 2034-35: 0.052114; Gains in Water Available For Use / Savings in Demand under the selected programme (Ml/d) input as +ve 2035-36: 0.052718; Gains in Water Available For Use / Savings in Demand under the selected programme (Ml/d) input as +ve 2036-37: 0.053314; Gains in Water Available For Use / Savings in Demand under the selected programme (Ml/d) input as +ve 2037-38: 0.053903; Gains in Water Available For Use / Savings in Demand under the selected programme (Ml/d) input as +ve 2038-39: 0.054492; Gains in Water Available For Use / Savings in Demand under the selected programme (Ml/d) input as +ve 2039-40: 0.054858; Gains in Water Available For Use / Savings in Demand under the selected programme (Ml/d) input as +ve 2040-41: 0.055235; Gains in Water Available For Use / Savings in Demand under the selected programme (Ml/d) input as +ve 2041-42: 0.055622; Gains in Water Available For Use / Savings in Demand under the selected programme (Ml/d) input as +ve 2042-43: 0.056012; Gains in Water Available For Use / Savings in Demand under the selected programme (Ml/d) input as +ve 2043-44: 0.056413; Gains in Water Available For Use / Savings in Demand under the selected programme (Ml/d) input as +ve 2044-45: 0.056822; Gains in Water Available For Use / Savings in Demand under the selected programme (Ml/d) input as +ve 2045-46: 0.057237; Gains in Water Available For Use / Savings in Demand under the selected programme (Ml/d) input as +ve 2046-47: 0.057654; Gains in Water Available For Use / Savings in Demand under the selected programme (Ml/d) input as +ve 2047-48: 0.058081; Gains in Water Available For Use / Savings in Demand under the selected programme (Ml/d) input as +ve 2048-49: 0.058514; Gains in Water Available For Use / Savings in Demand under the selected programme (Ml/d) input as +ve 2049-50: 0.058953
51dF | 4d WRMP24. Leaky Loos Campaign.AWSNHL | WEF 4d.AWSNHL | Other water efficiency | Customer Options | N | Least Cost | AWSNHL | Ml/d | 2 | Gains in Water Available For Use / Savings in Demand under the selected programme (Ml/d) input as +ve 2019-20: 0; Gains in Water Available For Use / Savings in Demand under the selected programme (Ml/d) input as +ve 2020-21: 0; Gains in Water Available For Use / Savings in Demand under the selected programme (Ml/d) input as +ve 2021-22: 0; Gains in Water Available For Use / Savings in Demand under the selected programme (Ml/d) input as +ve 2022-23: 0; Gains in Water Available For Use / Savings in Demand under the selected programme (Ml/d) input as +ve 2023-24: 0; Gains in Water Available For Use / Savings in Demand under the selected programme (Ml/d) input as +ve 2024-25: 0; Gains in Water Available For Use / Savings in Demand under the selected programme (Ml/d) input as +ve 2025-26: 0.012263; Gains in Water Available For Use / Savings in Demand under the selected programme (Ml/d) input as +ve 2026-27: 0.024802; Gains in Water Available For Use / Savings in Demand under the selected programme (Ml/d) input as +ve 2027-28: 0.037547; Gains in Water Available For Use / Savings in Demand under the selected programme (Ml/d) input as +ve 2028-29: 0.046625; Gains in Water Available For Use / Savings in Demand under the selected programme (Ml/d) input as +ve 2029-30: 0.047816; Gains in Water Available For Use / Savings in Demand under the selected programme (Ml/d) input as +ve 2030-31: 0.047816; Gains in Water Available For Use / Savings in Demand under the selected programme (Ml/d) input as +ve 2031-32: 0.047816; Gains in Water Available For Use / Savings in Demand under the selected programme (Ml/d) input as +ve 2032-33: 0.047816; Gains in Water Available For Use / Savings in Demand under the selected programme (Ml/d) input as +ve 2033-34: 0.047816; Gains in Water Available For Use / Savings in Demand under the selected programme (Ml/d) input as +ve 2034-35: 0.047816; Gains in Water Available For Use / Savings in Demand under the selected programme (Ml/d) input as +ve 2035-36: 0.047816; Gains in Water Available For Use / Savings in Demand under the selected programme (Ml/d) input as +ve 2036-37: 0.047816; Gains in Water Available For Use / Savings in Demand under the selected programme (Ml/d) input as +ve 2037-38: 0.047816; Gains in Water Available For Use / Savings in Demand under the selected programme (Ml/d) input as +ve 2038-39: 0.047816; Gains in Water Available For Use / Savings in Demand under the selected programme (Ml/d) input as +ve 2039-40: 0.047816; Gains in Water Available For Use / Savings in Demand under the selected programme (Ml/d) input as +ve 2040-41: 0.035553; Gains in Water Available For Use / Savings in Demand under the selected programme (Ml/d) input as +ve 2041-42: 0.023014; Gains in Water Available For Use / Savings in Demand under the selected programme (Ml/d) input as +ve 2042-43: 0.010269; Gains in Water Available For Use / Savings in Demand under the selected programme (Ml/d) input as +ve 2043-44: 0.0011908; Gains in Water Available For Use / Savings in Demand under the selected programme (Ml/d) input as +ve 2044-45: 0; Gains in Water Available For Use / Savings in Demand under the selected programme (Ml/d) input as +ve 2045-46: 0; Gains in Water Available For Use / Savings in Demand under the selected programme (Ml/d) input as +ve 2046-47: 0; Gains in Water Available For Use / Savings in Demand under the selected programme (Ml/d) input as +ve 2047-48: 0; Gains in Water Available For Use / Savings in Demand under the selected programme (Ml/d) input as +ve 2048-49: 0; Gains in Water Available For Use / Savings in Demand under the selected programme (Ml/d) input as +ve 2049-50: 0
51dF | 4d WRMP24. Leaky Loos Campaign.AWSNHL | WEF 4d.AWSNHL | Other water efficiency | Customer Options | N | Ofwat Core | AWSNHL | Ml/d | 2 | Gains in Water Available For Use / Savings in Demand under the selected programme (Ml/d) input as +ve 2019-20: 0; Gains in Water Available For Use / Savings in Demand under the selected programme (Ml/d) input as +ve 2020-21: 0; Gains in Water Available For Use / Savings in Demand under the selected programme (Ml/d) input as +ve 2021-22: 0; Gains in Water Available For Use / Savings in Demand under the selected programme (Ml/d) input as +ve 2022-23: 0; Gains in Water Available For Use / Savings in Demand under the selected programme (Ml/d) input as +ve 2023-24: 0; Gains in Water Available For Use / Savings in Demand under the selected programme (Ml/d) input as +ve 2024-25: 0; Gains in Water Available For Use / Savings in Demand under the selected programme (Ml/d) input as +ve 2025-26: 0.012263; Gains in Water Available For Use / Savings in Demand under the selected programme (Ml/d) input as +ve 2026-27: 0.024802; Gains in Water Available For Use / Savings in Demand under the selected programme (Ml/d) input as +ve 2027-28: 0.037547; Gains in Water Available For Use / Savings in Demand under the selected programme (Ml/d) input as +ve 2028-29: 0.046625; Gains in Water Available For Use / Savings in Demand under the selected programme (Ml/d) input as +ve 2029-30: 0.047816; Gains in Water Available For Use / Savings in Demand under the selected programme (Ml/d) input as +ve 2030-31: 0.047816; Gains in Water Available For Use / Savings in Demand under the selected programme (Ml/d) input as +ve 2031-32: 0.047816; Gains in Water Available For Use / Savings in Demand under the selected programme (Ml/d) input as +ve 2032-33: 0.047816; Gains in Water Available For Use / Savings in Demand under the selected programme (Ml/d) input as +ve 2033-34: 0.047816; Gains in Water Available For Use / Savings in Demand under the selected programme (Ml/d) input as +ve 2034-35: 0.047816; Gains in Water Available For Use / Savings in Demand under the selected programme (Ml/d) input as +ve 2035-36: 0.047816; Gains in Water Available For Use / Savings in Demand under the selected programme (Ml/d) input as +ve 2036-37: 0.047816; Gains in Water Available For Use / Savings in Demand under the selected programme (Ml/d) input as +ve 2037-38: 0.047816; Gains in Water Available For Use / Savings in Demand under the selected programme (Ml/d) input as +ve 2038-39: 0.047816; Gains in Water Available For Use / Savings in Demand under the selected programme (Ml/d) input as +ve 2039-40: 0.047816; Gains in Water Available For Use / Savings in Demand under the selected programme (Ml/d) input as +ve 2040-41: 0.035553; Gains in Water Available For Use / Savings in Demand under the selected programme (Ml/d) input as +ve 2041-42: 0.023014; Gains in Water Available For Use / Savings in Demand under the selected programme (Ml/d) input as +ve 2042-43: 0.010269; Gains in Water Available For Use / Savings in Demand under the selected programme (Ml/d) input as +ve 2043-44: 0.0011908; Gains in Water Available For Use / Savings in Demand under the selected programme (Ml/d) input as +ve 2044-45: 0; Gains in Water Available For Use / Savings in Demand under the selected programme (Ml/d) input as +ve 2045-46: 0; Gains in Water Available For Use / Savings in Demand under the selected programme (Ml/d) input as +ve 2046-47: 0; Gains in Water Available For Use / Savings in Demand under the selected programme (Ml/d) input as +ve 2047-48: 0; Gains in Water Available For Use / Savings in Demand under the selected programme (Ml/d) input as +ve 2048-49: 0; Gains in Water Available For Use / Savings in Demand under the selected programme (Ml/d) input as +ve 2049-50: 0
51dP | 4d WRMP24. Leaky Loos Campaign.AWSNHL | WEF 4d.AWSNHL | Other water efficiency | Customer Options | N | Preferred | AWSNHL | Ml/d | 2 | Gains in Water Available For Use / Savings in Demand under the selected programme (Ml/d) input as +ve 2019-20: 0; Gains in Water Available For Use / Savings in Demand under the selected programme (Ml/d) input as +ve 2020-21: 0; Gains in Water Available For Use / Savings in Demand under the selected programme (Ml/d) input as +ve 2021-22: 0; Gains in Water Available For Use / Savings in Demand under the selected programme (Ml/d) input as +ve 2022-23: 0; Gains in Water Available For Use / Savings in Demand under the selected programme (Ml/d) input as +ve 2023-24: 0; Gains in Water Available For Use / Savings in Demand under the selected programme (Ml/d) input as +ve 2024-25: 0; Gains in Water Available For Use / Savings in Demand under the selected programme (Ml/d) input as +ve 2025-26: 0.012263; Gains in Water Available For Use / Savings in Demand under the selected programme (Ml/d) input as +ve 2026-27: 0.024802; Gains in Water Available For Use / Savings in Demand under the selected programme (Ml/d) input as +ve 2027-28: 0.037547; Gains in Water Available For Use / Savings in Demand under the selected programme (Ml/d) input as +ve 2028-29: 0.046625; Gains in Water Available For Use / Savings in Demand under the selected programme (Ml/d) input as +ve 2029-30: 0.047816; Gains in Water Available For Use / Savings in Demand under the selected programme (Ml/d) input as +ve 2030-31: 0.047816; Gains in Water Available For Use / Savings in Demand under the selected programme (Ml/d) input as +ve 2031-32: 0.047816; Gains in Water Available For Use / Savings in Demand under the selected programme (Ml/d) input as +ve 2032-33: 0.047816; Gains in Water Available For Use / Savings in Demand under the selected programme (Ml/d) input as +ve 2033-34: 0.047816; Gains in Water Available For Use / Savings in Demand under the selected programme (Ml/d) input as +ve 2034-35: 0.047816; Gains in Water Available For Use / Savings in Demand under the selected programme (Ml/d) input as +ve 2035-36: 0.047816; Gains in Water Available For Use / Savings in Demand under the selected programme (Ml/d) input as +ve 2036-37: 0.047816; Gains in Water Available For Use / Savings in Demand under the selected programme (Ml/d) input as +ve 2037-38: 0.047816; Gains in Water Available For Use / Savings in Demand under the selected programme (Ml/d) input as +ve 2038-39: 0.047816; Gains in Water Available For Use / Savings in Demand under the selected programme (Ml/d) input as +ve 2039-40: 0.047816; Gains in Water Available For Use / Savings in Demand under the selected programme (Ml/d) input as +ve 2040-41: 0.035553; Gains in Water Available For Use / Savings in Demand under the selected programme (Ml/d) input as +ve 2041-42: 0.023014; Gains in Water Available For Use / Savings in Demand under the selected programme (Ml/d) input as +ve 2042-43: 0.010269; Gains in Water Available For Use / Savings in Demand under the selected programme (Ml/d) input as +ve 2043-44: 0.0011908; Gains in Water Available For Use / Savings in Demand under the selected programme (Ml/d) input as +ve 2044-45: 0; Gains in Water Available For Use / Savings in Demand under the selected programme (Ml/d) input as +ve 2045-46: 0; Gains in Water Available For Use / Savings in Demand under the selected programme (Ml/d) input as +ve 2046-47: 0; Gains in Water Available For Use / Savings in Demand under the selected programme (Ml/d) input as +ve 2047-48: 0; Gains in Water Available For Use / Savings in Demand under the selected programme (Ml/d) input as +ve 2048-49: 0; Gains in Water Available For Use / Savings in Demand under the selected programme (Ml/d) input as +ve 2049-50: 0
51cF | Find and Fix.AWSNHL | Find and Fix.AWSNHL | Active leakage management | Distribution Options | N | Least Cost | AWSNHL | Ml/d | 2 | Gains in Water Available For Use / Savings in Demand under the selected programme (Ml/d) input as +ve 2019-20: 0; Gains in Water Available For Use / Savings in Demand under the selected programme (Ml/d) input as +ve 2020-21: 0; Gains in Water Available For Use / Savings in Demand under the selected programme (Ml/d) input as +ve 2021-22: 0; Gains in Water Available For Use / Savings in Demand under the selected programme (Ml/d) input as +ve 2022-23: 0; Gains in Water Available For Use / Savings in Demand under the selected programme (Ml/d) input as +ve 2023-24: 0; Gains in Water Available For Use / Savings in Demand under the selected programme (Ml/d) input as +ve 2024-25: 0; Gains in Water Available For Use / Savings in Demand under the selected programme (Ml/d) input as +ve 2025-26: 0; Gains in Water Available For Use / Savings in Demand under the selected programme (Ml/d) input as +ve 2026-27: 0; Gains in Water Available For Use / Savings in Demand under the selected programme (Ml/d) input as +ve 2027-28: 0; Gains in Water Available For Use / Savings in Demand under the selected programme (Ml/d) input as +ve 2028-29: 0; Gains in Water Available For Use / Savings in Demand under the selected programme (Ml/d) input as +ve 2029-30: 0; Gains in Water Available For Use / Savings in Demand under the selected programme (Ml/d) input as +ve 2030-31: 0; Gains in Water Available For Use / Savings in Demand under the selected programme (Ml/d) input as +ve 2031-32: 0; Gains in Water Available For Use / Savings in Demand under the selected programme (Ml/d) input as +ve 2032-33: 0; Gains in Water Available For Use / Savings in Demand under the selected programme (Ml/d) input as +ve 2033-34: 0.022582; Gains in Water Available For Use / Savings in Demand under the selected programme (Ml/d) input as +ve 2034-35: 0.022582; Gains in Water Available For Use / Savings in Demand under the selected programme (Ml/d) input as +ve 2035-36: 0.042827; Gains in Water Available For Use / Savings in Demand under the selected programme (Ml/d) input as +ve 2036-37: 0.042827; Gains in Water Available For Use / Savings in Demand under the selected programme (Ml/d) input as +ve 2037-38: 0.042827; Gains in Water Available For Use / Savings in Demand under the selected programme (Ml/d) input as +ve 2038-39: 0.05944; Gains in Water Available For Use / Savings in Demand under the selected programme (Ml/d) input as +ve 2039-40: 0.05944; Gains in Water Available For Use / Savings in Demand under the selected programme (Ml/d) input as +ve 2040-41: 0.05944; Gains in Water Available For Use / Savings in Demand under the selected programme (Ml/d) input as +ve 2041-42: 0.05944; Gains in Water Available For Use / Savings in Demand under the selected programme (Ml/d) input as +ve 2042-43: 0.072389; Gains in Water Available For Use / Savings in Demand under the selected programme (Ml/d) input as +ve 2043-44: 0.072389; Gains in Water Available For Use / Savings in Demand under the selected programme (Ml/d) input as +ve 2044-45: 0.072389; Gains in Water Available For Use / Savings in Demand under the selected programme (Ml/d) input as +ve 2045-46: 0.081864; Gains in Water Available For Use / Savings in Demand under the selected programme (Ml/d) input as +ve 2046-47: 0.081864; Gains in Water Available For Use / Savings in Demand under the selected programme (Ml/d) input as +ve 2047-48: 0.08897; Gains in Water Available For Use / Savings in Demand under the selected programme (Ml/d) input as +ve 2048-49: 0.08897; Gains in Water Available For Use / Savings in Demand under the selected programme (Ml/d) input as +ve 2049-50: 0.08897
51cF | Find and Fix.AWSNHL | Find and Fix.AWSNHL | Active leakage management | Distribution Options | N | Ofwat Core | AWSNHL | Ml/d | 2 | Gains in Water Available For Use / Savings in Demand under the selected programme (Ml/d) input as +ve 2019-20: 0; Gains in Water Available For Use / Savings in Demand under the selected programme (Ml/d) input as +ve 2020-21: 0; Gains in Water Available For Use / Savings in Demand under the selected programme (Ml/d) input as +ve 2021-22: 0; Gains in Water Available For Use / Savings in Demand under the selected programme (Ml/d) input as +ve 2022-23: 0; Gains in Water Available For Use / Savings in Demand under the selected programme (Ml/d) input as +ve 2023-24: 0; Gains in Water Available For Use / Savings in Demand under the selected programme (Ml/d) input as +ve 2024-25: 0; Gains in Water Available For Use / Savings in Demand under the selected programme (Ml/d) input as +ve 2025-26: 0; Gains in Water Available For Use / Savings in Demand under the selected programme (Ml/d) input as +ve 2026-27: 0; Gains in Water Available For Use / Savings in Demand under the selected programme (Ml/d) input as +ve 2027-28: 0; Gains in Water Available For Use / Savings in Demand under the selected programme (Ml/d) input as +ve 2028-29: 0; Gains in Water Available For Use / Savings in Demand under the selected programme (Ml/d) input as +ve 2029-30: 0; Gains in Water Available For Use / Savings in Demand under the selected programme (Ml/d) input as +ve 2030-31: 0; Gains in Water Available For Use / Savings in Demand under the selected programme (Ml/d) input as +ve 2031-32: 0; Gains in Water Available For Use / Savings in Demand under the selected programme (Ml/d) input as +ve 2032-33: 0; Gains in Water Available For Use / Savings in Demand under the selected programme (Ml/d) input as +ve 2033-34: 0.022582; Gains in Water Available For Use / Savings in Demand under the selected programme (Ml/d) input as +ve 2034-35: 0.022582; Gains in Water Available For Use / Savings in Demand under the selected programme (Ml/d) input as +ve 2035-36: 0.042827; Gains in Water Available For Use / Savings in Demand under the selected programme (Ml/d) input as +ve 2036-37: 0.042827; Gains in Water Available For Use / Savings in Demand under the selected programme (Ml/d) input as +ve 2037-38: 0.042827; Gains in Water Available For Use / Savings in Demand under the selected programme (Ml/d) input as +ve 2038-39: 0.05944; Gains in Water Available For Use / Savings in Demand under the selected programme (Ml/d) input as +ve 2039-40: 0.05944; Gains in Water Available For Use / Savings in Demand under the selected programme (Ml/d) input as +ve 2040-41: 0.05944; Gains in Water Available For Use / Savings in Demand under the selected programme (Ml/d) input as +ve 2041-42: 0.05944; Gains in Water Available For Use / Savings in Demand under the selected programme (Ml/d) input as +ve 2042-43: 0.072389; Gains in Water Available For Use / Savings in Demand under the selected programme (Ml/d) input as +ve 2043-44: 0.072389; Gains in Water Available For Use / Savings in Demand under the selected programme (Ml/d) input as +ve 2044-45: 0.072389; Gains in Water Available For Use / Savings in Demand under the selected programme (Ml/d) input as +ve 2045-46: 0.081864; Gains in Water Available For Use / Savings in Demand under the selected programme (Ml/d) input as +ve 2046-47: 0.081864; Gains in Water Available For Use / Savings in Demand under the selected programme (Ml/d) input as +ve 2047-48: 0.08897; Gains in Water Available For Use / Savings in Demand under the selected programme (Ml/d) input as +ve 2048-49: 0.08897; Gains in Water Available For Use / Savings in Demand under the selected programme (Ml/d) input as +ve 2049-50: 0.08897
51cP | Find and Fix.AWSNHL | Find and Fix.AWSNHL | Active leakage management | Distribution Options | N | Preferred | AWSNHL | Ml/d | 2 | Gains in Water Available For Use / Savings in Demand under the selected programme (Ml/d) input as +ve 2019-20: 0; Gains in Water Available For Use / Savings in Demand under the selected programme (Ml/d) input as +ve 2020-21: 0; Gains in Water Available For Use / Savings in Demand under the selected programme (Ml/d) input as +ve 2021-22: 0; Gains in Water Available For Use / Savings in Demand under the selected programme (Ml/d) input as +ve 2022-23: 0; Gains in Water Available For Use / Savings in Demand under the selected programme (Ml/d) input as +ve 2023-24: 0; Gains in Water Available For Use / Savings in Demand under the selected programme (Ml/d) input as +ve 2024-25: 0; Gains in Water Available For Use / Savings in Demand under the selected programme (Ml/d) input as +ve 2025-26: 0; Gains in Water Available For Use / Savings in Demand under the selected programme (Ml/d) input as +ve 2026-27: 0; Gains in Water Available For Use / Savings in Demand under the selected programme (Ml/d) input as +ve 2027-28: 0; Gains in Water Available For Use / Savings in Demand under the selected programme (Ml/d) input as +ve 2028-29: 0; Gains in Water Available For Use / Savings in Demand under the selected programme (Ml/d) input as +ve 2029-30: 0; Gains in Water Available For Use / Savings in Demand under the selected programme (Ml/d) input as +ve 2030-31: 0; Gains in Water Available For Use / Savings in Demand under the selected programme (Ml/d) input as +ve 2031-32: 0; Gains in Water Available For Use / Savings in Demand under the selected programme (Ml/d) input as +ve 2032-33: 0; Gains in Water Available For Use / Savings in Demand under the selected programme (Ml/d) input as +ve 2033-34: 0.022582; Gains in Water Available For Use / Savings in Demand under the selected programme (Ml/d) input as +ve 2034-35: 0.022582; Gains in Water Available For Use / Savings in Demand under the selected programme (Ml/d) input as +ve 2035-36: 0.042827; Gains in Water Available For Use / Savings in Demand under the selected programme (Ml/d) input as +ve 2036-37: 0.042827; Gains in Water Available For Use / Savings in Demand under the selected programme (Ml/d) input as +ve 2037-38: 0.042827; Gains in Water Available For Use / Savings in Demand under the selected programme (Ml/d) input as +ve 2038-39: 0.05944; Gains in Water Available For Use / Savings in Demand under the selected programme (Ml/d) input as +ve 2039-40: 0.05944; Gains in Water Available For Use / Savings in Demand under the selected programme (Ml/d) input as +ve 2040-41: 0.05944; Gains in Water Available For Use / Savings in Demand under the selected programme (Ml/d) input as +ve 2041-42: 0.05944; Gains in Water Available For Use / Savings in Demand under the selected programme (Ml/d) input as +ve 2042-43: 0.072389; Gains in Water Available For Use / Savings in Demand under the selected programme (Ml/d) input as +ve 2043-44: 0.072389; Gains in Water Available For Use / Savings in Demand under the selected programme (Ml/d) input as +ve 2044-45: 0.072389; Gains in Water Available For Use / Savings in Demand under the selected programme (Ml/d) input as +ve 2045-46: 0.081864; Gains in Water Available For Use / Savings in Demand under the selected programme (Ml/d) input as +ve 2046-47: 0.081864; Gains in Water Available For Use / Savings in Demand under the selected programme (Ml/d) input as +ve 2047-48: 0.08897; Gains in Water Available For Use / Savings in Demand under the selected programme (Ml/d) input as +ve 2048-49: 0.08897; Gains in Water Available For Use / Savings in Demand under the selected programme (Ml/d) input as +ve 2049-50: 0.08897
51dF | G2. Mandatory water labelling.AWSNHL | WEF g2.AWSNHL | Water efficiency customer education / awareness | Customer Options | N | Least Cost | AWSNHL | Ml/d | 2 | Gains in Water Available For Use / Savings in Demand under the selected programme (Ml/d) input as +ve 2019-20: 0; Gains in Water Available For Use / Savings in Demand under the selected programme (Ml/d) input as +ve 2020-21: 0; Gains in Water Available For Use / Savings in Demand under the selected programme (Ml/d) input as +ve 2021-22: 0; Gains in Water Available For Use / Savings in Demand under the selected programme (Ml/d) input as +ve 2022-23: 0; Gains in Water Available For Use / Savings in Demand under the selected programme (Ml/d) input as +ve 2023-24: 0; Gains in Water Available For Use / Savings in Demand under the selected programme (Ml/d) input as +ve 2024-25: 0; Gains in Water Available For Use / Savings in Demand under the selected programme (Ml/d) input as +ve 2025-26: 0; Gains in Water Available For Use / Savings in Demand under the selected programme (Ml/d) input as +ve 2026-27: 0; Gains in Water Available For Use / Savings in Demand under the selected programme (Ml/d) input as +ve 2027-28: 0; Gains in Water Available For Use / Savings in Demand under the selected programme (Ml/d) input as +ve 2028-29: 0.013366; Gains in Water Available For Use / Savings in Demand under the selected programme (Ml/d) input as +ve 2029-30: 0.026853; Gains in Water Available For Use / Savings in Demand under the selected programme (Ml/d) input as +ve 2030-31: 0.040423; Gains in Water Available For Use / Savings in Demand under the selected programme (Ml/d) input as +ve 2031-32: 0.053998; Gains in Water Available For Use / Savings in Demand under the selected programme (Ml/d) input as +ve 2032-33: 0.067659; Gains in Water Available For Use / Savings in Demand under the selected programme (Ml/d) input as +ve 2033-34: 0.081432; Gains in Water Available For Use / Savings in Demand under the selected programme (Ml/d) input as +ve 2034-35: 0.12324; Gains in Water Available For Use / Savings in Demand under the selected programme (Ml/d) input as +ve 2035-36: 0.16537; Gains in Water Available For Use / Savings in Demand under the selected programme (Ml/d) input as +ve 2036-37: 0.20769; Gains in Water Available For Use / Savings in Demand under the selected programme (Ml/d) input as +ve 2037-38: 0.2504; Gains in Water Available For Use / Savings in Demand under the selected programme (Ml/d) input as +ve 2038-39: 0.29354; Gains in Water Available For Use / Savings in Demand under the selected programme (Ml/d) input as +ve 2039-40: 0.33733; Gains in Water Available For Use / Savings in Demand under the selected programme (Ml/d) input as +ve 2040-41: 0.38159; Gains in Water Available For Use / Savings in Demand under the selected programme (Ml/d) input as +ve 2041-42: 0.42645; Gains in Water Available For Use / Savings in Demand under the selected programme (Ml/d) input as +ve 2042-43: 0.47185; Gains in Water Available For Use / Savings in Demand under the selected programme (Ml/d) input as +ve 2043-44: 0.51793; Gains in Water Available For Use / Savings in Demand under the selected programme (Ml/d) input as +ve 2044-45: 0.53482; Gains in Water Available For Use / Savings in Demand under the selected programme (Ml/d) input as +ve 2045-46: 0.55183; Gains in Water Available For Use / Savings in Demand under the selected programme (Ml/d) input as +ve 2046-47: 0.56905; Gains in Water Available For Use / Savings in Demand under the selected programme (Ml/d) input as +ve 2047-48: 0.58679; Gains in Water Available For Use / Savings in Demand under the selected programme (Ml/d) input as +ve 2048-49: 0.60479; Gains in Water Available For Use / Savings in Demand under the selected programme (Ml/d) input as +ve 2049-50: 0.62313
51dF | G2. Mandatory water labelling.AWSNHL | WEF g2.AWSNHL | Water efficiency customer education / awareness | Customer Options | N | Ofwat Core | AWSNHL | Ml/d | 2 | Gains in Water Available For Use / Savings in Demand under the selected programme (Ml/d) input as +ve 2019-20: 0; Gains in Water Available For Use / Savings in Demand under the selected programme (Ml/d) input as +ve 2020-21: 0; Gains in Water Available For Use / Savings in Demand under the selected programme (Ml/d) input as +ve 2021-22: 0; Gains in Water Available For Use / Savings in Demand under the selected programme (Ml/d) input as +ve 2022-23: 0; Gains in Water Available For Use / Savings in Demand under the selected programme (Ml/d) input as +ve 2023-24: 0; Gains in Water Available For Use / Savings in Demand under the selected programme (Ml/d) input as +ve 2024-25: 0; Gains in Water Available For Use / Savings in Demand under the selected programme (Ml/d) input as +ve 2025-26: 0; Gains in Water Available For Use / Savings in Demand under the selected programme (Ml/d) input as +ve 2026-27: 0; Gains in Water Available For Use / Savings in Demand under the selected programme (Ml/d) input as +ve 2027-28: 0; Gains in Water Available For Use / Savings in Demand under the selected programme (Ml/d) input as +ve 2028-29: 0.013366; Gains in Water Available For Use / Savings in Demand under the selected programme (Ml/d) input as +ve 2029-30: 0.026853; Gains in Water Available For Use / Savings in Demand under the selected programme (Ml/d) input as +ve 2030-31: 0.040423; Gains in Water Available For Use / Savings in Demand under the selected programme (Ml/d) input as +ve 2031-32: 0.053998; Gains in Water Available For Use / Savings in Demand under the selected programme (Ml/d) input as +ve 2032-33: 0.067659; Gains in Water Available For Use / Savings in Demand under the selected programme (Ml/d) input as +ve 2033-34: 0.081432; Gains in Water Available For Use / Savings in Demand under the selected programme (Ml/d) input as +ve 2034-35: 0.12324; Gains in Water Available For Use / Savings in Demand under the selected programme (Ml/d) input as +ve 2035-36: 0.16537; Gains in Water Available For Use / Savings in Demand under the selected programme (Ml/d) input as +ve 2036-37: 0.20769; Gains in Water Available For Use / Savings in Demand under the selected programme (Ml/d) input as +ve 2037-38: 0.2504; Gains in Water Available For Use / Savings in Demand under the selected programme (Ml/d) input as +ve 2038-39: 0.29354; Gains in Water Available For Use / Savings in Demand under the selected programme (Ml/d) input as +ve 2039-40: 0.33733; Gains in Water Available For Use / Savings in Demand under the selected programme (Ml/d) input as +ve 2040-41: 0.38159; Gains in Water Available For Use / Savings in Demand under the selected programme (Ml/d) input as +ve 2041-42: 0.42645; Gains in Water Available For Use / Savings in Demand under the selected programme (Ml/d) input as +ve 2042-43: 0.47185; Gains in Water Available For Use / Savings in Demand under the selected programme (Ml/d) input as +ve 2043-44: 0.51793; Gains in Water Available For Use / Savings in Demand under the selected programme (Ml/d) input as +ve 2044-45: 0.53482; Gains in Water Available For Use / Savings in Demand under the selected programme (Ml/d) input as +ve 2045-46: 0.55183; Gains in Water Available For Use / Savings in Demand under the selected programme (Ml/d) input as +ve 2046-47: 0.56905; Gains in Water Available For Use / Savings in Demand under the selected programme (Ml/d) input as +ve 2047-48: 0.58679; Gains in Water Available For Use / Savings in Demand under the selected programme (Ml/d) input as +ve 2048-49: 0.60479; Gains in Water Available For Use / Savings in Demand under the selected programme (Ml/d) input as +ve 2049-50: 0.62313
51dP | G2. Mandatory water labelling.AWSNHL | WEF g2.AWSNHL | Water efficiency customer education / awareness | Customer Options | N | Preferred | AWSNHL | Ml/d | 2 | Gains in Water Available For Use / Savings in Demand under the selected programme (Ml/d) input as +ve 2019-20: 0; Gains in Water Available For Use / Savings in Demand under the selected programme (Ml/d) input as +ve 2020-21: 0; Gains in Water Available For Use / Savings in Demand under the selected programme (Ml/d) input as +ve 2021-22: 0; Gains in Water Available For Use / Savings in Demand under the selected programme (Ml/d) input as +ve 2022-23: 0; Gains in Water Available For Use / Savings in Demand under the selected programme (Ml/d) input as +ve 2023-24: 0; Gains in Water Available For Use / Savings in Demand under the selected programme (Ml/d) input as +ve 2024-25: 0; Gains in Water Available For Use / Savings in Demand under the selected programme (Ml/d) input as +ve 2025-26: 0; Gains in Water Available For Use / Savings in Demand under the selected programme (Ml/d) input as +ve 2026-27: 0; Gains in Water Available For Use / Savings in Demand under the selected programme (Ml/d) input as +ve 2027-28: 0; Gains in Water Available For Use / Savings in Demand under the selected programme (Ml/d) input as +ve 2028-29: 0.013366; Gains in Water Available For Use / Savings in Demand under the selected programme (Ml/d) input as +ve 2029-30: 0.026853; Gains in Water Available For Use / Savings in Demand under the selected programme (Ml/d) input as +ve 2030-31: 0.040423; Gains in Water Available For Use / Savings in Demand under the selected programme (Ml/d) input as +ve 2031-32: 0.053998; Gains in Water Available For Use / Savings in Demand under the selected programme (Ml/d) input as +ve 2032-33: 0.067659; Gains in Water Available For Use / Savings in Demand under the selected programme (Ml/d) input as +ve 2033-34: 0.081432; Gains in Water Available For Use / Savings in Demand under the selected programme (Ml/d) input as +ve 2034-35: 0.12324; Gains in Water Available For Use / Savings in Demand under the selected programme (Ml/d) input as +ve 2035-36: 0.16537; Gains in Water Available For Use / Savings in Demand under the selected programme (Ml/d) input as +ve 2036-37: 0.20769; Gains in Water Available For Use / Savings in Demand under the selected programme (Ml/d) input as +ve 2037-38: 0.2504; Gains in Water Available For Use / Savings in Demand under the selected programme (Ml/d) input as +ve 2038-39: 0.29354; Gains in Water Available For Use / Savings in Demand under the selected programme (Ml/d) input as +ve 2039-40: 0.33733; Gains in Water Available For Use / Savings in Demand under the selected programme (Ml/d) input as +ve 2040-41: 0.38159; Gains in Water Available For Use / Savings in Demand under the selected programme (Ml/d) input as +ve 2041-42: 0.42645; Gains in Water Available For Use / Savings in Demand under the selected programme (Ml/d) input as +ve 2042-43: 0.47185; Gains in Water Available For Use / Savings in Demand under the selected programme (Ml/d) input as +ve 2043-44: 0.51793; Gains in Water Available For Use / Savings in Demand under the selected programme (Ml/d) input as +ve 2044-45: 0.53482; Gains in Water Available For Use / Savings in Demand under the selected programme (Ml/d) input as +ve 2045-46: 0.55183; Gains in Water Available For Use / Savings in Demand under the selected programme (Ml/d) input as +ve 2046-47: 0.56905; Gains in Water Available For Use / Savings in Demand under the selected programme (Ml/d) input as +ve 2047-48: 0.58679; Gains in Water Available For Use / Savings in Demand under the selected programme (Ml/d) input as +ve 2048-49: 0.60479; Gains in Water Available For Use / Savings in Demand under the selected programme (Ml/d) input as +ve 2049-50: 0.62313
51dF | LEA: NHH. NHH CSPL repairs.AWSNHL | LEA: NHH. NHH CSPL repairs.AWSNHL | Supply pipe repairs / replacement | Customer Options | N | Least Cost | AWSNHL | Ml/d | 2 | Gains in Water Available For Use / Savings in Demand under the selected programme (Ml/d) input as +ve 2019-20: 0; Gains in Water Available For Use / Savings in Demand under the selected programme (Ml/d) input as +ve 2020-21: 0; Gains in Water Available For Use / Savings in Demand under the selected programme (Ml/d) input as +ve 2021-22: 0; Gains in Water Available For Use / Savings in Demand under the selected programme (Ml/d) input as +ve 2022-23: 0; Gains in Water Available For Use / Savings in Demand under the selected programme (Ml/d) input as +ve 2023-24: 0; Gains in Water Available For Use / Savings in Demand under the selected programme (Ml/d) input as +ve 2024-25: 0; Gains in Water Available For Use / Savings in Demand under the selected programme (Ml/d) input as +ve 2025-26: 3.7867e-06; Gains in Water Available For Use / Savings in Demand under the selected programme (Ml/d) input as +ve 2026-27: 1.0457e-05; Gains in Water Available For Use / Savings in Demand under the selected programme (Ml/d) input as +ve 2027-28: 1.9214e-05; Gains in Water Available For Use / Savings in Demand under the selected programme (Ml/d) input as +ve 2028-29: 0.0002892; Gains in Water Available For Use / Savings in Demand under the selected programme (Ml/d) input as +ve 2029-30: 0.00055027; Gains in Water Available For Use / Savings in Demand under the selected programme (Ml/d) input as +ve 2030-31: 0.00081146; Gains in Water Available For Use / Savings in Demand under the selected programme (Ml/d) input as +ve 2031-32: 0.0010728; Gains in Water Available For Use / Savings in Demand under the selected programme (Ml/d) input as +ve 2032-33: 0.0013343; Gains in Water Available For Use / Savings in Demand under the selected programme (Ml/d) input as +ve 2033-34: 0.0015961; Gains in Water Available For Use / Savings in Demand under the selected programme (Ml/d) input as +ve 2034-35: 0.0018581; Gains in Water Available For Use / Savings in Demand under the selected programme (Ml/d) input as +ve 2035-36: 0.0021202; Gains in Water Available For Use / Savings in Demand under the selected programme (Ml/d) input as +ve 2036-37: 0.0023825; Gains in Water Available For Use / Savings in Demand under the selected programme (Ml/d) input as +ve 2037-38: 0.0026449; Gains in Water Available For Use / Savings in Demand under the selected programme (Ml/d) input as +ve 2038-39: 0.0029074; Gains in Water Available For Use / Savings in Demand under the selected programme (Ml/d) input as +ve 2039-40: 0.0031701; Gains in Water Available For Use / Savings in Demand under the selected programme (Ml/d) input as +ve 2040-41: 0.003433; Gains in Water Available For Use / Savings in Demand under the selected programme (Ml/d) input as +ve 2041-42: 0.0036961; Gains in Water Available For Use / Savings in Demand under the selected programme (Ml/d) input as +ve 2042-43: 0.0039593; Gains in Water Available For Use / Savings in Demand under the selected programme (Ml/d) input as +ve 2043-44: 0.0042226; Gains in Water Available For Use / Savings in Demand under the selected programme (Ml/d) input as +ve 2044-45: 0.004486; Gains in Water Available For Use / Savings in Demand under the selected programme (Ml/d) input as +ve 2045-46: 0.0047496; Gains in Water Available For Use / Savings in Demand under the selected programme (Ml/d) input as +ve 2046-47: 0.0050133; Gains in Water Available For Use / Savings in Demand under the selected programme (Ml/d) input as +ve 2047-48: 0.0052771; Gains in Water Available For Use / Savings in Demand under the selected programme (Ml/d) input as +ve 2048-49: 0.005541; Gains in Water Available For Use / Savings in Demand under the selected programme (Ml/d) input as +ve 2049-50: 0.005805
51dF | LEA: NHH. NHH CSPL repairs.AWSNHL | LEA: NHH. NHH CSPL repairs.AWSNHL | Supply pipe repairs / replacement | Customer Options | N | Ofwat Core | AWSNHL | Ml/d | 2 | Gains in Water Available For Use / Savings in Demand under the selected programme (Ml/d) input as +ve 2019-20: 0; Gains in Water Available For Use / Savings in Demand under the selected programme (Ml/d) input as +ve 2020-21: 0; Gains in Water Available For Use / Savings in Demand under the selected programme (Ml/d) input as +ve 2021-22: 0; Gains in Water Available For Use / Savings in Demand under the selected programme (Ml/d) input as +ve 2022-23: 0; Gains in Water Available For Use / Savings in Demand under the selected programme (Ml/d) input as +ve 2023-24: 0; Gains in Water Available For Use / Savings in Demand under the selected programme (Ml/d) input as +ve 2024-25: 0; Gains in Water Available For Use / Savings in Demand under the selected programme (Ml/d) input as +ve 2025-26: 3.7867e-06; Gains in Water Available For Use / Savings in Demand under the selected programme (Ml/d) input as +ve 2026-27: 1.0457e-05; Gains in Water Available For Use / Savings in Demand under the selected programme (Ml/d) input as +ve 2027-28: 1.9214e-05; Gains in Water Available For Use / Savings in Demand under the selected programme (Ml/d) input as +ve 2028-29: 0.0002892; Gains in Water Available For Use / Savings in Demand under the selected programme (Ml/d) input as +ve 2029-30: 0.00055027; Gains in Water Available For Use / Savings in Demand under the selected programme (Ml/d) input as +ve 2030-31: 0.00081146; Gains in Water Available For Use / Savings in Demand under the selected programme (Ml/d) input as +ve 2031-32: 0.0010728; Gains in Water Available For Use / Savings in Demand under the selected programme (Ml/d) input as +ve 2032-33: 0.0013343; Gains in Water Available For Use / Savings in Demand under the selected programme (Ml/d) input as +ve 2033-34: 0.0015961; Gains in Water Available For Use / Savings in Demand under the selected programme (Ml/d) input as +ve 2034-35: 0.0018581; Gains in Water Available For Use / Savings in Demand under the selected programme (Ml/d) input as +ve 2035-36: 0.0021202; Gains in Water Available For Use / Savings in Demand under the selected programme (Ml/d) input as +ve 2036-37: 0.0023825; Gains in Water Available For Use / Savings in Demand under the selected programme (Ml/d) input as +ve 2037-38: 0.0026449; Gains in Water Available For Use / Savings in Demand under the selected programme (Ml/d) input as +ve 2038-39: 0.0029074; Gains in Water Available For Use / Savings in Demand under the selected programme (Ml/d) input as +ve 2039-40: 0.0031701; Gains in Water Available For Use / Savings in Demand under the selected programme (Ml/d) input as +ve 2040-41: 0.003433; Gains in Water Available For Use / Savings in Demand under the selected programme (Ml/d) input as +ve 2041-42: 0.0036961; Gains in Water Available For Use / Savings in Demand under the selected programme (Ml/d) input as +ve 2042-43: 0.0039593; Gains in Water Available For Use / Savings in Demand under the selected programme (Ml/d) input as +ve 2043-44: 0.0042226; Gains in Water Available For Use / Savings in Demand under the selected programme (Ml/d) input as +ve 2044-45: 0.004486; Gains in Water Available For Use / Savings in Demand under the selected programme (Ml/d) input as +ve 2045-46: 0.0047496; Gains in Water Available For Use / Savings in Demand under the selected programme (Ml/d) input as +ve 2046-47: 0.0050133; Gains in Water Available For Use / Savings in Demand under the selected programme (Ml/d) input as +ve 2047-48: 0.0052771; Gains in Water Available For Use / Savings in Demand under the selected programme (Ml/d) input as +ve 2048-49: 0.005541; Gains in Water Available For Use / Savings in Demand under the selected programme (Ml/d) input as +ve 2049-50: 0.005805
51dP | LEA: NHH. NHH CSPL repairs.AWSNHL | LEA: NHH. NHH CSPL repairs.AWSNHL | Supply pipe repairs / replacement | Customer Options | N | Preferred | AWSNHL | Ml/d | 2 | Gains in Water Available For Use / Savings in Demand under the selected programme (Ml/d) input as +ve 2019-20: 0; Gains in Water Available For Use / Savings in Demand under the selected programme (Ml/d) input as +ve 2020-21: 0; Gains in Water Available For Use / Savings in Demand under the selected programme (Ml/d) input as +ve 2021-22: 0; Gains in Water Available For Use / Savings in Demand under the selected programme (Ml/d) input as +ve 2022-23: 0; Gains in Water Available For Use / Savings in Demand under the selected programme (Ml/d) input as +ve 2023-24: 0; Gains in Water Available For Use / Savings in Demand under the selected programme (Ml/d) input as +ve 2024-25: 0; Gains in Water Available For Use / Savings in Demand under the selected programme (Ml/d) input as +ve 2025-26: 3.7867e-06; Gains in Water Available For Use / Savings in Demand under the selected programme (Ml/d) input as +ve 2026-27: 1.0457e-05; Gains in Water Available For Use / Savings in Demand under the selected programme (Ml/d) input as +ve 2027-28: 1.9214e-05; Gains in Water Available For Use / Savings in Demand under the selected programme (Ml/d) input as +ve 2028-29: 0.0002892; Gains in Water Available For Use / Savings in Demand under the selected programme (Ml/d) input as +ve 2029-30: 0.00055027; Gains in Water Available For Use / Savings in Demand under the selected programme (Ml/d) input as +ve 2030-31: 0.00081146; Gains in Water Available For Use / Savings in Demand under the selected programme (Ml/d) input as +ve 2031-32: 0.0010728; Gains in Water Available For Use / Savings in Demand under the selected programme (Ml/d) input as +ve 2032-33: 0.0013343; Gains in Water Available For Use / Savings in Demand under the selected programme (Ml/d) input as +ve 2033-34: 0.0015961; Gains in Water Available For Use / Savings in Demand under the selected programme (Ml/d) input as +ve 2034-35: 0.0018581; Gains in Water Available For Use / Savings in Demand under the selected programme (Ml/d) input as +ve 2035-36: 0.0021202; Gains in Water Available For Use / Savings in Demand under the selected programme (Ml/d) input as +ve 2036-37: 0.0023825; Gains in Water Available For Use / Savings in Demand under the selected programme (Ml/d) input as +ve 2037-38: 0.0026449; Gains in Water Available For Use / Savings in Demand under the selected programme (Ml/d) input as +ve 2038-39: 0.0029074; Gains in Water Available For Use / Savings in Demand under the selected programme (Ml/d) input as +ve 2039-40: 0.0031701; Gains in Water Available For Use / Savings in Demand under the selected programme (Ml/d) input as +ve 2040-41: 0.003433; Gains in Water Available For Use / Savings in Demand under the selected programme (Ml/d) input as +ve 2041-42: 0.0036961; Gains in Water Available For Use / Savings in Demand under the selected programme (Ml/d) input as +ve 2042-43: 0.0039593; Gains in Water Available For Use / Savings in Demand under the selected programme (Ml/d) input as +ve 2043-44: 0.0042226; Gains in Water Available For Use / Savings in Demand under the selected programme (Ml/d) input as +ve 2044-45: 0.004486; Gains in Water Available For Use / Savings in Demand under the selected programme (Ml/d) input as +ve 2045-46: 0.0047496; Gains in Water Available For Use / Savings in Demand under the selected programme (Ml/d) input as +ve 2046-47: 0.0050133; Gains in Water Available For Use / Savings in Demand under the selected programme (Ml/d) input as +ve 2047-48: 0.0052771; Gains in Water Available For Use / Savings in Demand under the selected programme (Ml/d) input as +ve 2048-49: 0.005541; Gains in Water Available For Use / Savings in Demand under the selected programme (Ml/d) input as +ve 2049-50: 0.005805
51cF | Mains Replacement (MR1500).AWSNHL | Mains Replacement (MR1500).AWSNHL | Mains replacement (not trunk mains) | Distribution Options | N | Ofwat Core | AWSNHL | Ml/d | 2 | Gains in Water Available For Use / Savings in Demand under the selected programme (Ml/d) input as +ve 2019-20: 0; Gains in Water Available For Use / Savings in Demand under the selected programme (Ml/d) input as +ve 2020-21: 0; Gains in Water Available For Use / Savings in Demand under the selected programme (Ml/d) input as +ve 2021-22: 0; Gains in Water Available For Use / Savings in Demand under the selected programme (Ml/d) input as +ve 2022-23: 0; Gains in Water Available For Use / Savings in Demand under the selected programme (Ml/d) input as +ve 2023-24: 0; Gains in Water Available For Use / Savings in Demand under the selected programme (Ml/d) input as +ve 2024-25: 0; Gains in Water Available For Use / Savings in Demand under the selected programme (Ml/d) input as +ve 2025-26: 0; Gains in Water Available For Use / Savings in Demand under the selected programme (Ml/d) input as +ve 2026-27: 0; Gains in Water Available For Use / Savings in Demand under the selected programme (Ml/d) input as +ve 2027-28: 0; Gains in Water Available For Use / Savings in Demand under the selected programme (Ml/d) input as +ve 2028-29: 0; Gains in Water Available For Use / Savings in Demand under the selected programme (Ml/d) input as +ve 2029-30: 0; Gains in Water Available For Use / Savings in Demand under the selected programme (Ml/d) input as +ve 2030-31: 0; Gains in Water Available For Use / Savings in Demand under the selected programme (Ml/d) input as +ve 2031-32: 0.48092; Gains in Water Available For Use / Savings in Demand under the selected programme (Ml/d) input as +ve 2032-33: 0.48092; Gains in Water Available For Use / Savings in Demand under the selected programme (Ml/d) input as +ve 2033-34: 0.48092; Gains in Water Available For Use / Savings in Demand under the selected programme (Ml/d) input as +ve 2034-35: 0.48092; Gains in Water Available For Use / Savings in Demand under the selected programme (Ml/d) input as +ve 2035-36: 0.45687; Gains in Water Available For Use / Savings in Demand under the selected programme (Ml/d) input as +ve 2036-37: 0.45687; Gains in Water Available For Use / Savings in Demand under the selected programme (Ml/d) input as +ve 2037-38: 0.45687; Gains in Water Available For Use / Savings in Demand under the selected programme (Ml/d) input as +ve 2038-39: 0.45687; Gains in Water Available For Use / Savings in Demand under the selected programme (Ml/d) input as +ve 2039-40: 0.68764; Gains in Water Available For Use / Savings in Demand under the selected programme (Ml/d) input as +ve 2040-41: 0.6804; Gains in Water Available For Use / Savings in Demand under the selected programme (Ml/d) input as +ve 2041-42: 0.67678; Gains in Water Available For Use / Savings in Demand under the selected programme (Ml/d) input as +ve 2042-43: 0.67678; Gains in Water Available For Use / Savings in Demand under the selected programme (Ml/d) input as +ve 2043-44: 0.67678; Gains in Water Available For Use / Savings in Demand under the selected programme (Ml/d) input as +ve 2044-45: 0.67678; Gains in Water Available For Use / Savings in Demand under the selected programme (Ml/d) input as +ve 2045-46: 0.67678; Gains in Water Available For Use / Savings in Demand under the selected programme (Ml/d) input as +ve 2046-47: 0.67678; Gains in Water Available For Use / Savings in Demand under the selected programme (Ml/d) input as +ve 2047-48: 0.67678; Gains in Water Available For Use / Savings in Demand under the selected programme (Ml/d) input as +ve 2048-49: 0.67678; Gains in Water Available For Use / Savings in Demand under the selected programme (Ml/d) input as +ve 2049-50: 0.67678
51cP | Mains Replacement (MRMax).AWSNHL | Mains Replacement (MRMax).AWSNHL | Mains replacement (not trunk mains) | Distribution Options | N | Preferred | AWSNHL | Ml/d | 2 | Gains in Water Available For Use / Savings in Demand under the selected programme (Ml/d) input as +ve 2019-20: 0; Gains in Water Available For Use / Savings in Demand under the selected programme (Ml/d) input as +ve 2020-21: 0; Gains in Water Available For Use / Savings in Demand under the selected programme (Ml/d) input as +ve 2021-22: 0; Gains in Water Available For Use / Savings in Demand under the selected programme (Ml/d) input as +ve 2022-23: 0; Gains in Water Available For Use / Savings in Demand under the selected programme (Ml/d) input as +ve 2023-24: 0; Gains in Water Available For Use / Savings in Demand under the selected programme (Ml/d) input as +ve 2024-25: 0; Gains in Water Available For Use / Savings in Demand under the selected programme (Ml/d) input as +ve 2025-26: 0; Gains in Water Available For Use / Savings in Demand under the selected programme (Ml/d) input as +ve 2026-27: 0; Gains in Water Available For Use / Savings in Demand under the selected programme (Ml/d) input as +ve 2027-28: 0; Gains in Water Available For Use / Savings in Demand under the selected programme (Ml/d) input as +ve 2028-29: 0; Gains in Water Available For Use / Savings in Demand under the selected programme (Ml/d) input as +ve 2029-30: 0; Gains in Water Available For Use / Savings in Demand under the selected programme (Ml/d) input as +ve 2030-31: 0.48092; Gains in Water Available For Use / Savings in Demand under the selected programme (Ml/d) input as +ve 2031-32: 0.72383; Gains in Water Available For Use / Savings in Demand under the selected programme (Ml/d) input as +ve 2032-33: 0.72383; Gains in Water Available For Use / Savings in Demand under the selected programme (Ml/d) input as +ve 2033-34: 0.72383; Gains in Water Available For Use / Savings in Demand under the selected programme (Ml/d) input as +ve 2034-35: 0.72383; Gains in Water Available For Use / Savings in Demand under the selected programme (Ml/d) input as +ve 2035-36: 0.68764; Gains in Water Available For Use / Savings in Demand under the selected programme (Ml/d) input as +ve 2036-37: 0.68764; Gains in Water Available For Use / Savings in Demand under the selected programme (Ml/d) input as +ve 2037-38: 0.84741; Gains in Water Available For Use / Savings in Demand under the selected programme (Ml/d) input as +ve 2038-39: 0.84741; Gains in Water Available For Use / Savings in Demand under the selected programme (Ml/d) input as +ve 2039-40: 0.84741; Gains in Water Available For Use / Savings in Demand under the selected programme (Ml/d) input as +ve 2040-41: 0.83849; Gains in Water Available For Use / Savings in Demand under the selected programme (Ml/d) input as +ve 2041-42: 0.83403; Gains in Water Available For Use / Savings in Demand under the selected programme (Ml/d) input as +ve 2042-43: 0.90849; Gains in Water Available For Use / Savings in Demand under the selected programme (Ml/d) input as +ve 2043-44: 0.90849; Gains in Water Available For Use / Savings in Demand under the selected programme (Ml/d) input as +ve 2044-45: 0.90849; Gains in Water Available For Use / Savings in Demand under the selected programme (Ml/d) input as +ve 2045-46: 0.90849; Gains in Water Available For Use / Savings in Demand under the selected programme (Ml/d) input as +ve 2046-47: 0.90849; Gains in Water Available For Use / Savings in Demand under the selected programme (Ml/d) input as +ve 2047-48: 0.93583; Gains in Water Available For Use / Savings in Demand under the selected programme (Ml/d) input as +ve 2048-49: 0.94179; Gains in Water Available For Use / Savings in Demand under the selected programme (Ml/d) input as +ve 2049-50: 0.94179
51dF | NHH. NHH PL repairs.AWSNHL | NHH. NHH PL repairs.AWSNHL | Non-household water audit | Customer Options | N | Least Cost | AWSNHL | Ml/d | 2 | Gains in Water Available For Use / Savings in Demand under the selected programme (Ml/d) input as +ve 2019-20: 0; Gains in Water Available For Use / Savings in Demand under the selected programme (Ml/d) input as +ve 2020-21: 0; Gains in Water Available For Use / Savings in Demand under the selected programme (Ml/d) input as +ve 2021-22: 0; Gains in Water Available For Use / Savings in Demand under the selected programme (Ml/d) input as +ve 2022-23: 0; Gains in Water Available For Use / Savings in Demand under the selected programme (Ml/d) input as +ve 2023-24: 0; Gains in Water Available For Use / Savings in Demand under the selected programme (Ml/d) input as +ve 2024-25: 0; Gains in Water Available For Use / Savings in Demand under the selected programme (Ml/d) input as +ve 2025-26: 0.00010299; Gains in Water Available For Use / Savings in Demand under the selected programme (Ml/d) input as +ve 2026-27: 0.00028442; Gains in Water Available For Use / Savings in Demand under the selected programme (Ml/d) input as +ve 2027-28: 0.00052257; Gains in Water Available For Use / Savings in Demand under the selected programme (Ml/d) input as +ve 2028-29: 0.0078657; Gains in Water Available For Use / Savings in Demand under the selected programme (Ml/d) input as +ve 2029-30: 0.014966; Gains in Water Available For Use / Savings in Demand under the selected programme (Ml/d) input as +ve 2030-31: 0.02207; Gains in Water Available For Use / Savings in Demand under the selected programme (Ml/d) input as +ve 2031-32: 0.029178; Gains in Water Available For Use / Savings in Demand under the selected programme (Ml/d) input as +ve 2032-33: 0.036291; Gains in Water Available For Use / Savings in Demand under the selected programme (Ml/d) input as +ve 2033-34: 0.04341; Gains in Water Available For Use / Savings in Demand under the selected programme (Ml/d) input as +ve 2034-35: 0.050535; Gains in Water Available For Use / Savings in Demand under the selected programme (Ml/d) input as +ve 2035-36: 0.057665; Gains in Water Available For Use / Savings in Demand under the selected programme (Ml/d) input as +ve 2036-37: 0.064798; Gains in Water Available For Use / Savings in Demand under the selected programme (Ml/d) input as +ve 2037-38: 0.071935; Gains in Water Available For Use / Savings in Demand under the selected programme (Ml/d) input as +ve 2038-39: 0.079076; Gains in Water Available For Use / Savings in Demand under the selected programme (Ml/d) input as +ve 2039-40: 0.086222; Gains in Water Available For Use / Savings in Demand under the selected programme (Ml/d) input as +ve 2040-41: 0.093372; Gains in Water Available For Use / Savings in Demand under the selected programme (Ml/d) input as +ve 2041-42: 0.10053; Gains in Water Available For Use / Savings in Demand under the selected programme (Ml/d) input as +ve 2042-43: 0.10768; Gains in Water Available For Use / Savings in Demand under the selected programme (Ml/d) input as +ve 2043-44: 0.11485; Gains in Water Available For Use / Savings in Demand under the selected programme (Ml/d) input as +ve 2044-45: 0.12201; Gains in Water Available For Use / Savings in Demand under the selected programme (Ml/d) input as +ve 2045-46: 0.12918; Gains in Water Available For Use / Savings in Demand under the selected programme (Ml/d) input as +ve 2046-47: 0.13635; Gains in Water Available For Use / Savings in Demand under the selected programme (Ml/d) input as +ve 2047-48: 0.14353; Gains in Water Available For Use / Savings in Demand under the selected programme (Ml/d) input as +ve 2048-49: 0.1507; Gains in Water Available For Use / Savings in Demand under the selected programme (Ml/d) input as +ve 2049-50: 0.15788
51dF | NHH. NHH PL repairs.AWSNHL | NHH. NHH PL repairs.AWSNHL | Non-household water audit | Customer Options | N | Ofwat Core | AWSNHL | Ml/d | 2 | Gains in Water Available For Use / Savings in Demand under the selected programme (Ml/d) input as +ve 2019-20: 0; Gains in Water Available For Use / Savings in Demand under the selected programme (Ml/d) input as +ve 2020-21: 0; Gains in Water Available For Use / Savings in Demand under the selected programme (Ml/d) input as +ve 2021-22: 0; Gains in Water Available For Use / Savings in Demand under the selected programme (Ml/d) input as +ve 2022-23: 0; Gains in Water Available For Use / Savings in Demand under the selected programme (Ml/d) input as +ve 2023-24: 0; Gains in Water Available For Use / Savings in Demand under the selected programme (Ml/d) input as +ve 2024-25: 0; Gains in Water Available For Use / Savings in Demand under the selected programme (Ml/d) input as +ve 2025-26: 0.00010299; Gains in Water Available For Use / Savings in Demand under the selected programme (Ml/d) input as +ve 2026-27: 0.00028442; Gains in Water Available For Use / Savings in Demand under the selected programme (Ml/d) input as +ve 2027-28: 0.00052257; Gains in Water Available For Use / Savings in Demand under the selected programme (Ml/d) input as +ve 2028-29: 0.0078657; Gains in Water Available For Use / Savings in Demand under the selected programme (Ml/d) input as +ve 2029-30: 0.014966; Gains in Water Available For Use / Savings in Demand under the selected programme (Ml/d) input as +ve 2030-31: 0.02207; Gains in Water Available For Use / Savings in Demand under the selected programme (Ml/d) input as +ve 2031-32: 0.029178; Gains in Water Available For Use / Savings in Demand under the selected programme (Ml/d) input as +ve 2032-33: 0.036291; Gains in Water Available For Use / Savings in Demand under the selected programme (Ml/d) input as +ve 2033-34: 0.04341; Gains in Water Available For Use / Savings in Demand under the selected programme (Ml/d) input as +ve 2034-35: 0.050535; Gains in Water Available For Use / Savings in Demand under the selected programme (Ml/d) input as +ve 2035-36: 0.057665; Gains in Water Available For Use / Savings in Demand under the selected programme (Ml/d) input as +ve 2036-37: 0.064798; Gains in Water Available For Use / Savings in Demand under the selected programme (Ml/d) input as +ve 2037-38: 0.071935; Gains in Water Available For Use / Savings in Demand under the selected programme (Ml/d) input as +ve 2038-39: 0.079076; Gains in Water Available For Use / Savings in Demand under the selected programme (Ml/d) input as +ve 2039-40: 0.086222; Gains in Water Available For Use / Savings in Demand under the selected programme (Ml/d) input as +ve 2040-41: 0.093372; Gains in Water Available For Use / Savings in Demand under the selected programme (Ml/d) input as +ve 2041-42: 0.10053; Gains in Water Available For Use / Savings in Demand under the selected programme (Ml/d) input as +ve 2042-43: 0.10768; Gains in Water Available For Use / Savings in Demand under the selected programme (Ml/d) input as +ve 2043-44: 0.11485; Gains in Water Available For Use / Savings in Demand under the selected programme (Ml/d) input as +ve 2044-45: 0.12201; Gains in Water Available For Use / Savings in Demand under the selected programme (Ml/d) input as +ve 2045-46: 0.12918; Gains in Water Available For Use / Savings in Demand under the selected programme (Ml/d) input as +ve 2046-47: 0.13635; Gains in Water Available For Use / Savings in Demand under the selected programme (Ml/d) input as +ve 2047-48: 0.14353; Gains in Water Available For Use / Savings in Demand under the selected programme (Ml/d) input as +ve 2048-49: 0.1507; Gains in Water Available For Use / Savings in Demand under the selected programme (Ml/d) input as +ve 2049-50: 0.15788
51dP | NHH. NHH PL repairs.AWSNHL | NHH. NHH PL repairs.AWSNHL | Non-household water audit | Customer Options | N | Preferred | AWSNHL | Ml/d | 2 | Gains in Water Available For Use / Savings in Demand under the selected programme (Ml/d) input as +ve 2019-20: 0; Gains in Water Available For Use / Savings in Demand under the selected programme (Ml/d) input as +ve 2020-21: 0; Gains in Water Available For Use / Savings in Demand under the selected programme (Ml/d) input as +ve 2021-22: 0; Gains in Water Available For Use / Savings in Demand under the selected programme (Ml/d) input as +ve 2022-23: 0; Gains in Water Available For Use / Savings in Demand under the selected programme (Ml/d) input as +ve 2023-24: 0; Gains in Water Available For Use / Savings in Demand under the selected programme (Ml/d) input as +ve 2024-25: 0; Gains in Water Available For Use / Savings in Demand under the selected programme (Ml/d) input as +ve 2025-26: 0.00010299; Gains in Water Available For Use / Savings in Demand under the selected programme (Ml/d) input as +ve 2026-27: 0.00028442; Gains in Water Available For Use / Savings in Demand under the selected programme (Ml/d) input as +ve 2027-28: 0.00052257; Gains in Water Available For Use / Savings in Demand under the selected programme (Ml/d) input as +ve 2028-29: 0.0078657; Gains in Water Available For Use / Savings in Demand under the selected programme (Ml/d) input as +ve 2029-30: 0.014966; Gains in Water Available For Use / Savings in Demand under the selected programme (Ml/d) input as +ve 2030-31: 0.02207; Gains in Water Available For Use / Savings in Demand under the selected programme (Ml/d) input as +ve 2031-32: 0.029178; Gains in Water Available For Use / Savings in Demand under the selected programme (Ml/d) input as +ve 2032-33: 0.036291; Gains in Water Available For Use / Savings in Demand under the selected programme (Ml/d) input as +ve 2033-34: 0.04341; Gains in Water Available For Use / Savings in Demand under the selected programme (Ml/d) input as +ve 2034-35: 0.050535; Gains in Water Available For Use / Savings in Demand under the selected programme (Ml/d) input as +ve 2035-36: 0.057665; Gains in Water Available For Use / Savings in Demand under the selected programme (Ml/d) input as +ve 2036-37: 0.064798; Gains in Water Available For Use / Savings in Demand under the selected programme (Ml/d) input as +ve 2037-38: 0.071935; Gains in Water Available For Use / Savings in Demand under the selected programme (Ml/d) input as +ve 2038-39: 0.079076; Gains in Water Available For Use / Savings in Demand under the selected programme (Ml/d) input as +ve 2039-40: 0.086222; Gains in Water Available For Use / Savings in Demand under the selected programme (Ml/d) input as +ve 2040-41: 0.093372; Gains in Water Available For Use / Savings in Demand under the selected programme (Ml/d) input as +ve 2041-42: 0.10053; Gains in Water Available For Use / Savings in Demand under the selected programme (Ml/d) input as +ve 2042-43: 0.10768; Gains in Water Available For Use / Savings in Demand under the selected programme (Ml/d) input as +ve 2043-44: 0.11485; Gains in Water Available For Use / Savings in Demand under the selected programme (Ml/d) input as +ve 2044-45: 0.12201; Gains in Water Available For Use / Savings in Demand under the selected programme (Ml/d) input as +ve 2045-46: 0.12918; Gains in Water Available For Use / Savings in Demand under the selected programme (Ml/d) input as +ve 2046-47: 0.13635; Gains in Water Available For Use / Savings in Demand under the selected programme (Ml/d) input as +ve 2047-48: 0.14353; Gains in Water Available For Use / Savings in Demand under the selected programme (Ml/d) input as +ve 2048-49: 0.1507; Gains in Water Available For Use / Savings in Demand under the selected programme (Ml/d) input as +ve 2049-50: 0.15788
51dF | NHH. NHH PL100 repairs.AWSNHL | NHH. NHH PL100 repairs.AWSNHL | Non-household water audit | Customer Options | N | Least Cost | AWSNHL | Ml/d | 2 | Gains in Water Available For Use / Savings in Demand under the selected programme (Ml/d) input as +ve 2019-20: 0; Gains in Water Available For Use / Savings in Demand under the selected programme (Ml/d) input as +ve 2020-21: 0; Gains in Water Available For Use / Savings in Demand under the selected programme (Ml/d) input as +ve 2021-22: 0; Gains in Water Available For Use / Savings in Demand under the selected programme (Ml/d) input as +ve 2022-23: 0; Gains in Water Available For Use / Savings in Demand under the selected programme (Ml/d) input as +ve 2023-24: 0; Gains in Water Available For Use / Savings in Demand under the selected programme (Ml/d) input as +ve 2024-25: 0; Gains in Water Available For Use / Savings in Demand under the selected programme (Ml/d) input as +ve 2025-26: 2.5318e-05; Gains in Water Available For Use / Savings in Demand under the selected programme (Ml/d) input as +ve 2026-27: 6.9919e-05; Gains in Water Available For Use / Savings in Demand under the selected programme (Ml/d) input as +ve 2027-28: 0.00012847; Gains in Water Available For Use / Savings in Demand under the selected programme (Ml/d) input as +ve 2028-29: 0.0019336; Gains in Water Available For Use / Savings in Demand under the selected programme (Ml/d) input as +ve 2029-30: 0.0036792; Gains in Water Available For Use / Savings in Demand under the selected programme (Ml/d) input as +ve 2030-31: 0.0054256; Gains in Water Available For Use / Savings in Demand under the selected programme (Ml/d) input as +ve 2031-32: 0.0071729; Gains in Water Available For Use / Savings in Demand under the selected programme (Ml/d) input as +ve 2032-33: 0.0089216; Gains in Water Available For Use / Savings in Demand under the selected programme (Ml/d) input as +ve 2033-34: 0.010672; Gains in Water Available For Use / Savings in Demand under the selected programme (Ml/d) input as +ve 2034-35: 0.012423; Gains in Water Available For Use / Savings in Demand under the selected programme (Ml/d) input as +ve 2035-36: 0.014176; Gains in Water Available For Use / Savings in Demand under the selected programme (Ml/d) input as +ve 2036-37: 0.015929; Gains in Water Available For Use / Savings in Demand under the selected programme (Ml/d) input as +ve 2037-38: 0.017684; Gains in Water Available For Use / Savings in Demand under the selected programme (Ml/d) input as +ve 2038-39: 0.01944; Gains in Water Available For Use / Savings in Demand under the selected programme (Ml/d) input as +ve 2039-40: 0.021196; Gains in Water Available For Use / Savings in Demand under the selected programme (Ml/d) input as +ve 2040-41: 0.022954; Gains in Water Available For Use / Savings in Demand under the selected programme (Ml/d) input as +ve 2041-42: 0.024713; Gains in Water Available For Use / Savings in Demand under the selected programme (Ml/d) input as +ve 2042-43: 0.026472; Gains in Water Available For Use / Savings in Demand under the selected programme (Ml/d) input as +ve 2043-44: 0.028233; Gains in Water Available For Use / Savings in Demand under the selected programme (Ml/d) input as +ve 2044-45: 0.029994; Gains in Water Available For Use / Savings in Demand under the selected programme (Ml/d) input as +ve 2045-46: 0.031756; Gains in Water Available For Use / Savings in Demand under the selected programme (Ml/d) input as +ve 2046-47: 0.033519; Gains in Water Available For Use / Savings in Demand under the selected programme (Ml/d) input as +ve 2047-48: 0.035284; Gains in Water Available For Use / Savings in Demand under the selected programme (Ml/d) input as +ve 2048-49: 0.037048; Gains in Water Available For Use / Savings in Demand under the selected programme (Ml/d) input as +ve 2049-50: 0.038813
51dF | NHH. NHH PL100 repairs.AWSNHL | NHH. NHH PL100 repairs.AWSNHL | Non-household water audit | Customer Options | N | Ofwat Core | AWSNHL | Ml/d | 2 | Gains in Water Available For Use / Savings in Demand under the selected programme (Ml/d) input as +ve 2019-20: 0; Gains in Water Available For Use / Savings in Demand under the selected programme (Ml/d) input as +ve 2020-21: 0; Gains in Water Available For Use / Savings in Demand under the selected programme (Ml/d) input as +ve 2021-22: 0; Gains in Water Available For Use / Savings in Demand under the selected programme (Ml/d) input as +ve 2022-23: 0; Gains in Water Available For Use / Savings in Demand under the selected programme (Ml/d) input as +ve 2023-24: 0; Gains in Water Available For Use / Savings in Demand under the selected programme (Ml/d) input as +ve 2024-25: 0; Gains in Water Available For Use / Savings in Demand under the selected programme (Ml/d) input as +ve 2025-26: 2.5318e-05; Gains in Water Available For Use / Savings in Demand under the selected programme (Ml/d) input as +ve 2026-27: 6.9919e-05; Gains in Water Available For Use / Savings in Demand under the selected programme (Ml/d) input as +ve 2027-28: 0.00012847; Gains in Water Available For Use / Savings in Demand under the selected programme (Ml/d) input as +ve 2028-29: 0.0019336; Gains in Water Available For Use / Savings in Demand under the selected programme (Ml/d) input as +ve 2029-30: 0.0036792; Gains in Water Available For Use / Savings in Demand under the selected programme (Ml/d) input as +ve 2030-31: 0.0054256; Gains in Water Available For Use / Savings in Demand under the selected programme (Ml/d) input as +ve 2031-32: 0.0071729; Gains in Water Available For Use / Savings in Demand under the selected programme (Ml/d) input as +ve 2032-33: 0.0089216; Gains in Water Available For Use / Savings in Demand under the selected programme (Ml/d) input as +ve 2033-34: 0.010672; Gains in Water Available For Use / Savings in Demand under the selected programme (Ml/d) input as +ve 2034-35: 0.012423; Gains in Water Available For Use / Savings in Demand under the selected programme (Ml/d) input as +ve 2035-36: 0.014176; Gains in Water Available For Use / Savings in Demand under the selected programme (Ml/d) input as +ve 2036-37: 0.015929; Gains in Water Available For Use / Savings in Demand under the selected programme (Ml/d) input as +ve 2037-38: 0.017684; Gains in Water Available For Use / Savings in Demand under the selected programme (Ml/d) input as +ve 2038-39: 0.01944; Gains in Water Available For Use / Savings in Demand under the selected programme (Ml/d) input as +ve 2039-40: 0.021196; Gains in Water Available For Use / Savings in Demand under the selected programme (Ml/d) input as +ve 2040-41: 0.022954; Gains in Water Available For Use / Savings in Demand under the selected programme (Ml/d) input as +ve 2041-42: 0.024713; Gains in Water Available For Use / Savings in Demand under the selected programme (Ml/d) input as +ve 2042-43: 0.026472; Gains in Water Available For Use / Savings in Demand under the selected programme (Ml/d) input as +ve 2043-44: 0.028233; Gains in Water Available For Use / Savings in Demand under the selected programme (Ml/d) input as +ve 2044-45: 0.029994; Gains in Water Available For Use / Savings in Demand under the selected programme (Ml/d) input as +ve 2045-46: 0.031756; Gains in Water Available For Use / Savings in Demand under the selected programme (Ml/d) input as +ve 2046-47: 0.033519; Gains in Water Available For Use / Savings in Demand under the selected programme (Ml/d) input as +ve 2047-48: 0.035284; Gains in Water Available For Use / Savings in Demand under the selected programme (Ml/d) input as +ve 2048-49: 0.037048; Gains in Water Available For Use / Savings in Demand under the selected programme (Ml/d) input as +ve 2049-50: 0.038813
51dP | NHH. NHH PL100 repairs.AWSNHL | NHH. NHH PL100 repairs.AWSNHL | Non-household water audit | Customer Options | N | Preferred | AWSNHL | Ml/d | 2 | Gains in Water Available For Use / Savings in Demand under the selected programme (Ml/d) input as +ve 2019-20: 0; Gains in Water Available For Use / Savings in Demand under the selected programme (Ml/d) input as +ve 2020-21: 0; Gains in Water Available For Use / Savings in Demand under the selected programme (Ml/d) input as +ve 2021-22: 0; Gains in Water Available For Use / Savings in Demand under the selected programme (Ml/d) input as +ve 2022-23: 0; Gains in Water Available For Use / Savings in Demand under the selected programme (Ml/d) input as +ve 2023-24: 0; Gains in Water Available For Use / Savings in Demand under the selected programme (Ml/d) input as +ve 2024-25: 0; Gains in Water Available For Use / Savings in Demand under the selected programme (Ml/d) input as +ve 2025-26: 2.5318e-05; Gains in Water Available For Use / Savings in Demand under the selected programme (Ml/d) input as +ve 2026-27: 6.9919e-05; Gains in Water Available For Use / Savings in Demand under the selected programme (Ml/d) input as +ve 2027-28: 0.00012847; Gains in Water Available For Use / Savings in Demand under the selected programme (Ml/d) input as +ve 2028-29: 0.0019336; Gains in Water Available For Use / Savings in Demand under the selected programme (Ml/d) input as +ve 2029-30: 0.0036792; Gains in Water Available For Use / Savings in Demand under the selected programme (Ml/d) input as +ve 2030-31: 0.0054256; Gains in Water Available For Use / Savings in Demand under the selected programme (Ml/d) input as +ve 2031-32: 0.0071729; Gains in Water Available For Use / Savings in Demand under the selected programme (Ml/d) input as +ve 2032-33: 0.0089216; Gains in Water Available For Use / Savings in Demand under the selected programme (Ml/d) input as +ve 2033-34: 0.010672; Gains in Water Available For Use / Savings in Demand under the selected programme (Ml/d) input as +ve 2034-35: 0.012423; Gains in Water Available For Use / Savings in Demand under the selected programme (Ml/d) input as +ve 2035-36: 0.014176; Gains in Water Available For Use / Savings in Demand under the selected programme (Ml/d) input as +ve 2036-37: 0.015929; Gains in Water Available For Use / Savings in Demand under the selected programme (Ml/d) input as +ve 2037-38: 0.017684; Gains in Water Available For Use / Savings in Demand under the selected programme (Ml/d) input as +ve 2038-39: 0.01944; Gains in Water Available For Use / Savings in Demand under the selected programme (Ml/d) input as +ve 2039-40: 0.021196; Gains in Water Available For Use / Savings in Demand under the selected programme (Ml/d) input as +ve 2040-41: 0.022954; Gains in Water Available For Use / Savings in Demand under the selected programme (Ml/d) input as +ve 2041-42: 0.024713; Gains in Water Available For Use / Savings in Demand under the selected programme (Ml/d) input as +ve 2042-43: 0.026472; Gains in Water Available For Use / Savings in Demand under the selected programme (Ml/d) input as +ve 2043-44: 0.028233; Gains in Water Available For Use / Savings in Demand under the selected programme (Ml/d) input as +ve 2044-45: 0.029994; Gains in Water Available For Use / Savings in Demand under the selected programme (Ml/d) input as +ve 2045-46: 0.031756; Gains in Water Available For Use / Savings in Demand under the selected programme (Ml/d) input as +ve 2046-47: 0.033519; Gains in Water Available For Use / Savings in Demand under the selected programme (Ml/d) input as +ve 2047-48: 0.035284; Gains in Water Available For Use / Savings in Demand under the selected programme (Ml/d) input as +ve 2048-49: 0.037048; Gains in Water Available For Use / Savings in Demand under the selected programme (Ml/d) input as +ve 2049-50: 0.038813
51dF | NHH. WEF Visit Lower.AWSNHL | NHH. WEF Visit Lower.AWSNHL | Non-household water audit | Customer Options | N | Least Cost | AWSNHL | Ml/d | 2 | Gains in Water Available For Use / Savings in Demand under the selected programme (Ml/d) input as +ve 2019-20: 0; Gains in Water Available For Use / Savings in Demand under the selected programme (Ml/d) input as +ve 2020-21: 0; Gains in Water Available For Use / Savings in Demand under the selected programme (Ml/d) input as +ve 2021-22: 0; Gains in Water Available For Use / Savings in Demand under the selected programme (Ml/d) input as +ve 2022-23: 0; Gains in Water Available For Use / Savings in Demand under the selected programme (Ml/d) input as +ve 2023-24: 0; Gains in Water Available For Use / Savings in Demand under the selected programme (Ml/d) input as +ve 2024-25: 0; Gains in Water Available For Use / Savings in Demand under the selected programme (Ml/d) input as +ve 2025-26: 6.083e-05; Gains in Water Available For Use / Savings in Demand under the selected programme (Ml/d) input as +ve 2026-27: 0.00016799; Gains in Water Available For Use / Savings in Demand under the selected programme (Ml/d) input as +ve 2027-28: 0.00030865; Gains in Water Available For Use / Savings in Demand under the selected programme (Ml/d) input as +ve 2028-29: 0.0046458; Gains in Water Available For Use / Savings in Demand under the selected programme (Ml/d) input as +ve 2029-30: 0.0088396; Gains in Water Available For Use / Savings in Demand under the selected programme (Ml/d) input as +ve 2030-31: 0.013035; Gains in Water Available For Use / Savings in Demand under the selected programme (Ml/d) input as +ve 2031-32: 0.017234; Gains in Water Available For Use / Savings in Demand under the selected programme (Ml/d) input as +ve 2032-33: 0.021435; Gains in Water Available For Use / Savings in Demand under the selected programme (Ml/d) input as +ve 2033-34: 0.02564; Gains in Water Available For Use / Savings in Demand under the selected programme (Ml/d) input as +ve 2034-35: 0.029848; Gains in Water Available For Use / Savings in Demand under the selected programme (Ml/d) input as +ve 2035-36: 0.034059; Gains in Water Available For Use / Savings in Demand under the selected programme (Ml/d) input as +ve 2036-37: 0.038272; Gains in Water Available For Use / Savings in Demand under the selected programme (Ml/d) input as +ve 2037-38: 0.042488; Gains in Water Available For Use / Savings in Demand under the selected programme (Ml/d) input as +ve 2038-39: 0.046706; Gains in Water Available For Use / Savings in Demand under the selected programme (Ml/d) input as +ve 2039-40: 0.050926; Gains in Water Available For Use / Savings in Demand under the selected programme (Ml/d) input as +ve 2040-41: 0.055149; Gains in Water Available For Use / Savings in Demand under the selected programme (Ml/d) input as +ve 2041-42: 0.059375; Gains in Water Available For Use / Savings in Demand under the selected programme (Ml/d) input as +ve 2042-43: 0.063603; Gains in Water Available For Use / Savings in Demand under the selected programme (Ml/d) input as +ve 2043-44: 0.067833; Gains in Water Available For Use / Savings in Demand under the selected programme (Ml/d) input as +ve 2044-45: 0.072064; Gains in Water Available For Use / Savings in Demand under the selected programme (Ml/d) input as +ve 2045-46: 0.076298; Gains in Water Available For Use / Savings in Demand under the selected programme (Ml/d) input as +ve 2046-47: 0.080534; Gains in Water Available For Use / Savings in Demand under the selected programme (Ml/d) input as +ve 2047-48: 0.084773; Gains in Water Available For Use / Savings in Demand under the selected programme (Ml/d) input as +ve 2048-49: 0.089012; Gains in Water Available For Use / Savings in Demand under the selected programme (Ml/d) input as +ve 2049-50: 0.093253
51dF | NHH. WEF Visit Lower.AWSNHL | NHH. WEF Visit Lower.AWSNHL | Non-household water audit | Customer Options | N | Ofwat Core | AWSNHL | Ml/d | 2 | Gains in Water Available For Use / Savings in Demand under the selected programme (Ml/d) input as +ve 2019-20: 0; Gains in Water Available For Use / Savings in Demand under the selected programme (Ml/d) input as +ve 2020-21: 0; Gains in Water Available For Use / Savings in Demand under the selected programme (Ml/d) input as +ve 2021-22: 0; Gains in Water Available For Use / Savings in Demand under the selected programme (Ml/d) input as +ve 2022-23: 0; Gains in Water Available For Use / Savings in Demand under the selected programme (Ml/d) input as +ve 2023-24: 0; Gains in Water Available For Use / Savings in Demand under the selected programme (Ml/d) input as +ve 2024-25: 0; Gains in Water Available For Use / Savings in Demand under the selected programme (Ml/d) input as +ve 2025-26: 6.083e-05; Gains in Water Available For Use / Savings in Demand under the selected programme (Ml/d) input as +ve 2026-27: 0.00016799; Gains in Water Available For Use / Savings in Demand under the selected programme (Ml/d) input as +ve 2027-28: 0.00030865; Gains in Water Available For Use / Savings in Demand under the selected programme (Ml/d) input as +ve 2028-29: 0.0046458; Gains in Water Available For Use / Savings in Demand under the selected programme (Ml/d) input as +ve 2029-30: 0.0088396; Gains in Water Available For Use / Savings in Demand under the selected programme (Ml/d) input as +ve 2030-31: 0.013035; Gains in Water Available For Use / Savings in Demand under the selected programme (Ml/d) input as +ve 2031-32: 0.017234; Gains in Water Available For Use / Savings in Demand under the selected programme (Ml/d) input as +ve 2032-33: 0.021435; Gains in Water Available For Use / Savings in Demand under the selected programme (Ml/d) input as +ve 2033-34: 0.02564; Gains in Water Available For Use / Savings in Demand under the selected programme (Ml/d) input as +ve 2034-35: 0.029848; Gains in Water Available For Use / Savings in Demand under the selected programme (Ml/d) input as +ve 2035-36: 0.034059; Gains in Water Available For Use / Savings in Demand under the selected programme (Ml/d) input as +ve 2036-37: 0.038272; Gains in Water Available For Use / Savings in Demand under the selected programme (Ml/d) input as +ve 2037-38: 0.042488; Gains in Water Available For Use / Savings in Demand under the selected programme (Ml/d) input as +ve 2038-39: 0.046706; Gains in Water Available For Use / Savings in Demand under the selected programme (Ml/d) input as +ve 2039-40: 0.050926; Gains in Water Available For Use / Savings in Demand under the selected programme (Ml/d) input as +ve 2040-41: 0.055149; Gains in Water Available For Use / Savings in Demand under the selected programme (Ml/d) input as +ve 2041-42: 0.059375; Gains in Water Available For Use / Savings in Demand under the selected programme (Ml/d) input as +ve 2042-43: 0.063603; Gains in Water Available For Use / Savings in Demand under the selected programme (Ml/d) input as +ve 2043-44: 0.067833; Gains in Water Available For Use / Savings in Demand under the selected programme (Ml/d) input as +ve 2044-45: 0.072064; Gains in Water Available For Use / Savings in Demand under the selected programme (Ml/d) input as +ve 2045-46: 0.076298; Gains in Water Available For Use / Savings in Demand under the selected programme (Ml/d) input as +ve 2046-47: 0.080534; Gains in Water Available For Use / Savings in Demand under the selected programme (Ml/d) input as +ve 2047-48: 0.084773; Gains in Water Available For Use / Savings in Demand under the selected programme (Ml/d) input as +ve 2048-49: 0.089012; Gains in Water Available For Use / Savings in Demand under the selected programme (Ml/d) input as +ve 2049-50: 0.093253
51dP | NHH. WEF Visit Lower.AWSNHL | NHH. WEF Visit Lower.AWSNHL | Non-household water audit | Customer Options | N | Preferred | AWSNHL | Ml/d | 2 | Gains in Water Available For Use / Savings in Demand under the selected programme (Ml/d) input as +ve 2019-20: 0; Gains in Water Available For Use / Savings in Demand under the selected programme (Ml/d) input as +ve 2020-21: 0; Gains in Water Available For Use / Savings in Demand under the selected programme (Ml/d) input as +ve 2021-22: 0; Gains in Water Available For Use / Savings in Demand under the selected programme (Ml/d) input as +ve 2022-23: 0; Gains in Water Available For Use / Savings in Demand under the selected programme (Ml/d) input as +ve 2023-24: 0; Gains in Water Available For Use / Savings in Demand under the selected programme (Ml/d) input as +ve 2024-25: 0; Gains in Water Available For Use / Savings in Demand under the selected programme (Ml/d) input as +ve 2025-26: 6.083e-05; Gains in Water Available For Use / Savings in Demand under the selected programme (Ml/d) input as +ve 2026-27: 0.00016799; Gains in Water Available For Use / Savings in Demand under the selected programme (Ml/d) input as +ve 2027-28: 0.00030865; Gains in Water Available For Use / Savings in Demand under the selected programme (Ml/d) input as +ve 2028-29: 0.0046458; Gains in Water Available For Use / Savings in Demand under the selected programme (Ml/d) input as +ve 2029-30: 0.0088396; Gains in Water Available For Use / Savings in Demand under the selected programme (Ml/d) input as +ve 2030-31: 0.013035; Gains in Water Available For Use / Savings in Demand under the selected programme (Ml/d) input as +ve 2031-32: 0.017234; Gains in Water Available For Use / Savings in Demand under the selected programme (Ml/d) input as +ve 2032-33: 0.021435; Gains in Water Available For Use / Savings in Demand under the selected programme (Ml/d) input as +ve 2033-34: 0.02564; Gains in Water Available For Use / Savings in Demand under the selected programme (Ml/d) input as +ve 2034-35: 0.029848; Gains in Water Available For Use / Savings in Demand under the selected programme (Ml/d) input as +ve 2035-36: 0.034059; Gains in Water Available For Use / Savings in Demand under the selected programme (Ml/d) input as +ve 2036-37: 0.038272; Gains in Water Available For Use / Savings in Demand under the selected programme (Ml/d) input as +ve 2037-38: 0.042488; Gains in Water Available For Use / Savings in Demand under the selected programme (Ml/d) input as +ve 2038-39: 0.046706; Gains in Water Available For Use / Savings in Demand under the selected programme (Ml/d) input as +ve 2039-40: 0.050926; Gains in Water Available For Use / Savings in Demand under the selected programme (Ml/d) input as +ve 2040-41: 0.055149; Gains in Water Available For Use / Savings in Demand under the selected programme (Ml/d) input as +ve 2041-42: 0.059375; Gains in Water Available For Use / Savings in Demand under the selected programme (Ml/d) input as +ve 2042-43: 0.063603; Gains in Water Available For Use / Savings in Demand under the selected programme (Ml/d) input as +ve 2043-44: 0.067833; Gains in Water Available For Use / Savings in Demand under the selected programme (Ml/d) input as +ve 2044-45: 0.072064; Gains in Water Available For Use / Savings in Demand under the selected programme (Ml/d) input as +ve 2045-46: 0.076298; Gains in Water Available For Use / Savings in Demand under the selected programme (Ml/d) input as +ve 2046-47: 0.080534; Gains in Water Available For Use / Savings in Demand under the selected programme (Ml/d) input as +ve 2047-48: 0.084773; Gains in Water Available For Use / Savings in Demand under the selected programme (Ml/d) input as +ve 2048-49: 0.089012; Gains in Water Available For Use / Savings in Demand under the selected programme (Ml/d) input as +ve 2049-50: 0.093253
51dF | NHH. WEF Visit Super High.AWSNHL | NHH. WEF Visit Super High.AWSNHL | Non-household water audit | Customer Options | N | Least Cost | AWSNHL | Ml/d | 2 | Gains in Water Available For Use / Savings in Demand under the selected programme (Ml/d) input as +ve 2019-20: 0; Gains in Water Available For Use / Savings in Demand under the selected programme (Ml/d) input as +ve 2020-21: 0; Gains in Water Available For Use / Savings in Demand under the selected programme (Ml/d) input as +ve 2021-22: 0; Gains in Water Available For Use / Savings in Demand under the selected programme (Ml/d) input as +ve 2022-23: 0; Gains in Water Available For Use / Savings in Demand under the selected programme (Ml/d) input as +ve 2023-24: 0; Gains in Water Available For Use / Savings in Demand under the selected programme (Ml/d) input as +ve 2024-25: 0; Gains in Water Available For Use / Savings in Demand under the selected programme (Ml/d) input as +ve 2025-26: 6.2616e-05; Gains in Water Available For Use / Savings in Demand under the selected programme (Ml/d) input as +ve 2026-27: 0.00017292; Gains in Water Available For Use / Savings in Demand under the selected programme (Ml/d) input as +ve 2027-28: 0.00031772; Gains in Water Available For Use / Savings in Demand under the selected programme (Ml/d) input as +ve 2028-29: 0.0047822; Gains in Water Available For Use / Savings in Demand under the selected programme (Ml/d) input as +ve 2029-30: 0.0090992; Gains in Water Available For Use / Savings in Demand under the selected programme (Ml/d) input as +ve 2030-31: 0.013418; Gains in Water Available For Use / Savings in Demand under the selected programme (Ml/d) input as +ve 2031-32: 0.01774; Gains in Water Available For Use / Savings in Demand under the selected programme (Ml/d) input as +ve 2032-33: 0.022065; Gains in Water Available For Use / Savings in Demand under the selected programme (Ml/d) input as +ve 2033-34: 0.026393; Gains in Water Available For Use / Savings in Demand under the selected programme (Ml/d) input as +ve 2034-35: 0.030725; Gains in Water Available For Use / Savings in Demand under the selected programme (Ml/d) input as +ve 2035-36: 0.03506; Gains in Water Available For Use / Savings in Demand under the selected programme (Ml/d) input as +ve 2036-37: 0.039396; Gains in Water Available For Use / Savings in Demand under the selected programme (Ml/d) input as +ve 2037-38: 0.043735; Gains in Water Available For Use / Savings in Demand under the selected programme (Ml/d) input as +ve 2038-39: 0.048077; Gains in Water Available For Use / Savings in Demand under the selected programme (Ml/d) input as +ve 2039-40: 0.052422; Gains in Water Available For Use / Savings in Demand under the selected programme (Ml/d) input as +ve 2040-41: 0.056769; Gains in Water Available For Use / Savings in Demand under the selected programme (Ml/d) input as +ve 2041-42: 0.061119; Gains in Water Available For Use / Savings in Demand under the selected programme (Ml/d) input as +ve 2042-43: 0.065471; Gains in Water Available For Use / Savings in Demand under the selected programme (Ml/d) input as +ve 2043-44: 0.069824; Gains in Water Available For Use / Savings in Demand under the selected programme (Ml/d) input as +ve 2044-45: 0.074181; Gains in Water Available For Use / Savings in Demand under the selected programme (Ml/d) input as +ve 2045-46: 0.078539; Gains in Water Available For Use / Savings in Demand under the selected programme (Ml/d) input as +ve 2046-47: 0.082899; Gains in Water Available For Use / Savings in Demand under the selected programme (Ml/d) input as +ve 2047-48: 0.087262; Gains in Water Available For Use / Savings in Demand under the selected programme (Ml/d) input as +ve 2048-49: 0.091626; Gains in Water Available For Use / Savings in Demand under the selected programme (Ml/d) input as +ve 2049-50: 0.095991
51dF | NHH. WEF Visit Super High.AWSNHL | NHH. WEF Visit Super High.AWSNHL | Non-household water audit | Customer Options | N | Ofwat Core | AWSNHL | Ml/d | 2 | Gains in Water Available For Use / Savings in Demand under the selected programme (Ml/d) input as +ve 2019-20: 0; Gains in Water Available For Use / Savings in Demand under the selected programme (Ml/d) input as +ve 2020-21: 0; Gains in Water Available For Use / Savings in Demand under the selected programme (Ml/d) input as +ve 2021-22: 0; Gains in Water Available For Use / Savings in Demand under the selected programme (Ml/d) input as +ve 2022-23: 0; Gains in Water Available For Use / Savings in Demand under the selected programme (Ml/d) input as +ve 2023-24: 0; Gains in Water Available For Use / Savings in Demand under the selected programme (Ml/d) input as +ve 2024-25: 0; Gains in Water Available For Use / Savings in Demand under the selected programme (Ml/d) input as +ve 2025-26: 6.2616e-05; Gains in Water Available For Use / Savings in Demand under the selected programme (Ml/d) input as +ve 2026-27: 0.00017292; Gains in Water Available For Use / Savings in Demand under the selected programme (Ml/d) input as +ve 2027-28: 0.00031772; Gains in Water Available For Use / Savings in Demand under the selected programme (Ml/d) input as +ve 2028-29: 0.0047822; Gains in Water Available For Use / Savings in Demand under the selected programme (Ml/d) input as +ve 2029-30: 0.0090992; Gains in Water Available For Use / Savings in Demand under the selected programme (Ml/d) input as +ve 2030-31: 0.013418; Gains in Water Available For Use / Savings in Demand under the selected programme (Ml/d) input as +ve 2031-32: 0.01774; Gains in Water Available For Use / Savings in Demand under the selected programme (Ml/d) input as +ve 2032-33: 0.022065; Gains in Water Available For Use / Savings in Demand under the selected programme (Ml/d) input as +ve 2033-34: 0.026393; Gains in Water Available For Use / Savings in Demand under the selected programme (Ml/d) input as +ve 2034-35: 0.030725; Gains in Water Available For Use / Savings in Demand under the selected programme (Ml/d) input as +ve 2035-36: 0.03506; Gains in Water Available For Use / Savings in Demand under the selected programme (Ml/d) input as +ve 2036-37: 0.039396; Gains in Water Available For Use / Savings in Demand under the selected programme (Ml/d) input as +ve 2037-38: 0.043735; Gains in Water Available For Use / Savings in Demand under the selected programme (Ml/d) input as +ve 2038-39: 0.048077; Gains in Water Available For Use / Savings in Demand under the selected programme (Ml/d) input as +ve 2039-40: 0.052422; Gains in Water Available For Use / Savings in Demand under the selected programme (Ml/d) input as +ve 2040-41: 0.056769; Gains in Water Available For Use / Savings in Demand under the selected programme (Ml/d) input as +ve 2041-42: 0.061119; Gains in Water Available For Use / Savings in Demand under the selected programme (Ml/d) input as +ve 2042-43: 0.065471; Gains in Water Available For Use / Savings in Demand under the selected programme (Ml/d) input as +ve 2043-44: 0.069824; Gains in Water Available For Use / Savings in Demand under the selected programme (Ml/d) input as +ve 2044-45: 0.074181; Gains in Water Available For Use / Savings in Demand under the selected programme (Ml/d) input as +ve 2045-46: 0.078539; Gains in Water Available For Use / Savings in Demand under the selected programme (Ml/d) input as +ve 2046-47: 0.082899; Gains in Water Available For Use / Savings in Demand under the selected programme (Ml/d) input as +ve 2047-48: 0.087262; Gains in Water Available For Use / Savings in Demand under the selected programme (Ml/d) input as +ve 2048-49: 0.091626; Gains in Water Available For Use / Savings in Demand under the selected programme (Ml/d) input as +ve 2049-50: 0.095991
51dP | NHH. WEF Visit Super High.AWSNHL | NHH. WEF Visit Super High.AWSNHL | Non-household water audit | Customer Options | N | Preferred | AWSNHL | Ml/d | 2 | Gains in Water Available For Use / Savings in Demand under the selected programme (Ml/d) input as +ve 2019-20: 0; Gains in Water Available For Use / Savings in Demand under the selected programme (Ml/d) input as +ve 2020-21: 0; Gains in Water Available For Use / Savings in Demand under the selected programme (Ml/d) input as +ve 2021-22: 0; Gains in Water Available For Use / Savings in Demand under the selected programme (Ml/d) input as +ve 2022-23: 0; Gains in Water Available For Use / Savings in Demand under the selected programme (Ml/d) input as +ve 2023-24: 0; Gains in Water Available For Use / Savings in Demand under the selected programme (Ml/d) input as +ve 2024-25: 0; Gains in Water Available For Use / Savings in Demand under the selected programme (Ml/d) input as +ve 2025-26: 6.2616e-05; Gains in Water Available For Use / Savings in Demand under the selected programme (Ml/d) input as +ve 2026-27: 0.00017292; Gains in Water Available For Use / Savings in Demand under the selected programme (Ml/d) input as +ve 2027-28: 0.00031772; Gains in Water Available For Use / Savings in Demand under the selected programme (Ml/d) input as +ve 2028-29: 0.0047822; Gains in Water Available For Use / Savings in Demand under the selected programme (Ml/d) input as +ve 2029-30: 0.0090992; Gains in Water Available For Use / Savings in Demand under the selected programme (Ml/d) input as +ve 2030-31: 0.013418; Gains in Water Available For Use / Savings in Demand under the selected programme (Ml/d) input as +ve 2031-32: 0.01774; Gains in Water Available For Use / Savings in Demand under the selected programme (Ml/d) input as +ve 2032-33: 0.022065; Gains in Water Available For Use / Savings in Demand under the selected programme (Ml/d) input as +ve 2033-34: 0.026393; Gains in Water Available For Use / Savings in Demand under the selected programme (Ml/d) input as +ve 2034-35: 0.030725; Gains in Water Available For Use / Savings in Demand under the selected programme (Ml/d) input as +ve 2035-36: 0.03506; Gains in Water Available For Use / Savings in Demand under the selected programme (Ml/d) input as +ve 2036-37: 0.039396; Gains in Water Available For Use / Savings in Demand under the selected programme (Ml/d) input as +ve 2037-38: 0.043735; Gains in Water Available For Use / Savings in Demand under the selected programme (Ml/d) input as +ve 2038-39: 0.048077; Gains in Water Available For Use / Savings in Demand under the selected programme (Ml/d) input as +ve 2039-40: 0.052422; Gains in Water Available For Use / Savings in Demand under the selected programme (Ml/d) input as +ve 2040-41: 0.056769; Gains in Water Available For Use / Savings in Demand under the selected programme (Ml/d) input as +ve 2041-42: 0.061119; Gains in Water Available For Use / Savings in Demand under the selected programme (Ml/d) input as +ve 2042-43: 0.065471; Gains in Water Available For Use / Savings in Demand under the selected programme (Ml/d) input as +ve 2043-44: 0.069824; Gains in Water Available For Use / Savings in Demand under the selected programme (Ml/d) input as +ve 2044-45: 0.074181; Gains in Water Available For Use / Savings in Demand under the selected programme (Ml/d) input as +ve 2045-46: 0.078539; Gains in Water Available For Use / Savings in Demand under the selected programme (Ml/d) input as +ve 2046-47: 0.082899; Gains in Water Available For Use / Savings in Demand under the selected programme (Ml/d) input as +ve 2047-48: 0.087262; Gains in Water Available For Use / Savings in Demand under the selected programme (Ml/d) input as +ve 2048-49: 0.091626; Gains in Water Available For Use / Savings in Demand under the selected programme (Ml/d) input as +ve 2049-50: 0.095991
51dF | NHH. WEF Visit Upper.AWSNHL | NHH. WEF Visit Upper.AWSNHL | Non-household water audit | Customer Options | N | Least Cost | AWSNHL | Ml/d | 2 | Gains in Water Available For Use / Savings in Demand under the selected programme (Ml/d) input as +ve 2019-20: 0; Gains in Water Available For Use / Savings in Demand under the selected programme (Ml/d) input as +ve 2020-21: 0; Gains in Water Available For Use / Savings in Demand under the selected programme (Ml/d) input as +ve 2021-22: 0; Gains in Water Available For Use / Savings in Demand under the selected programme (Ml/d) input as +ve 2022-23: 0; Gains in Water Available For Use / Savings in Demand under the selected programme (Ml/d) input as +ve 2023-24: 0; Gains in Water Available For Use / Savings in Demand under the selected programme (Ml/d) input as +ve 2024-25: 0; Gains in Water Available For Use / Savings in Demand under the selected programme (Ml/d) input as +ve 2025-26: 3.2859e-05; Gains in Water Available For Use / Savings in Demand under the selected programme (Ml/d) input as +ve 2026-27: 9.0743e-05; Gains in Water Available For Use / Savings in Demand under the selected programme (Ml/d) input as +ve 2027-28: 0.00016673; Gains in Water Available For Use / Savings in Demand under the selected programme (Ml/d) input as +ve 2028-29: 0.0025095; Gains in Water Available For Use / Savings in Demand under the selected programme (Ml/d) input as +ve 2029-30: 0.0047749; Gains in Water Available For Use / Savings in Demand under the selected programme (Ml/d) input as +ve 2030-31: 0.0070414; Gains in Water Available For Use / Savings in Demand under the selected programme (Ml/d) input as +ve 2031-32: 0.0093092; Gains in Water Available For Use / Savings in Demand under the selected programme (Ml/d) input as +ve 2032-33: 0.011579; Gains in Water Available For Use / Savings in Demand under the selected programme (Ml/d) input as +ve 2033-34: 0.01385; Gains in Water Available For Use / Savings in Demand under the selected programme (Ml/d) input as +ve 2034-35: 0.016123; Gains in Water Available For Use / Savings in Demand under the selected programme (Ml/d) input as +ve 2035-36: 0.018398; Gains in Water Available For Use / Savings in Demand under the selected programme (Ml/d) input as +ve 2036-37: 0.020674; Gains in Water Available For Use / Savings in Demand under the selected programme (Ml/d) input as +ve 2037-38: 0.022951; Gains in Water Available For Use / Savings in Demand under the selected programme (Ml/d) input as +ve 2038-39: 0.025229; Gains in Water Available For Use / Savings in Demand under the selected programme (Ml/d) input as +ve 2039-40: 0.027509; Gains in Water Available For Use / Savings in Demand under the selected programme (Ml/d) input as +ve 2040-41: 0.02979; Gains in Water Available For Use / Savings in Demand under the selected programme (Ml/d) input as +ve 2041-42: 0.032073; Gains in Water Available For Use / Savings in Demand under the selected programme (Ml/d) input as +ve 2042-43: 0.034357; Gains in Water Available For Use / Savings in Demand under the selected programme (Ml/d) input as +ve 2043-44: 0.036641; Gains in Water Available For Use / Savings in Demand under the selected programme (Ml/d) input as +ve 2044-45: 0.038927; Gains in Water Available For Use / Savings in Demand under the selected programme (Ml/d) input as +ve 2045-46: 0.041214; Gains in Water Available For Use / Savings in Demand under the selected programme (Ml/d) input as +ve 2046-47: 0.043503; Gains in Water Available For Use / Savings in Demand under the selected programme (Ml/d) input as +ve 2047-48: 0.045792; Gains in Water Available For Use / Savings in Demand under the selected programme (Ml/d) input as +ve 2048-49: 0.048082; Gains in Water Available For Use / Savings in Demand under the selected programme (Ml/d) input as +ve 2049-50: 0.050373
51dF | NHH. WEF Visit Upper.AWSNHL | NHH. WEF Visit Upper.AWSNHL | Non-household water audit | Customer Options | N | Ofwat Core | AWSNHL | Ml/d | 2 | Gains in Water Available For Use / Savings in Demand under the selected programme (Ml/d) input as +ve 2019-20: 0; Gains in Water Available For Use / Savings in Demand under the selected programme (Ml/d) input as +ve 2020-21: 0; Gains in Water Available For Use / Savings in Demand under the selected programme (Ml/d) input as +ve 2021-22: 0; Gains in Water Available For Use / Savings in Demand under the selected programme (Ml/d) input as +ve 2022-23: 0; Gains in Water Available For Use / Savings in Demand under the selected programme (Ml/d) input as +ve 2023-24: 0; Gains in Water Available For Use / Savings in Demand under the selected programme (Ml/d) input as +ve 2024-25: 0; Gains in Water Available For Use / Savings in Demand under the selected programme (Ml/d) input as +ve 2025-26: 3.2859e-05; Gains in Water Available For Use / Savings in Demand under the selected programme (Ml/d) input as +ve 2026-27: 9.0743e-05; Gains in Water Available For Use / Savings in Demand under the selected programme (Ml/d) input as +ve 2027-28: 0.00016673; Gains in Water Available For Use / Savings in Demand under the selected programme (Ml/d) input as +ve 2028-29: 0.0025095; Gains in Water Available For Use / Savings in Demand under the selected programme (Ml/d) input as +ve 2029-30: 0.0047749; Gains in Water Available For Use / Savings in Demand under the selected programme (Ml/d) input as +ve 2030-31: 0.0070414; Gains in Water Available For Use / Savings in Demand under the selected programme (Ml/d) input as +ve 2031-32: 0.0093092; Gains in Water Available For Use / Savings in Demand under the selected programme (Ml/d) input as +ve 2032-33: 0.011579; Gains in Water Available For Use / Savings in Demand under the selected programme (Ml/d) input as +ve 2033-34: 0.01385; Gains in Water Available For Use / Savings in Demand under the selected programme (Ml/d) input as +ve 2034-35: 0.016123; Gains in Water Available For Use / Savings in Demand under the selected programme (Ml/d) input as +ve 2035-36: 0.018398; Gains in Water Available For Use / Savings in Demand under the selected programme (Ml/d) input as +ve 2036-37: 0.020674; Gains in Water Available For Use / Savings in Demand under the selected programme (Ml/d) input as +ve 2037-38: 0.022951; Gains in Water Available For Use / Savings in Demand under the selected programme (Ml/d) input as +ve 2038-39: 0.025229; Gains in Water Available For Use / Savings in Demand under the selected programme (Ml/d) input as +ve 2039-40: 0.027509; Gains in Water Available For Use / Savings in Demand under the selected programme (Ml/d) input as +ve 2040-41: 0.02979; Gains in Water Available For Use / Savings in Demand under the selected programme (Ml/d) input as +ve 2041-42: 0.032073; Gains in Water Available For Use / Savings in Demand under the selected programme (Ml/d) input as +ve 2042-43: 0.034357; Gains in Water Available For Use / Savings in Demand under the selected programme (Ml/d) input as +ve 2043-44: 0.036641; Gains in Water Available For Use / Savings in Demand under the selected programme (Ml/d) input as +ve 2044-45: 0.038927; Gains in Water Available For Use / Savings in Demand under the selected programme (Ml/d) input as +ve 2045-46: 0.041214; Gains in Water Available For Use / Savings in Demand under the selected programme (Ml/d) input as +ve 2046-47: 0.043503; Gains in Water Available For Use / Savings in Demand under the selected programme (Ml/d) input as +ve 2047-48: 0.045792; Gains in Water Available For Use / Savings in Demand under the selected programme (Ml/d) input as +ve 2048-49: 0.048082; Gains in Water Available For Use / Savings in Demand under the selected programme (Ml/d) input as +ve 2049-50: 0.050373
51dP | NHH. WEF Visit Upper.AWSNHL | NHH. WEF Visit Upper.AWSNHL | Non-household water audit | Customer Options | N | Preferred | AWSNHL | Ml/d | 2 | Gains in Water Available For Use / Savings in Demand under the selected programme (Ml/d) input as +ve 2019-20: 0; Gains in Water Available For Use / Savings in Demand under the selected programme (Ml/d) input as +ve 2020-21: 0; Gains in Water Available For Use / Savings in Demand under the selected programme (Ml/d) input as +ve 2021-22: 0; Gains in Water Available For Use / Savings in Demand under the selected programme (Ml/d) input as +ve 2022-23: 0; Gains in Water Available For Use / Savings in Demand under the selected programme (Ml/d) input as +ve 2023-24: 0; Gains in Water Available For Use / Savings in Demand under the selected programme (Ml/d) input as +ve 2024-25: 0; Gains in Water Available For Use / Savings in Demand under the selected programme (Ml/d) input as +ve 2025-26: 3.2859e-05; Gains in Water Available For Use / Savings in Demand under the selected programme (Ml/d) input as +ve 2026-27: 9.0743e-05; Gains in Water Available For Use / Savings in Demand under the selected programme (Ml/d) input as +ve 2027-28: 0.00016673; Gains in Water Available For Use / Savings in Demand under the selected programme (Ml/d) input as +ve 2028-29: 0.0025095; Gains in Water Available For Use / Savings in Demand under the selected programme (Ml/d) input as +ve 2029-30: 0.0047749; Gains in Water Available For Use / Savings in Demand under the selected programme (Ml/d) input as +ve 2030-31: 0.0070414; Gains in Water Available For Use / Savings in Demand under the selected programme (Ml/d) input as +ve 2031-32: 0.0093092; Gains in Water Available For Use / Savings in Demand under the selected programme (Ml/d) input as +ve 2032-33: 0.011579; Gains in Water Available For Use / Savings in Demand under the selected programme (Ml/d) input as +ve 2033-34: 0.01385; Gains in Water Available For Use / Savings in Demand under the selected programme (Ml/d) input as +ve 2034-35: 0.016123; Gains in Water Available For Use / Savings in Demand under the selected programme (Ml/d) input as +ve 2035-36: 0.018398; Gains in Water Available For Use / Savings in Demand under the selected programme (Ml/d) input as +ve 2036-37: 0.020674; Gains in Water Available For Use / Savings in Demand under the selected programme (Ml/d) input as +ve 2037-38: 0.022951; Gains in Water Available For Use / Savings in Demand under the selected programme (Ml/d) input as +ve 2038-39: 0.025229; Gains in Water Available For Use / Savings in Demand under the selected programme (Ml/d) input as +ve 2039-40: 0.027509; Gains in Water Available For Use / Savings in Demand under the selected programme (Ml/d) input as +ve 2040-41: 0.02979; Gains in Water Available For Use / Savings in Demand under the selected programme (Ml/d) input as +ve 2041-42: 0.032073; Gains in Water Available For Use / Savings in Demand under the selected programme (Ml/d) input as +ve 2042-43: 0.034357; Gains in Water Available For Use / Savings in Demand under the selected programme (Ml/d) input as +ve 2043-44: 0.036641; Gains in Water Available For Use / Savings in Demand under the selected programme (Ml/d) input as +ve 2044-45: 0.038927; Gains in Water Available For Use / Savings in Demand under the selected programme (Ml/d) input as +ve 2045-46: 0.041214; Gains in Water Available For Use / Savings in Demand under the selected programme (Ml/d) input as +ve 2046-47: 0.043503; Gains in Water Available For Use / Savings in Demand under the selected programme (Ml/d) input as +ve 2047-48: 0.045792; Gains in Water Available For Use / Savings in Demand under the selected programme (Ml/d) input as +ve 2048-49: 0.048082; Gains in Water Available For Use / Savings in Demand under the selected programme (Ml/d) input as +ve 2049-50: 0.050373
51dF | Smart Metering.AWSNHL | Smart Metering.AWSNHL | Metering other selective | Customer Options | N | Least Cost | AWSNHL | Ml/d | 2 | Gains in Water Available For Use / Savings in Demand under the selected programme (Ml/d) input as +ve 2019-20: 0; Gains in Water Available For Use / Savings in Demand under the selected programme (Ml/d) input as +ve 2020-21: 0; Gains in Water Available For Use / Savings in Demand under the selected programme (Ml/d) input as +ve 2021-22: 0; Gains in Water Available For Use / Savings in Demand under the selected programme (Ml/d) input as +ve 2022-23: 0; Gains in Water Available For Use / Savings in Demand under the selected programme (Ml/d) input as +ve 2023-24: 0; Gains in Water Available For Use / Savings in Demand under the selected programme (Ml/d) input as +ve 2024-25: 0; Gains in Water Available For Use / Savings in Demand under the selected programme (Ml/d) input as +ve 2025-26: 0; Gains in Water Available For Use / Savings in Demand under the selected programme (Ml/d) input as +ve 2026-27: 0; Gains in Water Available For Use / Savings in Demand under the selected programme (Ml/d) input as +ve 2027-28: 0; Gains in Water Available For Use / Savings in Demand under the selected programme (Ml/d) input as +ve 2028-29: 0.064379; Gains in Water Available For Use / Savings in Demand under the selected programme (Ml/d) input as +ve 2029-30: 0.21075; Gains in Water Available For Use / Savings in Demand under the selected programme (Ml/d) input as +ve 2030-31: 0.23036; Gains in Water Available For Use / Savings in Demand under the selected programme (Ml/d) input as +ve 2031-32: 0.25032; Gains in Water Available For Use / Savings in Demand under the selected programme (Ml/d) input as +ve 2032-33: 0.25343; Gains in Water Available For Use / Savings in Demand under the selected programme (Ml/d) input as +ve 2033-34: 0.25655; Gains in Water Available For Use / Savings in Demand under the selected programme (Ml/d) input as +ve 2034-35: 0.25962; Gains in Water Available For Use / Savings in Demand under the selected programme (Ml/d) input as +ve 2035-36: 0.26272; Gains in Water Available For Use / Savings in Demand under the selected programme (Ml/d) input as +ve 2036-37: 0.26576; Gains in Water Available For Use / Savings in Demand under the selected programme (Ml/d) input as +ve 2037-38: 0.26885; Gains in Water Available For Use / Savings in Demand under the selected programme (Ml/d) input as +ve 2038-39: 0.27208; Gains in Water Available For Use / Savings in Demand under the selected programme (Ml/d) input as +ve 2039-40: 0.27383; Gains in Water Available For Use / Savings in Demand under the selected programme (Ml/d) input as +ve 2040-41: 0.27564; Gains in Water Available For Use / Savings in Demand under the selected programme (Ml/d) input as +ve 2041-42: 0.27752; Gains in Water Available For Use / Savings in Demand under the selected programme (Ml/d) input as +ve 2042-43: 0.27943; Gains in Water Available For Use / Savings in Demand under the selected programme (Ml/d) input as +ve 2043-44: 0.28151; Gains in Water Available For Use / Savings in Demand under the selected programme (Ml/d) input as +ve 2044-45: 0.28375; Gains in Water Available For Use / Savings in Demand under the selected programme (Ml/d) input as +ve 2045-46: 0.28578; Gains in Water Available For Use / Savings in Demand under the selected programme (Ml/d) input as +ve 2046-47: 0.28783; Gains in Water Available For Use / Savings in Demand under the selected programme (Ml/d) input as +ve 2047-48: 0.28997; Gains in Water Available For Use / Savings in Demand under the selected programme (Ml/d) input as +ve 2048-49: 0.29215; Gains in Water Available For Use / Savings in Demand under the selected programme (Ml/d) input as +ve 2049-50: 0.29436
51dF | Smart Metering.AWSNHL | Smart Metering.AWSNHL | Metering other selective | Customer Options | N | Ofwat Core | AWSNHL | Ml/d | 2 | Gains in Water Available For Use / Savings in Demand under the selected programme (Ml/d) input as +ve 2019-20: 0; Gains in Water Available For Use / Savings in Demand under the selected programme (Ml/d) input as +ve 2020-21: 0; Gains in Water Available For Use / Savings in Demand under the selected programme (Ml/d) input as +ve 2021-22: 0; Gains in Water Available For Use / Savings in Demand under the selected programme (Ml/d) input as +ve 2022-23: 0; Gains in Water Available For Use / Savings in Demand under the selected programme (Ml/d) input as +ve 2023-24: 0; Gains in Water Available For Use / Savings in Demand under the selected programme (Ml/d) input as +ve 2024-25: 0; Gains in Water Available For Use / Savings in Demand under the selected programme (Ml/d) input as +ve 2025-26: 0; Gains in Water Available For Use / Savings in Demand under the selected programme (Ml/d) input as +ve 2026-27: 0; Gains in Water Available For Use / Savings in Demand under the selected programme (Ml/d) input as +ve 2027-28: 0; Gains in Water Available For Use / Savings in Demand under the selected programme (Ml/d) input as +ve 2028-29: 0.064379; Gains in Water Available For Use / Savings in Demand under the selected programme (Ml/d) input as +ve 2029-30: 0.21075; Gains in Water Available For Use / Savings in Demand under the selected programme (Ml/d) input as +ve 2030-31: 0.23036; Gains in Water Available For Use / Savings in Demand under the selected programme (Ml/d) input as +ve 2031-32: 0.25032; Gains in Water Available For Use / Savings in Demand under the selected programme (Ml/d) input as +ve 2032-33: 0.25343; Gains in Water Available For Use / Savings in Demand under the selected programme (Ml/d) input as +ve 2033-34: 0.25655; Gains in Water Available For Use / Savings in Demand under the selected programme (Ml/d) input as +ve 2034-35: 0.25962; Gains in Water Available For Use / Savings in Demand under the selected programme (Ml/d) input as +ve 2035-36: 0.26272; Gains in Water Available For Use / Savings in Demand under the selected programme (Ml/d) input as +ve 2036-37: 0.26576; Gains in Water Available For Use / Savings in Demand under the selected programme (Ml/d) input as +ve 2037-38: 0.26885; Gains in Water Available For Use / Savings in Demand under the selected programme (Ml/d) input as +ve 2038-39: 0.27208; Gains in Water Available For Use / Savings in Demand under the selected programme (Ml/d) input as +ve 2039-40: 0.27383; Gains in Water Available For Use / Savings in Demand under the selected programme (Ml/d) input as +ve 2040-41: 0.27564; Gains in Water Available For Use / Savings in Demand under the selected programme (Ml/d) input as +ve 2041-42: 0.27752; Gains in Water Available For Use / Savings in Demand under the selected programme (Ml/d) input as +ve 2042-43: 0.27943; Gains in Water Available For Use / Savings in Demand under the selected programme (Ml/d) input as +ve 2043-44: 0.28151; Gains in Water Available For Use / Savings in Demand under the selected programme (Ml/d) input as +ve 2044-45: 0.28375; Gains in Water Available For Use / Savings in Demand under the selected programme (Ml/d) input as +ve 2045-46: 0.28578; Gains in Water Available For Use / Savings in Demand under the selected programme (Ml/d) input as +ve 2046-47: 0.28783; Gains in Water Available For Use / Savings in Demand under the selected programme (Ml/d) input as +ve 2047-48: 0.28997; Gains in Water Available For Use / Savings in Demand under the selected programme (Ml/d) input as +ve 2048-49: 0.29215; Gains in Water Available For Use / Savings in Demand under the selected programme (Ml/d) input as +ve 2049-50: 0.29436
51dP | Smart Metering.AWSNHL | Smart Metering.AWSNHL | Metering other selective | Customer Options | N | Preferred | AWSNHL | Ml/d | 2 | Gains in Water Available For Use / Savings in Demand under the selected programme (Ml/d) input as +ve 2019-20: 0; Gains in Water Available For Use / Savings in Demand under the selected programme (Ml/d) input as +ve 2020-21: 0; Gains in Water Available For Use / Savings in Demand under the selected programme (Ml/d) input as +ve 2021-22: 0; Gains in Water Available For Use / Savings in Demand under the selected programme (Ml/d) input as +ve 2022-23: 0; Gains in Water Available For Use / Savings in Demand under the selected programme (Ml/d) input as +ve 2023-24: 0; Gains in Water Available For Use / Savings in Demand under the selected programme (Ml/d) input as +ve 2024-25: 0; Gains in Water Available For Use / Savings in Demand under the selected programme (Ml/d) input as +ve 2025-26: 0; Gains in Water Available For Use / Savings in Demand under the selected programme (Ml/d) input as +ve 2026-27: 0; Gains in Water Available For Use / Savings in Demand under the selected programme (Ml/d) input as +ve 2027-28: 0; Gains in Water Available For Use / Savings in Demand under the selected programme (Ml/d) input as +ve 2028-29: 0.064379; Gains in Water Available For Use / Savings in Demand under the selected programme (Ml/d) input as +ve 2029-30: 0.21075; Gains in Water Available For Use / Savings in Demand under the selected programme (Ml/d) input as +ve 2030-31: 0.23036; Gains in Water Available For Use / Savings in Demand under the selected programme (Ml/d) input as +ve 2031-32: 0.25032; Gains in Water Available For Use / Savings in Demand under the selected programme (Ml/d) input as +ve 2032-33: 0.25343; Gains in Water Available For Use / Savings in Demand under the selected programme (Ml/d) input as +ve 2033-34: 0.25655; Gains in Water Available For Use / Savings in Demand under the selected programme (Ml/d) input as +ve 2034-35: 0.25962; Gains in Water Available For Use / Savings in Demand under the selected programme (Ml/d) input as +ve 2035-36: 0.26272; Gains in Water Available For Use / Savings in Demand under the selected programme (Ml/d) input as +ve 2036-37: 0.26576; Gains in Water Available For Use / Savings in Demand under the selected programme (Ml/d) input as +ve 2037-38: 0.26885; Gains in Water Available For Use / Savings in Demand under the selected programme (Ml/d) input as +ve 2038-39: 0.27208; Gains in Water Available For Use / Savings in Demand under the selected programme (Ml/d) input as +ve 2039-40: 0.27383; Gains in Water Available For Use / Savings in Demand under the selected programme (Ml/d) input as +ve 2040-41: 0.27564; Gains in Water Available For Use / Savings in Demand under the selected programme (Ml/d) input as +ve 2041-42: 0.27752; Gains in Water Available For Use / Savings in Demand under the selected programme (Ml/d) input as +ve 2042-43: 0.27943; Gains in Water Available For Use / Savings in Demand under the selected programme (Ml/d) input as +ve 2043-44: 0.28151; Gains in Water Available For Use / Savings in Demand under the selected programme (Ml/d) input as +ve 2044-45: 0.28375; Gains in Water Available For Use / Savings in Demand under the selected programme (Ml/d) input as +ve 2045-46: 0.28578; Gains in Water Available For Use / Savings in Demand under the selected programme (Ml/d) input as +ve 2046-47: 0.28783; Gains in Water Available For Use / Savings in Demand under the selected programme (Ml/d) input as +ve 2047-48: 0.28997; Gains in Water Available For Use / Savings in Demand under the selected programme (Ml/d) input as +ve 2048-49: 0.29215; Gains in Water Available For Use / Savings in Demand under the selected programme (Ml/d) input as +ve 2049-50: 0.29436
51dF | USPL_HH_MET.AWSNHL | USPL_HH_MET.AWSNHL | Supply pipe repairs / replacement | Customer Options | N | Least Cost | AWSNHL | Ml/d | 2 | Gains in Water Available For Use / Savings in Demand under the selected programme (Ml/d) input as +ve 2019-20: 0; Gains in Water Available For Use / Savings in Demand under the selected programme (Ml/d) input as +ve 2020-21: 0; Gains in Water Available For Use / Savings in Demand under the selected programme (Ml/d) input as +ve 2021-22: 0; Gains in Water Available For Use / Savings in Demand under the selected programme (Ml/d) input as +ve 2022-23: 0; Gains in Water Available For Use / Savings in Demand under the selected programme (Ml/d) input as +ve 2023-24: 0; Gains in Water Available For Use / Savings in Demand under the selected programme (Ml/d) input as +ve 2024-25: 0; Gains in Water Available For Use / Savings in Demand under the selected programme (Ml/d) input as +ve 2025-26: 0; Gains in Water Available For Use / Savings in Demand under the selected programme (Ml/d) input as +ve 2026-27: 0; Gains in Water Available For Use / Savings in Demand under the selected programme (Ml/d) input as +ve 2027-28: 0; Gains in Water Available For Use / Savings in Demand under the selected programme (Ml/d) input as +ve 2028-29: 0.016708; Gains in Water Available For Use / Savings in Demand under the selected programme (Ml/d) input as +ve 2029-30: 0.05919; Gains in Water Available For Use / Savings in Demand under the selected programme (Ml/d) input as +ve 2030-31: 0.067424; Gains in Water Available For Use / Savings in Demand under the selected programme (Ml/d) input as +ve 2031-32: 0.075788; Gains in Water Available For Use / Savings in Demand under the selected programme (Ml/d) input as +ve 2032-33: 0.076655; Gains in Water Available For Use / Savings in Demand under the selected programme (Ml/d) input as +ve 2033-34: 0.077508; Gains in Water Available For Use / Savings in Demand under the selected programme (Ml/d) input as +ve 2034-35: 0.078356; Gains in Water Available For Use / Savings in Demand under the selected programme (Ml/d) input as +ve 2035-36: 0.079203; Gains in Water Available For Use / Savings in Demand under the selected programme (Ml/d) input as +ve 2036-37: 0.080043; Gains in Water Available For Use / Savings in Demand under the selected programme (Ml/d) input as +ve 2037-38: 0.080875; Gains in Water Available For Use / Savings in Demand under the selected programme (Ml/d) input as +ve 2038-39: 0.081715; Gains in Water Available For Use / Savings in Demand under the selected programme (Ml/d) input as +ve 2039-40: 0.082336; Gains in Water Available For Use / Savings in Demand under the selected programme (Ml/d) input as +ve 2040-41: 0.082975; Gains in Water Available For Use / Savings in Demand under the selected programme (Ml/d) input as +ve 2041-42: 0.08363; Gains in Water Available For Use / Savings in Demand under the selected programme (Ml/d) input as +ve 2042-43: 0.084293; Gains in Water Available For Use / Savings in Demand under the selected programme (Ml/d) input as +ve 2043-44: 0.084973; Gains in Water Available For Use / Savings in Demand under the selected programme (Ml/d) input as +ve 2044-45: 0.085667; Gains in Water Available For Use / Savings in Demand under the selected programme (Ml/d) input as +ve 2045-46: 0.08637; Gains in Water Available For Use / Savings in Demand under the selected programme (Ml/d) input as +ve 2046-47: 0.087078; Gains in Water Available For Use / Savings in Demand under the selected programme (Ml/d) input as +ve 2047-48: 0.087801; Gains in Water Available For Use / Savings in Demand under the selected programme (Ml/d) input as +ve 2048-49: 0.088536; Gains in Water Available For Use / Savings in Demand under the selected programme (Ml/d) input as +ve 2049-50: 0.08928
51dF | USPL_HH_MET.AWSNHL | USPL_HH_MET.AWSNHL | Supply pipe repairs / replacement | Customer Options | N | Ofwat Core | AWSNHL | Ml/d | 2 | Gains in Water Available For Use / Savings in Demand under the selected programme (Ml/d) input as +ve 2019-20: 0; Gains in Water Available For Use / Savings in Demand under the selected programme (Ml/d) input as +ve 2020-21: 0; Gains in Water Available For Use / Savings in Demand under the selected programme (Ml/d) input as +ve 2021-22: 0; Gains in Water Available For Use / Savings in Demand under the selected programme (Ml/d) input as +ve 2022-23: 0; Gains in Water Available For Use / Savings in Demand under the selected programme (Ml/d) input as +ve 2023-24: 0; Gains in Water Available For Use / Savings in Demand under the selected programme (Ml/d) input as +ve 2024-25: 0; Gains in Water Available For Use / Savings in Demand under the selected programme (Ml/d) input as +ve 2025-26: 0; Gains in Water Available For Use / Savings in Demand under the selected programme (Ml/d) input as +ve 2026-27: 0; Gains in Water Available For Use / Savings in Demand under the selected programme (Ml/d) input as +ve 2027-28: 0; Gains in Water Available For Use / Savings in Demand under the selected programme (Ml/d) input as +ve 2028-29: 0.016708; Gains in Water Available For Use / Savings in Demand under the selected programme (Ml/d) input as +ve 2029-30: 0.05919; Gains in Water Available For Use / Savings in Demand under the selected programme (Ml/d) input as +ve 2030-31: 0.067424; Gains in Water Available For Use / Savings in Demand under the selected programme (Ml/d) input as +ve 2031-32: 0.075788; Gains in Water Available For Use / Savings in Demand under the selected programme (Ml/d) input as +ve 2032-33: 0.076655; Gains in Water Available For Use / Savings in Demand under the selected programme (Ml/d) input as +ve 2033-34: 0.077508; Gains in Water Available For Use / Savings in Demand under the selected programme (Ml/d) input as +ve 2034-35: 0.078356; Gains in Water Available For Use / Savings in Demand under the selected programme (Ml/d) input as +ve 2035-36: 0.079203; Gains in Water Available For Use / Savings in Demand under the selected programme (Ml/d) input as +ve 2036-37: 0.080043; Gains in Water Available For Use / Savings in Demand under the selected programme (Ml/d) input as +ve 2037-38: 0.080875; Gains in Water Available For Use / Savings in Demand under the selected programme (Ml/d) input as +ve 2038-39: 0.081715; Gains in Water Available For Use / Savings in Demand under the selected programme (Ml/d) input as +ve 2039-40: 0.082336; Gains in Water Available For Use / Savings in Demand under the selected programme (Ml/d) input as +ve 2040-41: 0.082975; Gains in Water Available For Use / Savings in Demand under the selected programme (Ml/d) input as +ve 2041-42: 0.08363; Gains in Water Available For Use / Savings in Demand under the selected programme (Ml/d) input as +ve 2042-43: 0.084293; Gains in Water Available For Use / Savings in Demand under the selected programme (Ml/d) input as +ve 2043-44: 0.084973; Gains in Water Available For Use / Savings in Demand under the selected programme (Ml/d) input as +ve 2044-45: 0.085667; Gains in Water Available For Use / Savings in Demand under the selected programme (Ml/d) input as +ve 2045-46: 0.08637; Gains in Water Available For Use / Savings in Demand under the selected programme (Ml/d) input as +ve 2046-47: 0.087078; Gains in Water Available For Use / Savings in Demand under the selected programme (Ml/d) input as +ve 2047-48: 0.087801; Gains in Water Available For Use / Savings in Demand under the selected programme (Ml/d) input as +ve 2048-49: 0.088536; Gains in Water Available For Use / Savings in Demand under the selected programme (Ml/d) input as +ve 2049-50: 0.08928
51dP | USPL_HH_MET.AWSNHL | USPL_HH_MET.AWSNHL | Supply pipe repairs / replacement | Customer Options | N | Preferred | AWSNHL | Ml/d | 2 | Gains in Water Available For Use / Savings in Demand under the selected programme (Ml/d) input as +ve 2019-20: 0; Gains in Water Available For Use / Savings in Demand under the selected programme (Ml/d) input as +ve 2020-21: 0; Gains in Water Available For Use / Savings in Demand under the selected programme (Ml/d) input as +ve 2021-22: 0; Gains in Water Available For Use / Savings in Demand under the selected programme (Ml/d) input as +ve 2022-23: 0; Gains in Water Available For Use / Savings in Demand under the selected programme (Ml/d) input as +ve 2023-24: 0; Gains in Water Available For Use / Savings in Demand under the selected programme (Ml/d) input as +ve 2024-25: 0; Gains in Water Available For Use / Savings in Demand under the selected programme (Ml/d) input as +ve 2025-26: 0; Gains in Water Available For Use / Savings in Demand under the selected programme (Ml/d) input as +ve 2026-27: 0; Gains in Water Available For Use / Savings in Demand under the selected programme (Ml/d) input as +ve 2027-28: 0; Gains in Water Available For Use / Savings in Demand under the selected programme (Ml/d) input as +ve 2028-29: 0.016708; Gains in Water Available For Use / Savings in Demand under the selected programme (Ml/d) input as +ve 2029-30: 0.05919; Gains in Water Available For Use / Savings in Demand under the selected programme (Ml/d) input as +ve 2030-31: 0.067424; Gains in Water Available For Use / Savings in Demand under the selected programme (Ml/d) input as +ve 2031-32: 0.075788; Gains in Water Available For Use / Savings in Demand under the selected programme (Ml/d) input as +ve 2032-33: 0.076655; Gains in Water Available For Use / Savings in Demand under the selected programme (Ml/d) input as +ve 2033-34: 0.077508; Gains in Water Available For Use / Savings in Demand under the selected programme (Ml/d) input as +ve 2034-35: 0.078356; Gains in Water Available For Use / Savings in Demand under the selected programme (Ml/d) input as +ve 2035-36: 0.079203; Gains in Water Available For Use / Savings in Demand under the selected programme (Ml/d) input as +ve 2036-37: 0.080043; Gains in Water Available For Use / Savings in Demand under the selected programme (Ml/d) input as +ve 2037-38: 0.080875; Gains in Water Available For Use / Savings in Demand under the selected programme (Ml/d) input as +ve 2038-39: 0.081715; Gains in Water Available For Use / Savings in Demand under the selected programme (Ml/d) input as +ve 2039-40: 0.082336; Gains in Water Available For Use / Savings in Demand under the selected programme (Ml/d) input as +ve 2040-41: 0.082975; Gains in Water Available For Use / Savings in Demand under the selected programme (Ml/d) input as +ve 2041-42: 0.08363; Gains in Water Available For Use / Savings in Demand under the selected programme (Ml/d) input as +ve 2042-43: 0.084293; Gains in Water Available For Use / Savings in Demand under the selected programme (Ml/d) input as +ve 2043-44: 0.084973; Gains in Water Available For Use / Savings in Demand under the selected programme (Ml/d) input as +ve 2044-45: 0.085667; Gains in Water Available For Use / Savings in Demand under the selected programme (Ml/d) input as +ve 2045-46: 0.08637; Gains in Water Available For Use / Savings in Demand under the selected programme (Ml/d) input as +ve 2046-47: 0.087078; Gains in Water Available For Use / Savings in Demand under the selected programme (Ml/d) input as +ve 2047-48: 0.087801; Gains in Water Available For Use / Savings in Demand under the selected programme (Ml/d) input as +ve 2048-49: 0.088536; Gains in Water Available For Use / Savings in Demand under the selected programme (Ml/d) input as +ve 2049-50: 0.08928
51dF | USPL_ShSupplies.AWSNHL | USPL_ShSupplies.AWSNHL | Supply pipe repairs / replacement | Customer Options | N | Least Cost | AWSNHL | Ml/d | 2 | Gains in Water Available For Use / Savings in Demand under the selected programme (Ml/d) input as +ve 2019-20: 0; Gains in Water Available For Use / Savings in Demand under the selected programme (Ml/d) input as +ve 2020-21: 0; Gains in Water Available For Use / Savings in Demand under the selected programme (Ml/d) input as +ve 2021-22: 0; Gains in Water Available For Use / Savings in Demand under the selected programme (Ml/d) input as +ve 2022-23: 0; Gains in Water Available For Use / Savings in Demand under the selected programme (Ml/d) input as +ve 2023-24: 0; Gains in Water Available For Use / Savings in Demand under the selected programme (Ml/d) input as +ve 2024-25: 0; Gains in Water Available For Use / Savings in Demand under the selected programme (Ml/d) input as +ve 2025-26: 0; Gains in Water Available For Use / Savings in Demand under the selected programme (Ml/d) input as +ve 2026-27: 0; Gains in Water Available For Use / Savings in Demand under the selected programme (Ml/d) input as +ve 2027-28: 0; Gains in Water Available For Use / Savings in Demand under the selected programme (Ml/d) input as +ve 2028-29: 0; Gains in Water Available For Use / Savings in Demand under the selected programme (Ml/d) input as +ve 2029-30: 0.022056; Gains in Water Available For Use / Savings in Demand under the selected programme (Ml/d) input as +ve 2030-31: 0.022056; Gains in Water Available For Use / Savings in Demand under the selected programme (Ml/d) input as +ve 2031-32: 0.022056; Gains in Water Available For Use / Savings in Demand under the selected programme (Ml/d) input as +ve 2032-33: 0.022056; Gains in Water Available For Use / Savings in Demand under the selected programme (Ml/d) input as +ve 2033-34: 0.022056; Gains in Water Available For Use / Savings in Demand under the selected programme (Ml/d) input as +ve 2034-35: 0.022056; Gains in Water Available For Use / Savings in Demand under the selected programme (Ml/d) input as +ve 2035-36: 0.022056; Gains in Water Available For Use / Savings in Demand under the selected programme (Ml/d) input as +ve 2036-37: 0.022056; Gains in Water Available For Use / Savings in Demand under the selected programme (Ml/d) input as +ve 2037-38: 0.022056; Gains in Water Available For Use / Savings in Demand under the selected programme (Ml/d) input as +ve 2038-39: 0.022056; Gains in Water Available For Use / Savings in Demand under the selected programme (Ml/d) input as +ve 2039-40: 0.022056; Gains in Water Available For Use / Savings in Demand under the selected programme (Ml/d) input as +ve 2040-41: 0.022056; Gains in Water Available For Use / Savings in Demand under the selected programme (Ml/d) input as +ve 2041-42: 0.022056; Gains in Water Available For Use / Savings in Demand under the selected programme (Ml/d) input as +ve 2042-43: 0.022056; Gains in Water Available For Use / Savings in Demand under the selected programme (Ml/d) input as +ve 2043-44: 0.022056; Gains in Water Available For Use / Savings in Demand under the selected programme (Ml/d) input as +ve 2044-45: 0.022056; Gains in Water Available For Use / Savings in Demand under the selected programme (Ml/d) input as +ve 2045-46: 0.022056; Gains in Water Available For Use / Savings in Demand under the selected programme (Ml/d) input as +ve 2046-47: 0.022056; Gains in Water Available For Use / Savings in Demand under the selected programme (Ml/d) input as +ve 2047-48: 0.022056; Gains in Water Available For Use / Savings in Demand under the selected programme (Ml/d) input as +ve 2048-49: 0.022056; Gains in Water Available For Use / Savings in Demand under the selected programme (Ml/d) input as +ve 2049-50: 0.022056
51dF | USPL_ShSupplies.AWSNHL | USPL_ShSupplies.AWSNHL | Supply pipe repairs / replacement | Customer Options | N | Ofwat Core | AWSNHL | Ml/d | 2 | Gains in Water Available For Use / Savings in Demand under the selected programme (Ml/d) input as +ve 2019-20: 0; Gains in Water Available For Use / Savings in Demand under the selected programme (Ml/d) input as +ve 2020-21: 0; Gains in Water Available For Use / Savings in Demand under the selected programme (Ml/d) input as +ve 2021-22: 0; Gains in Water Available For Use / Savings in Demand under the selected programme (Ml/d) input as +ve 2022-23: 0; Gains in Water Available For Use / Savings in Demand under the selected programme (Ml/d) input as +ve 2023-24: 0; Gains in Water Available For Use / Savings in Demand under the selected programme (Ml/d) input as +ve 2024-25: 0; Gains in Water Available For Use / Savings in Demand under the selected programme (Ml/d) input as +ve 2025-26: 0; Gains in Water Available For Use / Savings in Demand under the selected programme (Ml/d) input as +ve 2026-27: 0; Gains in Water Available For Use / Savings in Demand under the selected programme (Ml/d) input as +ve 2027-28: 0; Gains in Water Available For Use / Savings in Demand under the selected programme (Ml/d) input as +ve 2028-29: 0; Gains in Water Available For Use / Savings in Demand under the selected programme (Ml/d) input as +ve 2029-30: 0.022056; Gains in Water Available For Use / Savings in Demand under the selected programme (Ml/d) input as +ve 2030-31: 0.022056; Gains in Water Available For Use / Savings in Demand under the selected programme (Ml/d) input as +ve 2031-32: 0.022056; Gains in Water Available For Use / Savings in Demand under the selected programme (Ml/d) input as +ve 2032-33: 0.022056; Gains in Water Available For Use / Savings in Demand under the selected programme (Ml/d) input as +ve 2033-34: 0.022056; Gains in Water Available For Use / Savings in Demand under the selected programme (Ml/d) input as +ve 2034-35: 0.022056; Gains in Water Available For Use / Savings in Demand under the selected programme (Ml/d) input as +ve 2035-36: 0.022056; Gains in Water Available For Use / Savings in Demand under the selected programme (Ml/d) input as +ve 2036-37: 0.022056; Gains in Water Available For Use / Savings in Demand under the selected programme (Ml/d) input as +ve 2037-38: 0.022056; Gains in Water Available For Use / Savings in Demand under the selected programme (Ml/d) input as +ve 2038-39: 0.022056; Gains in Water Available For Use / Savings in Demand under the selected programme (Ml/d) input as +ve 2039-40: 0.022056; Gains in Water Available For Use / Savings in Demand under the selected programme (Ml/d) input as +ve 2040-41: 0.022056; Gains in Water Available For Use / Savings in Demand under the selected programme (Ml/d) input as +ve 2041-42: 0.022056; Gains in Water Available For Use / Savings in Demand under the selected programme (Ml/d) input as +ve 2042-43: 0.022056; Gains in Water Available For Use / Savings in Demand under the selected programme (Ml/d) input as +ve 2043-44: 0.022056; Gains in Water Available For Use / Savings in Demand under the selected programme (Ml/d) input as +ve 2044-45: 0.022056; Gains in Water Available For Use / Savings in Demand under the selected programme (Ml/d) input as +ve 2045-46: 0.022056; Gains in Water Available For Use / Savings in Demand under the selected programme (Ml/d) input as +ve 2046-47: 0.022056; Gains in Water Available For Use / Savings in Demand under the selected programme (Ml/d) input as +ve 2047-48: 0.022056; Gains in Water Available For Use / Savings in Demand under the selected programme (Ml/d) input as +ve 2048-49: 0.022056; Gains in Water Available For Use / Savings in Demand under the selected programme (Ml/d) input as +ve 2049-50: 0.022056
51dP | USPL_ShSupplies.AWSNHL | USPL_ShSupplies.AWSNHL | Supply pipe repairs / replacement | Customer Options | N | Preferred | AWSNHL | Ml/d | 2 | Gains in Water Available For Use / Savings in Demand under the selected programme (Ml/d) input as +ve 2019-20: 0; Gains in Water Available For Use / Savings in Demand under the selected programme (Ml/d) input as +ve 2020-21: 0; Gains in Water Available For Use / Savings in Demand under the selected programme (Ml/d) input as +ve 2021-22: 0; Gains in Water Available For Use / Savings in Demand under the selected programme (Ml/d) input as +ve 2022-23: 0; Gains in Water Available For Use / Savings in Demand under the selected programme (Ml/d) input as +ve 2023-24: 0; Gains in Water Available For Use / Savings in Demand under the selected programme (Ml/d) input as +ve 2024-25: 0; Gains in Water Available For Use / Savings in Demand under the selected programme (Ml/d) input as +ve 2025-26: 0; Gains in Water Available For Use / Savings in Demand under the selected programme (Ml/d) input as +ve 2026-27: 0; Gains in Water Available For Use / Savings in Demand under the selected programme (Ml/d) input as +ve 2027-28: 0; Gains in Water Available For Use / Savings in Demand under the selected programme (Ml/d) input as +ve 2028-29: 0; Gains in Water Available For Use / Savings in Demand under the selected programme (Ml/d) input as +ve 2029-30: 0.022056; Gains in Water Available For Use / Savings in Demand under the selected programme (Ml/d) input as +ve 2030-31: 0.022056; Gains in Water Available For Use / Savings in Demand under the selected programme (Ml/d) input as +ve 2031-32: 0.022056; Gains in Water Available For Use / Savings in Demand under the selected programme (Ml/d) input as +ve 2032-33: 0.022056; Gains in Water Available For Use / Savings in Demand under the selected programme (Ml/d) input as +ve 2033-34: 0.022056; Gains in Water Available For Use / Savings in Demand under the selected programme (Ml/d) input as +ve 2034-35: 0.022056; Gains in Water Available For Use / Savings in Demand under the selected programme (Ml/d) input as +ve 2035-36: 0.022056; Gains in Water Available For Use / Savings in Demand under the selected programme (Ml/d) input as +ve 2036-37: 0.022056; Gains in Water Available For Use / Savings in Demand under the selected programme (Ml/d) input as +ve 2037-38: 0.022056; Gains in Water Available For Use / Savings in Demand under the selected programme (Ml/d) input as +ve 2038-39: 0.022056; Gains in Water Available For Use / Savings in Demand under the selected programme (Ml/d) input as +ve 2039-40: 0.022056; Gains in Water Available For Use / Savings in Demand under the selected programme (Ml/d) input as +ve 2040-41: 0.022056; Gains in Water Available For Use / Savings in Demand under the selected programme (Ml/d) input as +ve 2041-42: 0.022056; Gains in Water Available For Use / Savings in Demand under the selected programme (Ml/d) input as +ve 2042-43: 0.022056; Gains in Water Available For Use / Savings in Demand under the selected programme (Ml/d) input as +ve 2043-44: 0.022056; Gains in Water Available For Use / Savings in Demand under the selected programme (Ml/d) input as +ve 2044-45: 0.022056; Gains in Water Available For Use / Savings in Demand under the selected programme (Ml/d) input as +ve 2045-46: 0.022056; Gains in Water Available For Use / Savings in Demand under the selected programme (Ml/d) input as +ve 2046-47: 0.022056; Gains in Water Available For Use / Savings in Demand under the selected programme (Ml/d) input as +ve 2047-48: 0.022056; Gains in Water Available For Use / Savings in Demand under the selected programme (Ml/d) input as +ve 2048-49: 0.022056; Gains in Water Available For Use / Savings in Demand under the selected programme (Ml/d) input as +ve 2049-50: 0.022056
52aA | Adjustment for Licence cap scenario 8 | LC11 | Other changes to DO | Resource Options | N | Ofwat Core | AWSNHL | Ml/d | 2 | Gains in Water Available For Use / Savings in Demand under the selected programme (Ml/d) input as +ve 2025-26: 1; Gains in Water Available For Use / Savings in Demand under the selected programme (Ml/d) input as +ve 2026-27: 1; Gains in Water Available For Use / Savings in Demand under the selected programme (Ml/d) input as +ve 2027-28: 1; Gains in Water Available For Use / Savings in Demand under the selected programme (Ml/d) input as +ve 2028-29: 1; Gains in Water Available For Use / Savings in Demand under the selected programme (Ml/d) input as +ve 2029-30: 1; Gains in Water Available For Use / Savings in Demand under the selected programme (Ml/d) input as +ve 2030-31: 0.46; Gains in Water Available For Use / Savings in Demand under the selected programme (Ml/d) input as +ve 2031-32: 0.46; Gains in Water Available For Use / Savings in Demand under the selected programme (Ml/d) input as +ve 2032-33: 0; Gains in Water Available For Use / Savings in Demand under the selected programme (Ml/d) input as +ve 2033-34: 0; Gains in Water Available For Use / Savings in Demand under the selected programme (Ml/d) input as +ve 2034-35: 0; Gains in Water Available For Use / Savings in Demand under the selected programme (Ml/d) input as +ve 2035-36: 0; Gains in Water Available For Use / Savings in Demand under the selected programme (Ml/d) input as +ve 2036-37: 0; Gains in Water Available For Use / Savings in Demand under the selected programme (Ml/d) input as +ve 2037-38: 0; Gains in Water Available For Use / Savings in Demand under the selected programme (Ml/d) input as +ve 2038-39: 0; Gains in Water Available For Use / Savings in Demand under the selected programme (Ml/d) input as +ve 2039-40: 0; Gains in Water Available For Use / Savings in Demand under the selected programme (Ml/d) input as +ve 2040-41: 0; Gains in Water Available For Use / Savings in Demand under the selected programme (Ml/d) input as +ve 2041-42: 0; Gains in Water Available For Use / Savings in Demand under the selected programme (Ml/d) input as +ve 2042-43: 0; Gains in Water Available For Use / Savings in Demand under the selected programme (Ml/d) input as +ve 2043-44: 0; Gains in Water Available For Use / Savings in Demand under the selected programme (Ml/d) input as +ve 2044-45: 0; Gains in Water Available For Use / Savings in Demand under the selected programme (Ml/d) input as +ve 2045-46: 0; Gains in Water Available For Use / Savings in Demand under the selected programme (Ml/d) input as +ve 2046-47: 0; Gains in Water Available For Use / Savings in Demand under the selected programme (Ml/d) input as +ve 2047-48: 0; Gains in Water Available For Use / Savings in Demand under the selected programme (Ml/d) input as +ve 2048-49: 0; Gains in Water Available For Use / Savings in Demand under the selected programme (Ml/d) input as +ve 2049-50: 0
52aA | Adjustment for Licence cap scenario 8 | LC11 | Other changes to DO | Resource Options | N | Least Cost | AWSNHL | Ml/d | 2 | Gains in Water Available For Use / Savings in Demand under the selected programme (Ml/d) input as +ve 2025-26: 1; Gains in Water Available For Use / Savings in Demand under the selected programme (Ml/d) input as +ve 2026-27: 1; Gains in Water Available For Use / Savings in Demand under the selected programme (Ml/d) input as +ve 2027-28: 1; Gains in Water Available For Use / Savings in Demand under the selected programme (Ml/d) input as +ve 2028-29: 1; Gains in Water Available For Use / Savings in Demand under the selected programme (Ml/d) input as +ve 2029-30: 1; Gains in Water Available For Use / Savings in Demand under the selected programme (Ml/d) input as +ve 2030-31: 0.46; Gains in Water Available For Use / Savings in Demand under the selected programme (Ml/d) input as +ve 2031-32: 0.46; Gains in Water Available For Use / Savings in Demand under the selected programme (Ml/d) input as +ve 2032-33: 0; Gains in Water Available For Use / Savings in Demand under the selected programme (Ml/d) input as +ve 2033-34: 0; Gains in Water Available For Use / Savings in Demand under the selected programme (Ml/d) input as +ve 2034-35: 0; Gains in Water Available For Use / Savings in Demand under the selected programme (Ml/d) input as +ve 2035-36: 0; Gains in Water Available For Use / Savings in Demand under the selected programme (Ml/d) input as +ve 2036-37: 0; Gains in Water Available For Use / Savings in Demand under the selected programme (Ml/d) input as +ve 2037-38: 0; Gains in Water Available For Use / Savings in Demand under the selected programme (Ml/d) input as +ve 2038-39: 0; Gains in Water Available For Use / Savings in Demand under the selected programme (Ml/d) input as +ve 2039-40: 0; Gains in Water Available For Use / Savings in Demand under the selected programme (Ml/d) input as +ve 2040-41: 0; Gains in Water Available For Use / Savings in Demand under the selected programme (Ml/d) input as +ve 2041-42: 0; Gains in Water Available For Use / Savings in Demand under the selected programme (Ml/d) input as +ve 2042-43: 0; Gains in Water Available For Use / Savings in Demand under the selected programme (Ml/d) input as +ve 2043-44: 0; Gains in Water Available For Use / Savings in Demand under the selected programme (Ml/d) input as +ve 2044-45: 0; Gains in Water Available For Use / Savings in Demand under the selected programme (Ml/d) input as +ve 2045-46: 0; Gains in Water Available For Use / Savings in Demand under the selected programme (Ml/d) input as +ve 2046-47: 0; Gains in Water Available For Use / Savings in Demand under the selected programme (Ml/d) input as +ve 2047-48: 0; Gains in Water Available For Use / Savings in Demand under the selected programme (Ml/d) input as +ve 2048-49: 0; Gains in Water Available For Use / Savings in Demand under the selected programme (Ml/d) input as +ve 2049-50: 0
52aP | Adjustment for Licence cap scenario 8 | LC11 | Other changes to DO | Resource Options | N | Preferred | AWSNHL | Ml/d | 2 | Gains in Water Available For Use / Savings in Demand under the selected programme (Ml/d) input as +ve 2025-26: 1; Gains in Water Available For Use / Savings in Demand under the selected programme (Ml/d) input as +ve 2026-27: 1; Gains in Water Available For Use / Savings in Demand under the selected programme (Ml/d) input as +ve 2027-28: 1; Gains in Water Available For Use / Savings in Demand under the selected programme (Ml/d) input as +ve 2028-29: 1; Gains in Water Available For Use / Savings in Demand under the selected programme (Ml/d) input as +ve 2029-30: 1; Gains in Water Available For Use / Savings in Demand under the selected programme (Ml/d) input as +ve 2030-31: 0.46; Gains in Water Available For Use / Savings in Demand under the selected programme (Ml/d) input as +ve 2031-32: 0.46; Gains in Water Available For Use / Savings in Demand under the selected programme (Ml/d) input as +ve 2032-33: 0; Gains in Water Available For Use / Savings in Demand under the selected programme (Ml/d) input as +ve 2033-34: 0; Gains in Water Available For Use / Savings in Demand under the selected programme (Ml/d) input as +ve 2034-35: 0; Gains in Water Available For Use / Savings in Demand under the selected programme (Ml/d) input as +ve 2035-36: 0; Gains in Water Available For Use / Savings in Demand under the selected programme (Ml/d) input as +ve 2036-37: 0; Gains in Water Available For Use / Savings in Demand under the selected programme (Ml/d) input as +ve 2037-38: 0; Gains in Water Available For Use / Savings in Demand under the selected programme (Ml/d) input as +ve 2038-39: 0; Gains in Water Available For Use / Savings in Demand under the selected programme (Ml/d) input as +ve 2039-40: 0; Gains in Water Available For Use / Savings in Demand under the selected programme (Ml/d) input as +ve 2040-41: 0; Gains in Water Available For Use / Savings in Demand under the selected programme (Ml/d) input as +ve 2041-42: 0; Gains in Water Available For Use / Savings in Demand under the selected programme (Ml/d) input as +ve 2042-43: 0; Gains in Water Available For Use / Savings in Demand under the selected programme (Ml/d) input as +ve 2043-44: 0; Gains in Water Available For Use / Savings in Demand under the selected programme (Ml/d) input as +ve 2044-45: 0; Gains in Water Available For Use / Savings in Demand under the selected programme (Ml/d) input as +ve 2045-46: 0; Gains in Water Available For Use / Savings in Demand under the selected programme (Ml/d) input as +ve 2046-47: 0; Gains in Water Available For Use / Savings in Demand under the selected programme (Ml/d) input as +ve 2047-48: 0; Gains in Water Available For Use / Savings in Demand under the selected programme (Ml/d) input as +ve 2048-49: 0; Gains in Water Available For Use / Savings in Demand under the selected programme (Ml/d) input as +ve 2049-50: 0
52bA | Norfolk Harleston WTW backwash water recovery | NHL7 | Water treatment works loss recovery | Production Options | N | Ofwat Core | AWSNHL | Ml/d | 2 | Gains in Water Available For Use / Savings in Demand under the selected programme (Ml/d) input as +ve 2025-26: 0; Gains in Water Available For Use / Savings in Demand under the selected programme (Ml/d) input as +ve 2026-27: 0; Gains in Water Available For Use / Savings in Demand under the selected programme (Ml/d) input as +ve 2027-28: 0; Gains in Water Available For Use / Savings in Demand under the selected programme (Ml/d) input as +ve 2028-29: 0; Gains in Water Available For Use / Savings in Demand under the selected programme (Ml/d) input as +ve 2029-30: 0; Gains in Water Available For Use / Savings in Demand under the selected programme (Ml/d) input as +ve 2030-31: 0.2; Gains in Water Available For Use / Savings in Demand under the selected programme (Ml/d) input as +ve 2031-32: 0.2; Gains in Water Available For Use / Savings in Demand under the selected programme (Ml/d) input as +ve 2032-33: 0.2; Gains in Water Available For Use / Savings in Demand under the selected programme (Ml/d) input as +ve 2033-34: 0.2; Gains in Water Available For Use / Savings in Demand under the selected programme (Ml/d) input as +ve 2034-35: 0.2; Gains in Water Available For Use / Savings in Demand under the selected programme (Ml/d) input as +ve 2035-36: 0.2; Gains in Water Available For Use / Savings in Demand under the selected programme (Ml/d) input as +ve 2036-37: 0.2; Gains in Water Available For Use / Savings in Demand under the selected programme (Ml/d) input as +ve 2037-38: 0.2; Gains in Water Available For Use / Savings in Demand under the selected programme (Ml/d) input as +ve 2038-39: 0.2; Gains in Water Available For Use / Savings in Demand under the selected programme (Ml/d) input as +ve 2039-40: 0.2; Gains in Water Available For Use / Savings in Demand under the selected programme (Ml/d) input as +ve 2040-41: 0.2; Gains in Water Available For Use / Savings in Demand under the selected programme (Ml/d) input as +ve 2041-42: 0.2; Gains in Water Available For Use / Savings in Demand under the selected programme (Ml/d) input as +ve 2042-43: 0.2; Gains in Water Available For Use / Savings in Demand under the selected programme (Ml/d) input as +ve 2043-44: 0.2; Gains in Water Available For Use / Savings in Demand under the selected programme (Ml/d) input as +ve 2044-45: 0.2; Gains in Water Available For Use / Savings in Demand under the selected programme (Ml/d) input as +ve 2045-46: 0.2; Gains in Water Available For Use / Savings in Demand under the selected programme (Ml/d) input as +ve 2046-47: 0.2; Gains in Water Available For Use / Savings in Demand under the selected programme (Ml/d) input as +ve 2047-48: 0.2; Gains in Water Available For Use / Savings in Demand under the selected programme (Ml/d) input as +ve 2048-49: 0.2; Gains in Water Available For Use / Savings in Demand under the selected programme (Ml/d) input as +ve 2049-50: 0.2
52bP | Norfolk Harleston WTW backwash water recovery | NHL7 | Water treatment works loss recovery | Production Options | N | Preferred | AWSNHL | Ml/d | 2 | Gains in Water Available For Use / Savings in Demand under the selected programme (Ml/d) input as +ve 2025-26: 0; Gains in Water Available For Use / Savings in Demand under the selected programme (Ml/d) input as +ve 2026-27: 0; Gains in Water Available For Use / Savings in Demand under the selected programme (Ml/d) input as +ve 2027-28: 0; Gains in Water Available For Use / Savings in Demand under the selected programme (Ml/d) input as +ve 2028-29: 0; Gains in Water Available For Use / Savings in Demand under the selected programme (Ml/d) input as +ve 2029-30: 0; Gains in Water Available For Use / Savings in Demand under the selected programme (Ml/d) input as +ve 2030-31: 0.2; Gains in Water Available For Use / Savings in Demand under the selected programme (Ml/d) input as +ve 2031-32: 0.2; Gains in Water Available For Use / Savings in Demand under the selected programme (Ml/d) input as +ve 2032-33: 0.2; Gains in Water Available For Use / Savings in Demand under the selected programme (Ml/d) input as +ve 2033-34: 0.2; Gains in Water Available For Use / Savings in Demand under the selected programme (Ml/d) input as +ve 2034-35: 0.2; Gains in Water Available For Use / Savings in Demand under the selected programme (Ml/d) input as +ve 2035-36: 0.2; Gains in Water Available For Use / Savings in Demand under the selected programme (Ml/d) input as +ve 2036-37: 0.2; Gains in Water Available For Use / Savings in Demand under the selected programme (Ml/d) input as +ve 2037-38: 0.2; Gains in Water Available For Use / Savings in Demand under the selected programme (Ml/d) input as +ve 2038-39: 0.2; Gains in Water Available For Use / Savings in Demand under the selected programme (Ml/d) input as +ve 2039-40: 0.2; Gains in Water Available For Use / Savings in Demand under the selected programme (Ml/d) input as +ve 2040-41: 0.2; Gains in Water Available For Use / Savings in Demand under the selected programme (Ml/d) input as +ve 2041-42: 0.2; Gains in Water Available For Use / Savings in Demand under the selected programme (Ml/d) input as +ve 2042-43: 0.2; Gains in Water Available For Use / Savings in Demand under the selected programme (Ml/d) input as +ve 2043-44: 0.2; Gains in Water Available For Use / Savings in Demand under the selected programme (Ml/d) input as +ve 2044-45: 0.2; Gains in Water Available For Use / Savings in Demand under the selected programme (Ml/d) input as +ve 2045-46: 0.2; Gains in Water Available For Use / Savings in Demand under the selected programme (Ml/d) input as +ve 2046-47: 0.2; Gains in Water Available For Use / Savings in Demand under the selected programme (Ml/d) input as +ve 2047-48: 0.2; Gains in Water Available For Use / Savings in Demand under the selected programme (Ml/d) input as +ve 2048-49: 0.2; Gains in Water Available For Use / Savings in Demand under the selected programme (Ml/d) input as +ve 2049-50: 0.2
52cA | Adjustment to existing potable water import | EI10 | Internal potable transfer | Distribution Options | N | Ofwat Core | AWSNHL | Ml/d | 2 | Gains in Water Available For Use / Savings in Demand under the selected programme (Ml/d) input as +ve 2025-26: 0.779; Gains in Water Available For Use / Savings in Demand under the selected programme (Ml/d) input as +ve 2026-27: 0.74; Gains in Water Available For Use / Savings in Demand under the selected programme (Ml/d) input as +ve 2027-28: 0.699; Gains in Water Available For Use / Savings in Demand under the selected programme (Ml/d) input as +ve 2028-29: 0.529; Gains in Water Available For Use / Savings in Demand under the selected programme (Ml/d) input as +ve 2029-30: 0.329; Gains in Water Available For Use / Savings in Demand under the selected programme (Ml/d) input as +ve 2030-31: 0.739; Gains in Water Available For Use / Savings in Demand under the selected programme (Ml/d) input as +ve 2031-32: 0.659; Gains in Water Available For Use / Savings in Demand under the selected programme (Ml/d) input as +ve 2032-33: 1.069; Gains in Water Available For Use / Savings in Demand under the selected programme (Ml/d) input as +ve 2033-34: 1.009; Gains in Water Available For Use / Savings in Demand under the selected programme (Ml/d) input as +ve 2034-35: 0.979; Gains in Water Available For Use / Savings in Demand under the selected programme (Ml/d) input as +ve 2035-36: 0.809; Gains in Water Available For Use / Savings in Demand under the selected programme (Ml/d) input as +ve 2036-37: 1.359; Gains in Water Available For Use / Savings in Demand under the selected programme (Ml/d) input as +ve 2037-38: 1.159; Gains in Water Available For Use / Savings in Demand under the selected programme (Ml/d) input as +ve 2038-39: 1.109; Gains in Water Available For Use / Savings in Demand under the selected programme (Ml/d) input as +ve 2039-40: 1.039; Gains in Water Available For Use / Savings in Demand under the selected programme (Ml/d) input as +ve 2040-41: 1.009; Gains in Water Available For Use / Savings in Demand under the selected programme (Ml/d) input as +ve 2041-42: 0.969; Gains in Water Available For Use / Savings in Demand under the selected programme (Ml/d) input as +ve 2042-43: 0.839; Gains in Water Available For Use / Savings in Demand under the selected programme (Ml/d) input as +ve 2043-44: 0.799; Gains in Water Available For Use / Savings in Demand under the selected programme (Ml/d) input as +ve 2044-45: 0.779; Gains in Water Available For Use / Savings in Demand under the selected programme (Ml/d) input as +ve 2045-46: 0.689; Gains in Water Available For Use / Savings in Demand under the selected programme (Ml/d) input as +ve 2046-47: 0.669; Gains in Water Available For Use / Savings in Demand under the selected programme (Ml/d) input as +ve 2047-48: 0.619; Gains in Water Available For Use / Savings in Demand under the selected programme (Ml/d) input as +ve 2048-49: 0.619; Gains in Water Available For Use / Savings in Demand under the selected programme (Ml/d) input as +ve 2049-50: 0.599
52cA | Norfolk East Harling to Norfolk Harleston potable transfer (5 Ml/d) | NHL4 | Internal potable transfer | Distribution Options | N | Ofwat Core | AWSNHL | Ml/d | 2 | Gains in Water Available For Use / Savings in Demand under the selected programme (Ml/d) input as +ve 2025-26: 0; Gains in Water Available For Use / Savings in Demand under the selected programme (Ml/d) input as +ve 2026-27: 0; Gains in Water Available For Use / Savings in Demand under the selected programme (Ml/d) input as +ve 2027-28: 0; Gains in Water Available For Use / Savings in Demand under the selected programme (Ml/d) input as +ve 2028-29: 0; Gains in Water Available For Use / Savings in Demand under the selected programme (Ml/d) input as +ve 2029-30: 0; Gains in Water Available For Use / Savings in Demand under the selected programme (Ml/d) input as +ve 2030-31: 0.74; Gains in Water Available For Use / Savings in Demand under the selected programme (Ml/d) input as +ve 2031-32: 0.66; Gains in Water Available For Use / Savings in Demand under the selected programme (Ml/d) input as +ve 2032-33: 1.07; Gains in Water Available For Use / Savings in Demand under the selected programme (Ml/d) input as +ve 2033-34: 1.01; Gains in Water Available For Use / Savings in Demand under the selected programme (Ml/d) input as +ve 2034-35: 0.98; Gains in Water Available For Use / Savings in Demand under the selected programme (Ml/d) input as +ve 2035-36: 0.81; Gains in Water Available For Use / Savings in Demand under the selected programme (Ml/d) input as +ve 2036-37: 1.36; Gains in Water Available For Use / Savings in Demand under the selected programme (Ml/d) input as +ve 2037-38: 1.16; Gains in Water Available For Use / Savings in Demand under the selected programme (Ml/d) input as +ve 2038-39: 1.11; Gains in Water Available For Use / Savings in Demand under the selected programme (Ml/d) input as +ve 2039-40: 1.04; Gains in Water Available For Use / Savings in Demand under the selected programme (Ml/d) input as +ve 2040-41: 1.01; Gains in Water Available For Use / Savings in Demand under the selected programme (Ml/d) input as +ve 2041-42: 0.97; Gains in Water Available For Use / Savings in Demand under the selected programme (Ml/d) input as +ve 2042-43: 0.84; Gains in Water Available For Use / Savings in Demand under the selected programme (Ml/d) input as +ve 2043-44: 0.8; Gains in Water Available For Use / Savings in Demand under the selected programme (Ml/d) input as +ve 2044-45: 0.78; Gains in Water Available For Use / Savings in Demand under the selected programme (Ml/d) input as +ve 2045-46: 0.69; Gains in Water Available For Use / Savings in Demand under the selected programme (Ml/d) input as +ve 2046-47: 0.67; Gains in Water Available For Use / Savings in Demand under the selected programme (Ml/d) input as +ve 2047-48: 0.62; Gains in Water Available For Use / Savings in Demand under the selected programme (Ml/d) input as +ve 2048-49: 0.62; Gains in Water Available For Use / Savings in Demand under the selected programme (Ml/d) input as +ve 2049-50: 0.6
52cA | Adjustment to existing potable water import | EI10 | Internal potable transfer | Distribution Options | N | Least Cost | AWSNHL | Ml/d | 2 | Gains in Water Available For Use / Savings in Demand under the selected programme (Ml/d) input as +ve 2025-26: 0.779; Gains in Water Available For Use / Savings in Demand under the selected programme (Ml/d) input as +ve 2026-27: 0.74; Gains in Water Available For Use / Savings in Demand under the selected programme (Ml/d) input as +ve 2027-28: 0.699; Gains in Water Available For Use / Savings in Demand under the selected programme (Ml/d) input as +ve 2028-29: 0.529; Gains in Water Available For Use / Savings in Demand under the selected programme (Ml/d) input as +ve 2029-30: 0.329; Gains in Water Available For Use / Savings in Demand under the selected programme (Ml/d) input as +ve 2030-31: 0.739; Gains in Water Available For Use / Savings in Demand under the selected programme (Ml/d) input as +ve 2031-32: 0.659; Gains in Water Available For Use / Savings in Demand under the selected programme (Ml/d) input as +ve 2032-33: 1.069; Gains in Water Available For Use / Savings in Demand under the selected programme (Ml/d) input as +ve 2033-34: 1.009; Gains in Water Available For Use / Savings in Demand under the selected programme (Ml/d) input as +ve 2034-35: 0.979; Gains in Water Available For Use / Savings in Demand under the selected programme (Ml/d) input as +ve 2035-36: 0.809; Gains in Water Available For Use / Savings in Demand under the selected programme (Ml/d) input as +ve 2036-37: 1.359; Gains in Water Available For Use / Savings in Demand under the selected programme (Ml/d) input as +ve 2037-38: 1.159; Gains in Water Available For Use / Savings in Demand under the selected programme (Ml/d) input as +ve 2038-39: 1.109; Gains in Water Available For Use / Savings in Demand under the selected programme (Ml/d) input as +ve 2039-40: 1.039; Gains in Water Available For Use / Savings in Demand under the selected programme (Ml/d) input as +ve 2040-41: 1.009; Gains in Water Available For Use / Savings in Demand under the selected programme (Ml/d) input as +ve 2041-42: 0.969; Gains in Water Available For Use / Savings in Demand under the selected programme (Ml/d) input as +ve 2042-43: 0.839; Gains in Water Available For Use / Savings in Demand under the selected programme (Ml/d) input as +ve 2043-44: 0.799; Gains in Water Available For Use / Savings in Demand under the selected programme (Ml/d) input as +ve 2044-45: 0.779; Gains in Water Available For Use / Savings in Demand under the selected programme (Ml/d) input as +ve 2045-46: 0.689; Gains in Water Available For Use / Savings in Demand under the selected programme (Ml/d) input as +ve 2046-47: 0.669; Gains in Water Available For Use / Savings in Demand under the selected programme (Ml/d) input as +ve 2047-48: 0.619; Gains in Water Available For Use / Savings in Demand under the selected programme (Ml/d) input as +ve 2048-49: 0.619; Gains in Water Available For Use / Savings in Demand under the selected programme (Ml/d) input as +ve 2049-50: 0.599
52cA | Norfolk East Harling to Norfolk Harleston potable transfer (5 Ml/d) | NHL4 | Internal potable transfer | Distribution Options | N | Least Cost | AWSNHL | Ml/d | 2 | Gains in Water Available For Use / Savings in Demand under the selected programme (Ml/d) input as +ve 2025-26: 0; Gains in Water Available For Use / Savings in Demand under the selected programme (Ml/d) input as +ve 2026-27: 0; Gains in Water Available For Use / Savings in Demand under the selected programme (Ml/d) input as +ve 2027-28: 0; Gains in Water Available For Use / Savings in Demand under the selected programme (Ml/d) input as +ve 2028-29: 0; Gains in Water Available For Use / Savings in Demand under the selected programme (Ml/d) input as +ve 2029-30: 0; Gains in Water Available For Use / Savings in Demand under the selected programme (Ml/d) input as +ve 2030-31: 0.74; Gains in Water Available For Use / Savings in Demand under the selected programme (Ml/d) input as +ve 2031-32: 0.66; Gains in Water Available For Use / Savings in Demand under the selected programme (Ml/d) input as +ve 2032-33: 1.07; Gains in Water Available For Use / Savings in Demand under the selected programme (Ml/d) input as +ve 2033-34: 1.01; Gains in Water Available For Use / Savings in Demand under the selected programme (Ml/d) input as +ve 2034-35: 0.98; Gains in Water Available For Use / Savings in Demand under the selected programme (Ml/d) input as +ve 2035-36: 0.81; Gains in Water Available For Use / Savings in Demand under the selected programme (Ml/d) input as +ve 2036-37: 1.36; Gains in Water Available For Use / Savings in Demand under the selected programme (Ml/d) input as +ve 2037-38: 1.16; Gains in Water Available For Use / Savings in Demand under the selected programme (Ml/d) input as +ve 2038-39: 1.11; Gains in Water Available For Use / Savings in Demand under the selected programme (Ml/d) input as +ve 2039-40: 1.04; Gains in Water Available For Use / Savings in Demand under the selected programme (Ml/d) input as +ve 2040-41: 1.01; Gains in Water Available For Use / Savings in Demand under the selected programme (Ml/d) input as +ve 2041-42: 0.97; Gains in Water Available For Use / Savings in Demand under the selected programme (Ml/d) input as +ve 2042-43: 0.84; Gains in Water Available For Use / Savings in Demand under the selected programme (Ml/d) input as +ve 2043-44: 0.8; Gains in Water Available For Use / Savings in Demand under the selected programme (Ml/d) input as +ve 2044-45: 0.78; Gains in Water Available For Use / Savings in Demand under the selected programme (Ml/d) input as +ve 2045-46: 0.69; Gains in Water Available For Use / Savings in Demand under the selected programme (Ml/d) input as +ve 2046-47: 0.67; Gains in Water Available For Use / Savings in Demand under the selected programme (Ml/d) input as +ve 2047-48: 0.62; Gains in Water Available For Use / Savings in Demand under the selected programme (Ml/d) input as +ve 2048-49: 0.62; Gains in Water Available For Use / Savings in Demand under the selected programme (Ml/d) input as +ve 2049-50: 0.6
52cP | Adjustment to existing potable water import | EI10 | Internal potable transfer | Distribution Options | N | Preferred | AWSNHL | Ml/d | 2 | Gains in Water Available For Use / Savings in Demand under the selected programme (Ml/d) input as +ve 2025-26: 0.779; Gains in Water Available For Use / Savings in Demand under the selected programme (Ml/d) input as +ve 2026-27: 0.74; Gains in Water Available For Use / Savings in Demand under the selected programme (Ml/d) input as +ve 2027-28: 0.699; Gains in Water Available For Use / Savings in Demand under the selected programme (Ml/d) input as +ve 2028-29: 0.529; Gains in Water Available For Use / Savings in Demand under the selected programme (Ml/d) input as +ve 2029-30: 0.329; Gains in Water Available For Use / Savings in Demand under the selected programme (Ml/d) input as +ve 2030-31: 0.739; Gains in Water Available For Use / Savings in Demand under the selected programme (Ml/d) input as +ve 2031-32: 0.659; Gains in Water Available For Use / Savings in Demand under the selected programme (Ml/d) input as +ve 2032-33: 1.069; Gains in Water Available For Use / Savings in Demand under the selected programme (Ml/d) input as +ve 2033-34: 1.009; Gains in Water Available For Use / Savings in Demand under the selected programme (Ml/d) input as +ve 2034-35: 0.979; Gains in Water Available For Use / Savings in Demand under the selected programme (Ml/d) input as +ve 2035-36: 0.809; Gains in Water Available For Use / Savings in Demand under the selected programme (Ml/d) input as +ve 2036-37: 1.359; Gains in Water Available For Use / Savings in Demand under the selected programme (Ml/d) input as +ve 2037-38: 1.159; Gains in Water Available For Use / Savings in Demand under the selected programme (Ml/d) input as +ve 2038-39: 1.109; Gains in Water Available For Use / Savings in Demand under the selected programme (Ml/d) input as +ve 2039-40: 1.039; Gains in Water Available For Use / Savings in Demand under the selected programme (Ml/d) input as +ve 2040-41: 1.009; Gains in Water Available For Use / Savings in Demand under the selected programme (Ml/d) input as +ve 2041-42: 0.969; Gains in Water Available For Use / Savings in Demand under the selected programme (Ml/d) input as +ve 2042-43: 0.839; Gains in Water Available For Use / Savings in Demand under the selected programme (Ml/d) input as +ve 2043-44: 0.799; Gains in Water Available For Use / Savings in Demand under the selected programme (Ml/d) input as +ve 2044-45: 0.779; Gains in Water Available For Use / Savings in Demand under the selected programme (Ml/d) input as +ve 2045-46: 0.689; Gains in Water Available For Use / Savings in Demand under the selected programme (Ml/d) input as +ve 2046-47: 0.669; Gains in Water Available For Use / Savings in Demand under the selected programme (Ml/d) input as +ve 2047-48: 0.619; Gains in Water Available For Use / Savings in Demand under the selected programme (Ml/d) input as +ve 2048-49: 0.619; Gains in Water Available For Use / Savings in Demand under the selected programme (Ml/d) input as +ve 2049-50: 0.599
52cP | Norfolk East Harling to Norfolk Harleston potable transfer (5 Ml/d) | NHL4 | Internal potable transfer | Distribution Options | N | Preferred | AWSNHL | Ml/d | 2 | Gains in Water Available For Use / Savings in Demand under the selected programme (Ml/d) input as +ve 2025-26: 0; Gains in Water Available For Use / Savings in Demand under the selected programme (Ml/d) input as +ve 2026-27: 0; Gains in Water Available For Use / Savings in Demand under the selected programme (Ml/d) input as +ve 2027-28: 0; Gains in Water Available For Use / Savings in Demand under the selected programme (Ml/d) input as +ve 2028-29: 0; Gains in Water Available For Use / Savings in Demand under the selected programme (Ml/d) input as +ve 2029-30: 0; Gains in Water Available For Use / Savings in Demand under the selected programme (Ml/d) input as +ve 2030-31: 0.74; Gains in Water Available For Use / Savings in Demand under the selected programme (Ml/d) input as +ve 2031-32: 0.66; Gains in Water Available For Use / Savings in Demand under the selected programme (Ml/d) input as +ve 2032-33: 1.07; Gains in Water Available For Use / Savings in Demand under the selected programme (Ml/d) input as +ve 2033-34: 1.01; Gains in Water Available For Use / Savings in Demand under the selected programme (Ml/d) input as +ve 2034-35: 0.98; Gains in Water Available For Use / Savings in Demand under the selected programme (Ml/d) input as +ve 2035-36: 0.81; Gains in Water Available For Use / Savings in Demand under the selected programme (Ml/d) input as +ve 2036-37: 1.36; Gains in Water Available For Use / Savings in Demand under the selected programme (Ml/d) input as +ve 2037-38: 1.16; Gains in Water Available For Use / Savings in Demand under the selected programme (Ml/d) input as +ve 2038-39: 1.11; Gains in Water Available For Use / Savings in Demand under the selected programme (Ml/d) input as +ve 2039-40: 1.04; Gains in Water Available For Use / Savings in Demand under the selected programme (Ml/d) input as +ve 2040-41: 1.01; Gains in Water Available For Use / Savings in Demand under the selected programme (Ml/d) input as +ve 2041-42: 0.97; Gains in Water Available For Use / Savings in Demand under the selected programme (Ml/d) input as +ve 2042-43: 0.84; Gains in Water Available For Use / Savings in Demand under the selected programme (Ml/d) input as +ve 2043-44: 0.8; Gains in Water Available For Use / Savings in Demand under the selected programme (Ml/d) input as +ve 2044-45: 0.78; Gains in Water Available For Use / Savings in Demand under the selected programme (Ml/d) input as +ve 2045-46: 0.69; Gains in Water Available For Use / Savings in Demand under the selected programme (Ml/d) input as +ve 2046-47: 0.67; Gains in Water Available For Use / Savings in Demand under the selected programme (Ml/d) input as +ve 2047-48: 0.62; Gains in Water Available For Use / Savings in Demand under the selected programme (Ml/d) input as +ve 2048-49: 0.62; Gains in Water Available For Use / Savings in Demand under the selected programme (Ml/d) input as +ve 2049-50: 0.6
51cF | CC Mains Replacement.AWSNHL | CC Mains Replacement.AWSNHL | Mains replacement (not trunk mains) | Distribution Options | N | Least Cost | AWSNHL | Ml/d | 2 | 0 | 0 | 0 | 0 | 0 | 0 | 0.00085755 | 0.0017151 | 0.0025727 | 0.0034302 | 0.0042878 | 0.0051453 | 0.0060029 | 0.0068604 | 0.007718 | 0.0085755 | 0.0094331 | 0.010291 | 0.011148 | 0.012006 | 0.012863 | 0.013721 | 0.014578 | 0.015436 | 0.016294 | 0.017151 | 0.018009 | 0.018866 | 0.019724 | 0.020581 | 0.021439 | 0.022296 | 0.023154 | 0.024012 | 0.024869 | 0.025727 | 0.026584 | 0.027442 | 0.028299 | 0.029157 | 0.030014 | 0.030872 | 0.031729 | 0.032587 | 0.033445 | 0.034302 | 0.03516 | 0.036017 | 0.036875 | 0.037732 | 0.03859 | 0.039447 | 0.040305 | 0.041163 | 0.04202 | 0.042878 | 0.043735 | 0.044593 | 0.04545 | 0.046308 | 0.047165 | 0.048023 | 0.048881 | 0.049738 | 0.050596 | 0.051453 | 0.052311 | 0.053168 | 0.054026 | 0.054883 | 0.055741 | 0.056599 | 0.057456 | 0.058314 | 0.059171 | 0.060029 | 0.060886 | 0.061744 | 0.062601 | 0.063459 | 0.064317
51cF | CC Mains Replacement.AWSNHL | CC Mains Replacement.AWSNHL | Mains replacement (not trunk mains) | Distribution Options | N | Ofwat Core | AWSNHL | Ml/d | 2 | 0 | 0 | 0 | 0 | 0 | 0 | 0.00085755 | 0.0017151 | 0.0025727 | 0.0034302 | 0.0042878 | 0.0051453 | 0.0060029 | 0.0068604 | 0.007718 | 0.0085755 | 0.0094331 | 0.010291 | 0.011148 | 0.012006 | 0.012863 | 0.013721 | 0.014578 | 0.015436 | 0.016294 | 0.017151 | 0.018009 | 0.018866 | 0.019724 | 0.020581 | 0.021439 | 0.022296 | 0.023154 | 0.024012 | 0.024869 | 0.025727 | 0.026584 | 0.027442 | 0.028299 | 0.029157 | 0.030014 | 0.030872 | 0.031729 | 0.032587 | 0.033445 | 0.034302 | 0.03516 | 0.036017 | 0.036875 | 0.037732 | 0.03859 | 0.039447 | 0.040305 | 0.041163 | 0.04202 | 0.042878 | 0.043735 | 0.044593 | 0.04545 | 0.046308 | 0.047165 | 0.048023 | 0.048881 | 0.049738 | 0.050596 | 0.051453 | 0.052311 | 0.053168 | 0.054026 | 0.054883 | 0.055741 | 0.056599 | 0.057456 | 0.058314 | 0.059171 | 0.060029 | 0.060886 | 0.061744 | 0.062601 | 0.063459 | 0.064317
51cP | CC Mains Replacement.AWSNHL | CC Mains Replacement.AWSNHL | Mains replacement (not trunk mains) | Distribution Options | N | Preferred | AWSNHL | Ml/d | 2 | 0 | 0 | 0 | 0 | 0 | 0 | 0.00085755 | 0.0017151 | 0.0025727 | 0.0034302 | 0.0042878 | 0.0051453 | 0.0060029 | 0.0068604 | 0.007718 | 0.0085755 | 0.0094331 | 0.010291 | 0.011148 | 0.012006 | 0.012863 | 0.013721 | 0.014578 | 0.015436 | 0.016294 | 0.017151 | 0.018009 | 0.018866 | 0.019724 | 0.020581 | 0.021439 | 0.022296 | 0.023154 | 0.024012 | 0.024869 | 0.025727 | 0.026584 | 0.027442 | 0.028299 | 0.029157 | 0.030014 | 0.030872 | 0.031729 | 0.032587 | 0.033445 | 0.034302 | 0.03516 | 0.036017 | 0.036875 | 0.037732 | 0.03859 | 0.039447 | 0.040305 | 0.041163 | 0.04202 | 0.042878 | 0.043735 | 0.044593 | 0.04545 | 0.046308 | 0.047165 | 0.048023 | 0.048881 | 0.049738 | 0.050596 | 0.051453 | 0.052311 | 0.053168 | 0.054026 | 0.054883 | 0.055741 | 0.056599 | 0.057456 | 0.058314 | 0.059171 | 0.060029 | 0.060886 | 0.061744 | 0.062601 | 0.063459 | 0.064317
51dF | 1a WRMP24. Smart Showers.AWSNNC | WEF 1a.AWSNNC | Retrofitting indoor water efficiency devices | Customer Options | N | Least Cost | AWSNNC | Ml/d | 2 | Gains in Water Available For Use / Savings in Demand under the selected programme (Ml/d) input as +ve 2019-20: 0; Gains in Water Available For Use / Savings in Demand under the selected programme (Ml/d) input as +ve 2020-21: 0; Gains in Water Available For Use / Savings in Demand under the selected programme (Ml/d) input as +ve 2021-22: 0; Gains in Water Available For Use / Savings in Demand under the selected programme (Ml/d) input as +ve 2022-23: 0; Gains in Water Available For Use / Savings in Demand under the selected programme (Ml/d) input as +ve 2023-24: 0; Gains in Water Available For Use / Savings in Demand under the selected programme (Ml/d) input as +ve 2024-25: 0; Gains in Water Available For Use / Savings in Demand under the selected programme (Ml/d) input as +ve 2025-26: 0; Gains in Water Available For Use / Savings in Demand under the selected programme (Ml/d) input as +ve 2026-27: 0; Gains in Water Available For Use / Savings in Demand under the selected programme (Ml/d) input as +ve 2027-28: 0.0027505; Gains in Water Available For Use / Savings in Demand under the selected programme (Ml/d) input as +ve 2028-29: 0.0078391; Gains in Water Available For Use / Savings in Demand under the selected programme (Ml/d) input as +ve 2029-30: 0.012512; Gains in Water Available For Use / Savings in Demand under the selected programme (Ml/d) input as +ve 2030-31: 0.017185; Gains in Water Available For Use / Savings in Demand under the selected programme (Ml/d) input as +ve 2031-32: 0.021855; Gains in Water Available For Use / Savings in Demand under the selected programme (Ml/d) input as +ve 2032-33: 0.024437; Gains in Water Available For Use / Savings in Demand under the selected programme (Ml/d) input as +ve 2033-34: 0.025247; Gains in Water Available For Use / Savings in Demand under the selected programme (Ml/d) input as +ve 2034-35: 0.026376; Gains in Water Available For Use / Savings in Demand under the selected programme (Ml/d) input as +ve 2035-36: 0.027508; Gains in Water Available For Use / Savings in Demand under the selected programme (Ml/d) input as +ve 2036-37: 0.028649; Gains in Water Available For Use / Savings in Demand under the selected programme (Ml/d) input as +ve 2037-38: 0.029799; Gains in Water Available For Use / Savings in Demand under the selected programme (Ml/d) input as +ve 2038-39: 0.030953; Gains in Water Available For Use / Savings in Demand under the selected programme (Ml/d) input as +ve 2039-40: 0.032107; Gains in Water Available For Use / Savings in Demand under the selected programme (Ml/d) input as +ve 2040-41: 0.033262; Gains in Water Available For Use / Savings in Demand under the selected programme (Ml/d) input as +ve 2041-42: 0.034412; Gains in Water Available For Use / Savings in Demand under the selected programme (Ml/d) input as +ve 2042-43: 0.035559; Gains in Water Available For Use / Savings in Demand under the selected programme (Ml/d) input as +ve 2043-44: 0.036702; Gains in Water Available For Use / Savings in Demand under the selected programme (Ml/d) input as +ve 2044-45: 0.037839; Gains in Water Available For Use / Savings in Demand under the selected programme (Ml/d) input as +ve 2045-46: 0.038965; Gains in Water Available For Use / Savings in Demand under the selected programme (Ml/d) input as +ve 2046-47: 0.040081; Gains in Water Available For Use / Savings in Demand under the selected programme (Ml/d) input as +ve 2047-48: 0.041186; Gains in Water Available For Use / Savings in Demand under the selected programme (Ml/d) input as +ve 2048-49: 0.042281; Gains in Water Available For Use / Savings in Demand under the selected programme (Ml/d) input as +ve 2049-50: 0.043368
51dF | 1a WRMP24. Smart Showers.AWSNNC | WEF 1a.AWSNNC | Retrofitting indoor water efficiency devices | Customer Options | N | Ofwat Core | AWSNNC | Ml/d | 2 | Gains in Water Available For Use / Savings in Demand under the selected programme (Ml/d) input as +ve 2019-20: 0; Gains in Water Available For Use / Savings in Demand under the selected programme (Ml/d) input as +ve 2020-21: 0; Gains in Water Available For Use / Savings in Demand under the selected programme (Ml/d) input as +ve 2021-22: 0; Gains in Water Available For Use / Savings in Demand under the selected programme (Ml/d) input as +ve 2022-23: 0; Gains in Water Available For Use / Savings in Demand under the selected programme (Ml/d) input as +ve 2023-24: 0; Gains in Water Available For Use / Savings in Demand under the selected programme (Ml/d) input as +ve 2024-25: 0; Gains in Water Available For Use / Savings in Demand under the selected programme (Ml/d) input as +ve 2025-26: 0; Gains in Water Available For Use / Savings in Demand under the selected programme (Ml/d) input as +ve 2026-27: 0; Gains in Water Available For Use / Savings in Demand under the selected programme (Ml/d) input as +ve 2027-28: 0.0027505; Gains in Water Available For Use / Savings in Demand under the selected programme (Ml/d) input as +ve 2028-29: 0.0078391; Gains in Water Available For Use / Savings in Demand under the selected programme (Ml/d) input as +ve 2029-30: 0.012512; Gains in Water Available For Use / Savings in Demand under the selected programme (Ml/d) input as +ve 2030-31: 0.017185; Gains in Water Available For Use / Savings in Demand under the selected programme (Ml/d) input as +ve 2031-32: 0.021855; Gains in Water Available For Use / Savings in Demand under the selected programme (Ml/d) input as +ve 2032-33: 0.024437; Gains in Water Available For Use / Savings in Demand under the selected programme (Ml/d) input as +ve 2033-34: 0.025247; Gains in Water Available For Use / Savings in Demand under the selected programme (Ml/d) input as +ve 2034-35: 0.026376; Gains in Water Available For Use / Savings in Demand under the selected programme (Ml/d) input as +ve 2035-36: 0.027508; Gains in Water Available For Use / Savings in Demand under the selected programme (Ml/d) input as +ve 2036-37: 0.028649; Gains in Water Available For Use / Savings in Demand under the selected programme (Ml/d) input as +ve 2037-38: 0.029799; Gains in Water Available For Use / Savings in Demand under the selected programme (Ml/d) input as +ve 2038-39: 0.030953; Gains in Water Available For Use / Savings in Demand under the selected programme (Ml/d) input as +ve 2039-40: 0.032107; Gains in Water Available For Use / Savings in Demand under the selected programme (Ml/d) input as +ve 2040-41: 0.033262; Gains in Water Available For Use / Savings in Demand under the selected programme (Ml/d) input as +ve 2041-42: 0.034412; Gains in Water Available For Use / Savings in Demand under the selected programme (Ml/d) input as +ve 2042-43: 0.035559; Gains in Water Available For Use / Savings in Demand under the selected programme (Ml/d) input as +ve 2043-44: 0.036702; Gains in Water Available For Use / Savings in Demand under the selected programme (Ml/d) input as +ve 2044-45: 0.037839; Gains in Water Available For Use / Savings in Demand under the selected programme (Ml/d) input as +ve 2045-46: 0.038965; Gains in Water Available For Use / Savings in Demand under the selected programme (Ml/d) input as +ve 2046-47: 0.040081; Gains in Water Available For Use / Savings in Demand under the selected programme (Ml/d) input as +ve 2047-48: 0.041186; Gains in Water Available For Use / Savings in Demand under the selected programme (Ml/d) input as +ve 2048-49: 0.042281; Gains in Water Available For Use / Savings in Demand under the selected programme (Ml/d) input as +ve 2049-50: 0.043368
51dP | 1a WRMP24. Smart Showers.AWSNNC | WEF 1a.AWSNNC | Retrofitting indoor water efficiency devices | Customer Options | N | Preferred | AWSNNC | Ml/d | 2 | Gains in Water Available For Use / Savings in Demand under the selected programme (Ml/d) input as +ve 2019-20: 0; Gains in Water Available For Use / Savings in Demand under the selected programme (Ml/d) input as +ve 2020-21: 0; Gains in Water Available For Use / Savings in Demand under the selected programme (Ml/d) input as +ve 2021-22: 0; Gains in Water Available For Use / Savings in Demand under the selected programme (Ml/d) input as +ve 2022-23: 0; Gains in Water Available For Use / Savings in Demand under the selected programme (Ml/d) input as +ve 2023-24: 0; Gains in Water Available For Use / Savings in Demand under the selected programme (Ml/d) input as +ve 2024-25: 0; Gains in Water Available For Use / Savings in Demand under the selected programme (Ml/d) input as +ve 2025-26: 0; Gains in Water Available For Use / Savings in Demand under the selected programme (Ml/d) input as +ve 2026-27: 0; Gains in Water Available For Use / Savings in Demand under the selected programme (Ml/d) input as +ve 2027-28: 0.0027505; Gains in Water Available For Use / Savings in Demand under the selected programme (Ml/d) input as +ve 2028-29: 0.0078391; Gains in Water Available For Use / Savings in Demand under the selected programme (Ml/d) input as +ve 2029-30: 0.012512; Gains in Water Available For Use / Savings in Demand under the selected programme (Ml/d) input as +ve 2030-31: 0.017185; Gains in Water Available For Use / Savings in Demand under the selected programme (Ml/d) input as +ve 2031-32: 0.021855; Gains in Water Available For Use / Savings in Demand under the selected programme (Ml/d) input as +ve 2032-33: 0.024437; Gains in Water Available For Use / Savings in Demand under the selected programme (Ml/d) input as +ve 2033-34: 0.025247; Gains in Water Available For Use / Savings in Demand under the selected programme (Ml/d) input as +ve 2034-35: 0.026376; Gains in Water Available For Use / Savings in Demand under the selected programme (Ml/d) input as +ve 2035-36: 0.027508; Gains in Water Available For Use / Savings in Demand under the selected programme (Ml/d) input as +ve 2036-37: 0.028649; Gains in Water Available For Use / Savings in Demand under the selected programme (Ml/d) input as +ve 2037-38: 0.029799; Gains in Water Available For Use / Savings in Demand under the selected programme (Ml/d) input as +ve 2038-39: 0.030953; Gains in Water Available For Use / Savings in Demand under the selected programme (Ml/d) input as +ve 2039-40: 0.032107; Gains in Water Available For Use / Savings in Demand under the selected programme (Ml/d) input as +ve 2040-41: 0.033262; Gains in Water Available For Use / Savings in Demand under the selected programme (Ml/d) input as +ve 2041-42: 0.034412; Gains in Water Available For Use / Savings in Demand under the selected programme (Ml/d) input as +ve 2042-43: 0.035559; Gains in Water Available For Use / Savings in Demand under the selected programme (Ml/d) input as +ve 2043-44: 0.036702; Gains in Water Available For Use / Savings in Demand under the selected programme (Ml/d) input as +ve 2044-45: 0.037839; Gains in Water Available For Use / Savings in Demand under the selected programme (Ml/d) input as +ve 2045-46: 0.038965; Gains in Water Available For Use / Savings in Demand under the selected programme (Ml/d) input as +ve 2046-47: 0.040081; Gains in Water Available For Use / Savings in Demand under the selected programme (Ml/d) input as +ve 2047-48: 0.041186; Gains in Water Available For Use / Savings in Demand under the selected programme (Ml/d) input as +ve 2048-49: 0.042281; Gains in Water Available For Use / Savings in Demand under the selected programme (Ml/d) input as +ve 2049-50: 0.043368
51dF | 2c WRMP24. Garden Advice.AWSNNC | WEF 2c.AWSNNC | Water efficiency customer education / awareness | Customer Options | N | Least Cost | AWSNNC | Ml/d | 2 | Gains in Water Available For Use / Savings in Demand under the selected programme (Ml/d) input as +ve 2019-20: 0; Gains in Water Available For Use / Savings in Demand under the selected programme (Ml/d) input as +ve 2020-21: 0; Gains in Water Available For Use / Savings in Demand under the selected programme (Ml/d) input as +ve 2021-22: 0; Gains in Water Available For Use / Savings in Demand under the selected programme (Ml/d) input as +ve 2022-23: 0; Gains in Water Available For Use / Savings in Demand under the selected programme (Ml/d) input as +ve 2023-24: 0; Gains in Water Available For Use / Savings in Demand under the selected programme (Ml/d) input as +ve 2024-25: 0; Gains in Water Available For Use / Savings in Demand under the selected programme (Ml/d) input as +ve 2025-26: 0.001045; Gains in Water Available For Use / Savings in Demand under the selected programme (Ml/d) input as +ve 2026-27: 0.0020954; Gains in Water Available For Use / Savings in Demand under the selected programme (Ml/d) input as +ve 2027-28: 0.0031465; Gains in Water Available For Use / Savings in Demand under the selected programme (Ml/d) input as +ve 2028-29: 0.0041963; Gains in Water Available For Use / Savings in Demand under the selected programme (Ml/d) input as +ve 2029-30: 0.0052458; Gains in Water Available For Use / Savings in Demand under the selected programme (Ml/d) input as +ve 2030-31: 0.0062955; Gains in Water Available For Use / Savings in Demand under the selected programme (Ml/d) input as +ve 2031-32: 0.0073447; Gains in Water Available For Use / Savings in Demand under the selected programme (Ml/d) input as +ve 2032-33: 0.008393; Gains in Water Available For Use / Savings in Demand under the selected programme (Ml/d) input as +ve 2033-34: 0.0094414; Gains in Water Available For Use / Savings in Demand under the selected programme (Ml/d) input as +ve 2034-35: 0.010491; Gains in Water Available For Use / Savings in Demand under the selected programme (Ml/d) input as +ve 2035-36: 0.011541; Gains in Water Available For Use / Savings in Demand under the selected programme (Ml/d) input as +ve 2036-37: 0.012593; Gains in Water Available For Use / Savings in Demand under the selected programme (Ml/d) input as +ve 2037-38: 0.013646; Gains in Water Available For Use / Savings in Demand under the selected programme (Ml/d) input as +ve 2038-39: 0.0147; Gains in Water Available For Use / Savings in Demand under the selected programme (Ml/d) input as +ve 2039-40: 0.015755; Gains in Water Available For Use / Savings in Demand under the selected programme (Ml/d) input as +ve 2040-41: 0.016811; Gains in Water Available For Use / Savings in Demand under the selected programme (Ml/d) input as +ve 2041-42: 0.017867; Gains in Water Available For Use / Savings in Demand under the selected programme (Ml/d) input as +ve 2042-43: 0.018923; Gains in Water Available For Use / Savings in Demand under the selected programme (Ml/d) input as +ve 2043-44: 0.019979; Gains in Water Available For Use / Savings in Demand under the selected programme (Ml/d) input as +ve 2044-45: 0.021035; Gains in Water Available For Use / Savings in Demand under the selected programme (Ml/d) input as +ve 2045-46: 0.022088; Gains in Water Available For Use / Savings in Demand under the selected programme (Ml/d) input as +ve 2046-47: 0.02314; Gains in Water Available For Use / Savings in Demand under the selected programme (Ml/d) input as +ve 2047-48: 0.024189; Gains in Water Available For Use / Savings in Demand under the selected programme (Ml/d) input as +ve 2048-49: 0.025236; Gains in Water Available For Use / Savings in Demand under the selected programme (Ml/d) input as +ve 2049-50: 0.026281
51dF | 2c WRMP24. Garden Advice.AWSNNC | WEF 2c.AWSNNC | Water efficiency customer education / awareness | Customer Options | N | Ofwat Core | AWSNNC | Ml/d | 2 | Gains in Water Available For Use / Savings in Demand under the selected programme (Ml/d) input as +ve 2019-20: 0; Gains in Water Available For Use / Savings in Demand under the selected programme (Ml/d) input as +ve 2020-21: 0; Gains in Water Available For Use / Savings in Demand under the selected programme (Ml/d) input as +ve 2021-22: 0; Gains in Water Available For Use / Savings in Demand under the selected programme (Ml/d) input as +ve 2022-23: 0; Gains in Water Available For Use / Savings in Demand under the selected programme (Ml/d) input as +ve 2023-24: 0; Gains in Water Available For Use / Savings in Demand under the selected programme (Ml/d) input as +ve 2024-25: 0; Gains in Water Available For Use / Savings in Demand under the selected programme (Ml/d) input as +ve 2025-26: 0.001045; Gains in Water Available For Use / Savings in Demand under the selected programme (Ml/d) input as +ve 2026-27: 0.0020954; Gains in Water Available For Use / Savings in Demand under the selected programme (Ml/d) input as +ve 2027-28: 0.0031465; Gains in Water Available For Use / Savings in Demand under the selected programme (Ml/d) input as +ve 2028-29: 0.0041963; Gains in Water Available For Use / Savings in Demand under the selected programme (Ml/d) input as +ve 2029-30: 0.0052458; Gains in Water Available For Use / Savings in Demand under the selected programme (Ml/d) input as +ve 2030-31: 0.0062955; Gains in Water Available For Use / Savings in Demand under the selected programme (Ml/d) input as +ve 2031-32: 0.0073447; Gains in Water Available For Use / Savings in Demand under the selected programme (Ml/d) input as +ve 2032-33: 0.008393; Gains in Water Available For Use / Savings in Demand under the selected programme (Ml/d) input as +ve 2033-34: 0.0094414; Gains in Water Available For Use / Savings in Demand under the selected programme (Ml/d) input as +ve 2034-35: 0.010491; Gains in Water Available For Use / Savings in Demand under the selected programme (Ml/d) input as +ve 2035-36: 0.011541; Gains in Water Available For Use / Savings in Demand under the selected programme (Ml/d) input as +ve 2036-37: 0.012593; Gains in Water Available For Use / Savings in Demand under the selected programme (Ml/d) input as +ve 2037-38: 0.013646; Gains in Water Available For Use / Savings in Demand under the selected programme (Ml/d) input as +ve 2038-39: 0.0147; Gains in Water Available For Use / Savings in Demand under the selected programme (Ml/d) input as +ve 2039-40: 0.015755; Gains in Water Available For Use / Savings in Demand under the selected programme (Ml/d) input as +ve 2040-41: 0.016811; Gains in Water Available For Use / Savings in Demand under the selected programme (Ml/d) input as +ve 2041-42: 0.017867; Gains in Water Available For Use / Savings in Demand under the selected programme (Ml/d) input as +ve 2042-43: 0.018923; Gains in Water Available For Use / Savings in Demand under the selected programme (Ml/d) input as +ve 2043-44: 0.019979; Gains in Water Available For Use / Savings in Demand under the selected programme (Ml/d) input as +ve 2044-45: 0.021035; Gains in Water Available For Use / Savings in Demand under the selected programme (Ml/d) input as +ve 2045-46: 0.022088; Gains in Water Available For Use / Savings in Demand under the selected programme (Ml/d) input as +ve 2046-47: 0.02314; Gains in Water Available For Use / Savings in Demand under the selected programme (Ml/d) input as +ve 2047-48: 0.024189; Gains in Water Available For Use / Savings in Demand under the selected programme (Ml/d) input as +ve 2048-49: 0.025236; Gains in Water Available For Use / Savings in Demand under the selected programme (Ml/d) input as +ve 2049-50: 0.026281
51dP | 2c WRMP24. Garden Advice.AWSNNC | WEF 2c.AWSNNC | Water efficiency customer education / awareness | Customer Options | N | Preferred | AWSNNC | Ml/d | 2 | Gains in Water Available For Use / Savings in Demand under the selected programme (Ml/d) input as +ve 2019-20: 0; Gains in Water Available For Use / Savings in Demand under the selected programme (Ml/d) input as +ve 2020-21: 0; Gains in Water Available For Use / Savings in Demand under the selected programme (Ml/d) input as +ve 2021-22: 0; Gains in Water Available For Use / Savings in Demand under the selected programme (Ml/d) input as +ve 2022-23: 0; Gains in Water Available For Use / Savings in Demand under the selected programme (Ml/d) input as +ve 2023-24: 0; Gains in Water Available For Use / Savings in Demand under the selected programme (Ml/d) input as +ve 2024-25: 0; Gains in Water Available For Use / Savings in Demand under the selected programme (Ml/d) input as +ve 2025-26: 0.001045; Gains in Water Available For Use / Savings in Demand under the selected programme (Ml/d) input as +ve 2026-27: 0.0020954; Gains in Water Available For Use / Savings in Demand under the selected programme (Ml/d) input as +ve 2027-28: 0.0031465; Gains in Water Available For Use / Savings in Demand under the selected programme (Ml/d) input as +ve 2028-29: 0.0041963; Gains in Water Available For Use / Savings in Demand under the selected programme (Ml/d) input as +ve 2029-30: 0.0052458; Gains in Water Available For Use / Savings in Demand under the selected programme (Ml/d) input as +ve 2030-31: 0.0062955; Gains in Water Available For Use / Savings in Demand under the selected programme (Ml/d) input as +ve 2031-32: 0.0073447; Gains in Water Available For Use / Savings in Demand under the selected programme (Ml/d) input as +ve 2032-33: 0.008393; Gains in Water Available For Use / Savings in Demand under the selected programme (Ml/d) input as +ve 2033-34: 0.0094414; Gains in Water Available For Use / Savings in Demand under the selected programme (Ml/d) input as +ve 2034-35: 0.010491; Gains in Water Available For Use / Savings in Demand under the selected programme (Ml/d) input as +ve 2035-36: 0.011541; Gains in Water Available For Use / Savings in Demand under the selected programme (Ml/d) input as +ve 2036-37: 0.012593; Gains in Water Available For Use / Savings in Demand under the selected programme (Ml/d) input as +ve 2037-38: 0.013646; Gains in Water Available For Use / Savings in Demand under the selected programme (Ml/d) input as +ve 2038-39: 0.0147; Gains in Water Available For Use / Savings in Demand under the selected programme (Ml/d) input as +ve 2039-40: 0.015755; Gains in Water Available For Use / Savings in Demand under the selected programme (Ml/d) input as +ve 2040-41: 0.016811; Gains in Water Available For Use / Savings in Demand under the selected programme (Ml/d) input as +ve 2041-42: 0.017867; Gains in Water Available For Use / Savings in Demand under the selected programme (Ml/d) input as +ve 2042-43: 0.018923; Gains in Water Available For Use / Savings in Demand under the selected programme (Ml/d) input as +ve 2043-44: 0.019979; Gains in Water Available For Use / Savings in Demand under the selected programme (Ml/d) input as +ve 2044-45: 0.021035; Gains in Water Available For Use / Savings in Demand under the selected programme (Ml/d) input as +ve 2045-46: 0.022088; Gains in Water Available For Use / Savings in Demand under the selected programme (Ml/d) input as +ve 2046-47: 0.02314; Gains in Water Available For Use / Savings in Demand under the selected programme (Ml/d) input as +ve 2047-48: 0.024189; Gains in Water Available For Use / Savings in Demand under the selected programme (Ml/d) input as +ve 2048-49: 0.025236; Gains in Water Available For Use / Savings in Demand under the selected programme (Ml/d) input as +ve 2049-50: 0.026281
51dF | 3a WRMP24. Community Reward.AWSNNC | WEF 3a.AWSNNC | Water efficiency customer education / awareness | Customer Options | N | Least Cost | AWSNNC | Ml/d | 2 | Gains in Water Available For Use / Savings in Demand under the selected programme (Ml/d) input as +ve 2019-20: 0; Gains in Water Available For Use / Savings in Demand under the selected programme (Ml/d) input as +ve 2020-21: 0; Gains in Water Available For Use / Savings in Demand under the selected programme (Ml/d) input as +ve 2021-22: 0; Gains in Water Available For Use / Savings in Demand under the selected programme (Ml/d) input as +ve 2022-23: 0; Gains in Water Available For Use / Savings in Demand under the selected programme (Ml/d) input as +ve 2023-24: 0; Gains in Water Available For Use / Savings in Demand under the selected programme (Ml/d) input as +ve 2024-25: 0; Gains in Water Available For Use / Savings in Demand under the selected programme (Ml/d) input as +ve 2025-26: 0; Gains in Water Available For Use / Savings in Demand under the selected programme (Ml/d) input as +ve 2026-27: 0; Gains in Water Available For Use / Savings in Demand under the selected programme (Ml/d) input as +ve 2027-28: 0.00072473; Gains in Water Available For Use / Savings in Demand under the selected programme (Ml/d) input as +ve 2028-29: 0.0020231; Gains in Water Available For Use / Savings in Demand under the selected programme (Ml/d) input as +ve 2029-30: 0.0032022; Gains in Water Available For Use / Savings in Demand under the selected programme (Ml/d) input as +ve 2030-31: 0.0043695; Gains in Water Available For Use / Savings in Demand under the selected programme (Ml/d) input as +ve 2031-32: 0.0055254; Gains in Water Available For Use / Savings in Demand under the selected programme (Ml/d) input as +ve 2032-33: 0.0066768; Gains in Water Available For Use / Savings in Demand under the selected programme (Ml/d) input as +ve 2033-34: 0.0078235; Gains in Water Available For Use / Savings in Demand under the selected programme (Ml/d) input as +ve 2034-35: 0.0089668; Gains in Water Available For Use / Savings in Demand under the selected programme (Ml/d) input as +ve 2035-36: 0.010108; Gains in Water Available For Use / Savings in Demand under the selected programme (Ml/d) input as +ve 2036-37: 0.011246; Gains in Water Available For Use / Savings in Demand under the selected programme (Ml/d) input as +ve 2037-38: 0.012382; Gains in Water Available For Use / Savings in Demand under the selected programme (Ml/d) input as +ve 2038-39: 0.013516; Gains in Water Available For Use / Savings in Demand under the selected programme (Ml/d) input as +ve 2039-40: 0.01465; Gains in Water Available For Use / Savings in Demand under the selected programme (Ml/d) input as +ve 2040-41: 0.015783; Gains in Water Available For Use / Savings in Demand under the selected programme (Ml/d) input as +ve 2041-42: 0.016914; Gains in Water Available For Use / Savings in Demand under the selected programme (Ml/d) input as +ve 2042-43: 0.017632; Gains in Water Available For Use / Savings in Demand under the selected programme (Ml/d) input as +ve 2043-44: 0.018041; Gains in Water Available For Use / Savings in Demand under the selected programme (Ml/d) input as +ve 2044-45: 0.018521; Gains in Water Available For Use / Savings in Demand under the selected programme (Ml/d) input as +ve 2045-46: 0.019008; Gains in Water Available For Use / Savings in Demand under the selected programme (Ml/d) input as +ve 2046-47: 0.019502; Gains in Water Available For Use / Savings in Demand under the selected programme (Ml/d) input as +ve 2047-48: 0.019997; Gains in Water Available For Use / Savings in Demand under the selected programme (Ml/d) input as +ve 2048-49: 0.020494; Gains in Water Available For Use / Savings in Demand under the selected programme (Ml/d) input as +ve 2049-50: 0.020991
51dF | 3a WRMP24. Community Reward.AWSNNC | WEF 3a.AWSNNC | Water efficiency customer education / awareness | Customer Options | N | Ofwat Core | AWSNNC | Ml/d | 2 | Gains in Water Available For Use / Savings in Demand under the selected programme (Ml/d) input as +ve 2019-20: 0; Gains in Water Available For Use / Savings in Demand under the selected programme (Ml/d) input as +ve 2020-21: 0; Gains in Water Available For Use / Savings in Demand under the selected programme (Ml/d) input as +ve 2021-22: 0; Gains in Water Available For Use / Savings in Demand under the selected programme (Ml/d) input as +ve 2022-23: 0; Gains in Water Available For Use / Savings in Demand under the selected programme (Ml/d) input as +ve 2023-24: 0; Gains in Water Available For Use / Savings in Demand under the selected programme (Ml/d) input as +ve 2024-25: 0; Gains in Water Available For Use / Savings in Demand under the selected programme (Ml/d) input as +ve 2025-26: 0; Gains in Water Available For Use / Savings in Demand under the selected programme (Ml/d) input as +ve 2026-27: 0; Gains in Water Available For Use / Savings in Demand under the selected programme (Ml/d) input as +ve 2027-28: 0.00072473; Gains in Water Available For Use / Savings in Demand under the selected programme (Ml/d) input as +ve 2028-29: 0.0020231; Gains in Water Available For Use / Savings in Demand under the selected programme (Ml/d) input as +ve 2029-30: 0.0032022; Gains in Water Available For Use / Savings in Demand under the selected programme (Ml/d) input as +ve 2030-31: 0.0043695; Gains in Water Available For Use / Savings in Demand under the selected programme (Ml/d) input as +ve 2031-32: 0.0055254; Gains in Water Available For Use / Savings in Demand under the selected programme (Ml/d) input as +ve 2032-33: 0.0066768; Gains in Water Available For Use / Savings in Demand under the selected programme (Ml/d) input as +ve 2033-34: 0.0078235; Gains in Water Available For Use / Savings in Demand under the selected programme (Ml/d) input as +ve 2034-35: 0.0089668; Gains in Water Available For Use / Savings in Demand under the selected programme (Ml/d) input as +ve 2035-36: 0.010108; Gains in Water Available For Use / Savings in Demand under the selected programme (Ml/d) input as +ve 2036-37: 0.011246; Gains in Water Available For Use / Savings in Demand under the selected programme (Ml/d) input as +ve 2037-38: 0.012382; Gains in Water Available For Use / Savings in Demand under the selected programme (Ml/d) input as +ve 2038-39: 0.013516; Gains in Water Available For Use / Savings in Demand under the selected programme (Ml/d) input as +ve 2039-40: 0.01465; Gains in Water Available For Use / Savings in Demand under the selected programme (Ml/d) input as +ve 2040-41: 0.015783; Gains in Water Available For Use / Savings in Demand under the selected programme (Ml/d) input as +ve 2041-42: 0.016914; Gains in Water Available For Use / Savings in Demand under the selected programme (Ml/d) input as +ve 2042-43: 0.017632; Gains in Water Available For Use / Savings in Demand under the selected programme (Ml/d) input as +ve 2043-44: 0.018041; Gains in Water Available For Use / Savings in Demand under the selected programme (Ml/d) input as +ve 2044-45: 0.018521; Gains in Water Available For Use / Savings in Demand under the selected programme (Ml/d) input as +ve 2045-46: 0.019008; Gains in Water Available For Use / Savings in Demand under the selected programme (Ml/d) input as +ve 2046-47: 0.019502; Gains in Water Available For Use / Savings in Demand under the selected programme (Ml/d) input as +ve 2047-48: 0.019997; Gains in Water Available For Use / Savings in Demand under the selected programme (Ml/d) input as +ve 2048-49: 0.020494; Gains in Water Available For Use / Savings in Demand under the selected programme (Ml/d) input as +ve 2049-50: 0.020991
51dP | 3a WRMP24. Community Reward.AWSNNC | WEF 3a.AWSNNC | Water efficiency customer education / awareness | Customer Options | N | Preferred | AWSNNC | Ml/d | 2 | Gains in Water Available For Use / Savings in Demand under the selected programme (Ml/d) input as +ve 2019-20: 0; Gains in Water Available For Use / Savings in Demand under the selected programme (Ml/d) input as +ve 2020-21: 0; Gains in Water Available For Use / Savings in Demand under the selected programme (Ml/d) input as +ve 2021-22: 0; Gains in Water Available For Use / Savings in Demand under the selected programme (Ml/d) input as +ve 2022-23: 0; Gains in Water Available For Use / Savings in Demand under the selected programme (Ml/d) input as +ve 2023-24: 0; Gains in Water Available For Use / Savings in Demand under the selected programme (Ml/d) input as +ve 2024-25: 0; Gains in Water Available For Use / Savings in Demand under the selected programme (Ml/d) input as +ve 2025-26: 0; Gains in Water Available For Use / Savings in Demand under the selected programme (Ml/d) input as +ve 2026-27: 0; Gains in Water Available For Use / Savings in Demand under the selected programme (Ml/d) input as +ve 2027-28: 0.00072473; Gains in Water Available For Use / Savings in Demand under the selected programme (Ml/d) input as +ve 2028-29: 0.0020231; Gains in Water Available For Use / Savings in Demand under the selected programme (Ml/d) input as +ve 2029-30: 0.0032022; Gains in Water Available For Use / Savings in Demand under the selected programme (Ml/d) input as +ve 2030-31: 0.0043695; Gains in Water Available For Use / Savings in Demand under the selected programme (Ml/d) input as +ve 2031-32: 0.0055254; Gains in Water Available For Use / Savings in Demand under the selected programme (Ml/d) input as +ve 2032-33: 0.0066768; Gains in Water Available For Use / Savings in Demand under the selected programme (Ml/d) input as +ve 2033-34: 0.0078235; Gains in Water Available For Use / Savings in Demand under the selected programme (Ml/d) input as +ve 2034-35: 0.0089668; Gains in Water Available For Use / Savings in Demand under the selected programme (Ml/d) input as +ve 2035-36: 0.010108; Gains in Water Available For Use / Savings in Demand under the selected programme (Ml/d) input as +ve 2036-37: 0.011246; Gains in Water Available For Use / Savings in Demand under the selected programme (Ml/d) input as +ve 2037-38: 0.012382; Gains in Water Available For Use / Savings in Demand under the selected programme (Ml/d) input as +ve 2038-39: 0.013516; Gains in Water Available For Use / Savings in Demand under the selected programme (Ml/d) input as +ve 2039-40: 0.01465; Gains in Water Available For Use / Savings in Demand under the selected programme (Ml/d) input as +ve 2040-41: 0.015783; Gains in Water Available For Use / Savings in Demand under the selected programme (Ml/d) input as +ve 2041-42: 0.016914; Gains in Water Available For Use / Savings in Demand under the selected programme (Ml/d) input as +ve 2042-43: 0.017632; Gains in Water Available For Use / Savings in Demand under the selected programme (Ml/d) input as +ve 2043-44: 0.018041; Gains in Water Available For Use / Savings in Demand under the selected programme (Ml/d) input as +ve 2044-45: 0.018521; Gains in Water Available For Use / Savings in Demand under the selected programme (Ml/d) input as +ve 2045-46: 0.019008; Gains in Water Available For Use / Savings in Demand under the selected programme (Ml/d) input as +ve 2046-47: 0.019502; Gains in Water Available For Use / Savings in Demand under the selected programme (Ml/d) input as +ve 2047-48: 0.019997; Gains in Water Available For Use / Savings in Demand under the selected programme (Ml/d) input as +ve 2048-49: 0.020494; Gains in Water Available For Use / Savings in Demand under the selected programme (Ml/d) input as +ve 2049-50: 0.020991
51dF | 4a WRMP24. PL Uplift - Vulnerable Customers.AWSNNC | WEF 4a.AWSNNC | Other water efficiency | Customer Options | N | Least Cost | AWSNNC | Ml/d | 2 | Gains in Water Available For Use / Savings in Demand under the selected programme (Ml/d) input as +ve 2019-20: 0; Gains in Water Available For Use / Savings in Demand under the selected programme (Ml/d) input as +ve 2020-21: 0; Gains in Water Available For Use / Savings in Demand under the selected programme (Ml/d) input as +ve 2021-22: 0; Gains in Water Available For Use / Savings in Demand under the selected programme (Ml/d) input as +ve 2022-23: 0; Gains in Water Available For Use / Savings in Demand under the selected programme (Ml/d) input as +ve 2023-24: 0; Gains in Water Available For Use / Savings in Demand under the selected programme (Ml/d) input as +ve 2024-25: 0; Gains in Water Available For Use / Savings in Demand under the selected programme (Ml/d) input as +ve 2025-26: 0; Gains in Water Available For Use / Savings in Demand under the selected programme (Ml/d) input as +ve 2026-27: 0; Gains in Water Available For Use / Savings in Demand under the selected programme (Ml/d) input as +ve 2027-28: 0.0038103; Gains in Water Available For Use / Savings in Demand under the selected programme (Ml/d) input as +ve 2028-29: 0.0092148; Gains in Water Available For Use / Savings in Demand under the selected programme (Ml/d) input as +ve 2029-30: 0.0107; Gains in Water Available For Use / Savings in Demand under the selected programme (Ml/d) input as +ve 2030-31: 0.012221; Gains in Water Available For Use / Savings in Demand under the selected programme (Ml/d) input as +ve 2031-32: 0.013771; Gains in Water Available For Use / Savings in Demand under the selected programme (Ml/d) input as +ve 2032-33: 0.013951; Gains in Water Available For Use / Savings in Demand under the selected programme (Ml/d) input as +ve 2033-34: 0.014133; Gains in Water Available For Use / Savings in Demand under the selected programme (Ml/d) input as +ve 2034-35: 0.014319; Gains in Water Available For Use / Savings in Demand under the selected programme (Ml/d) input as +ve 2035-36: 0.014502; Gains in Water Available For Use / Savings in Demand under the selected programme (Ml/d) input as +ve 2036-37: 0.014693; Gains in Water Available For Use / Savings in Demand under the selected programme (Ml/d) input as +ve 2037-38: 0.014877; Gains in Water Available For Use / Savings in Demand under the selected programme (Ml/d) input as +ve 2038-39: 0.015057; Gains in Water Available For Use / Savings in Demand under the selected programme (Ml/d) input as +ve 2039-40: 0.015231; Gains in Water Available For Use / Savings in Demand under the selected programme (Ml/d) input as +ve 2040-41: 0.015401; Gains in Water Available For Use / Savings in Demand under the selected programme (Ml/d) input as +ve 2041-42: 0.015566; Gains in Water Available For Use / Savings in Demand under the selected programme (Ml/d) input as +ve 2042-43: 0.015725; Gains in Water Available For Use / Savings in Demand under the selected programme (Ml/d) input as +ve 2043-44: 0.015879; Gains in Water Available For Use / Savings in Demand under the selected programme (Ml/d) input as +ve 2044-45: 0.016023; Gains in Water Available For Use / Savings in Demand under the selected programme (Ml/d) input as +ve 2045-46: 0.016129; Gains in Water Available For Use / Savings in Demand under the selected programme (Ml/d) input as +ve 2046-47: 0.016231; Gains in Water Available For Use / Savings in Demand under the selected programme (Ml/d) input as +ve 2047-48: 0.01633; Gains in Water Available For Use / Savings in Demand under the selected programme (Ml/d) input as +ve 2048-49: 0.016426; Gains in Water Available For Use / Savings in Demand under the selected programme (Ml/d) input as +ve 2049-50: 0.016514
51dF | 4a WRMP24. PL Uplift - Vulnerable Customers.AWSNNC | WEF 4a.AWSNNC | Other water efficiency | Customer Options | N | Ofwat Core | AWSNNC | Ml/d | 2 | Gains in Water Available For Use / Savings in Demand under the selected programme (Ml/d) input as +ve 2019-20: 0; Gains in Water Available For Use / Savings in Demand under the selected programme (Ml/d) input as +ve 2020-21: 0; Gains in Water Available For Use / Savings in Demand under the selected programme (Ml/d) input as +ve 2021-22: 0; Gains in Water Available For Use / Savings in Demand under the selected programme (Ml/d) input as +ve 2022-23: 0; Gains in Water Available For Use / Savings in Demand under the selected programme (Ml/d) input as +ve 2023-24: 0; Gains in Water Available For Use / Savings in Demand under the selected programme (Ml/d) input as +ve 2024-25: 0; Gains in Water Available For Use / Savings in Demand under the selected programme (Ml/d) input as +ve 2025-26: 0; Gains in Water Available For Use / Savings in Demand under the selected programme (Ml/d) input as +ve 2026-27: 0; Gains in Water Available For Use / Savings in Demand under the selected programme (Ml/d) input as +ve 2027-28: 0.0038103; Gains in Water Available For Use / Savings in Demand under the selected programme (Ml/d) input as +ve 2028-29: 0.0092148; Gains in Water Available For Use / Savings in Demand under the selected programme (Ml/d) input as +ve 2029-30: 0.0107; Gains in Water Available For Use / Savings in Demand under the selected programme (Ml/d) input as +ve 2030-31: 0.012221; Gains in Water Available For Use / Savings in Demand under the selected programme (Ml/d) input as +ve 2031-32: 0.013771; Gains in Water Available For Use / Savings in Demand under the selected programme (Ml/d) input as +ve 2032-33: 0.013951; Gains in Water Available For Use / Savings in Demand under the selected programme (Ml/d) input as +ve 2033-34: 0.014133; Gains in Water Available For Use / Savings in Demand under the selected programme (Ml/d) input as +ve 2034-35: 0.014319; Gains in Water Available For Use / Savings in Demand under the selected programme (Ml/d) input as +ve 2035-36: 0.014502; Gains in Water Available For Use / Savings in Demand under the selected programme (Ml/d) input as +ve 2036-37: 0.014693; Gains in Water Available For Use / Savings in Demand under the selected programme (Ml/d) input as +ve 2037-38: 0.014877; Gains in Water Available For Use / Savings in Demand under the selected programme (Ml/d) input as +ve 2038-39: 0.015057; Gains in Water Available For Use / Savings in Demand under the selected programme (Ml/d) input as +ve 2039-40: 0.015231; Gains in Water Available For Use / Savings in Demand under the selected programme (Ml/d) input as +ve 2040-41: 0.015401; Gains in Water Available For Use / Savings in Demand under the selected programme (Ml/d) input as +ve 2041-42: 0.015566; Gains in Water Available For Use / Savings in Demand under the selected programme (Ml/d) input as +ve 2042-43: 0.015725; Gains in Water Available For Use / Savings in Demand under the selected programme (Ml/d) input as +ve 2043-44: 0.015879; Gains in Water Available For Use / Savings in Demand under the selected programme (Ml/d) input as +ve 2044-45: 0.016023; Gains in Water Available For Use / Savings in Demand under the selected programme (Ml/d) input as +ve 2045-46: 0.016129; Gains in Water Available For Use / Savings in Demand under the selected programme (Ml/d) input as +ve 2046-47: 0.016231; Gains in Water Available For Use / Savings in Demand under the selected programme (Ml/d) input as +ve 2047-48: 0.01633; Gains in Water Available For Use / Savings in Demand under the selected programme (Ml/d) input as +ve 2048-49: 0.016426; Gains in Water Available For Use / Savings in Demand under the selected programme (Ml/d) input as +ve 2049-50: 0.016514
51dP | 4a WRMP24. PL Uplift - Vulnerable Customers.AWSNNC | WEF 4a.AWSNNC | Other water efficiency | Customer Options | N | Preferred | AWSNNC | Ml/d | 2 | Gains in Water Available For Use / Savings in Demand under the selected programme (Ml/d) input as +ve 2019-20: 0; Gains in Water Available For Use / Savings in Demand under the selected programme (Ml/d) input as +ve 2020-21: 0; Gains in Water Available For Use / Savings in Demand under the selected programme (Ml/d) input as +ve 2021-22: 0; Gains in Water Available For Use / Savings in Demand under the selected programme (Ml/d) input as +ve 2022-23: 0; Gains in Water Available For Use / Savings in Demand under the selected programme (Ml/d) input as +ve 2023-24: 0; Gains in Water Available For Use / Savings in Demand under the selected programme (Ml/d) input as +ve 2024-25: 0; Gains in Water Available For Use / Savings in Demand under the selected programme (Ml/d) input as +ve 2025-26: 0; Gains in Water Available For Use / Savings in Demand under the selected programme (Ml/d) input as +ve 2026-27: 0; Gains in Water Available For Use / Savings in Demand under the selected programme (Ml/d) input as +ve 2027-28: 0.0038103; Gains in Water Available For Use / Savings in Demand under the selected programme (Ml/d) input as +ve 2028-29: 0.0092148; Gains in Water Available For Use / Savings in Demand under the selected programme (Ml/d) input as +ve 2029-30: 0.0107; Gains in Water Available For Use / Savings in Demand under the selected programme (Ml/d) input as +ve 2030-31: 0.012221; Gains in Water Available For Use / Savings in Demand under the selected programme (Ml/d) input as +ve 2031-32: 0.013771; Gains in Water Available For Use / Savings in Demand under the selected programme (Ml/d) input as +ve 2032-33: 0.013951; Gains in Water Available For Use / Savings in Demand under the selected programme (Ml/d) input as +ve 2033-34: 0.014133; Gains in Water Available For Use / Savings in Demand under the selected programme (Ml/d) input as +ve 2034-35: 0.014319; Gains in Water Available For Use / Savings in Demand under the selected programme (Ml/d) input as +ve 2035-36: 0.014502; Gains in Water Available For Use / Savings in Demand under the selected programme (Ml/d) input as +ve 2036-37: 0.014693; Gains in Water Available For Use / Savings in Demand under the selected programme (Ml/d) input as +ve 2037-38: 0.014877; Gains in Water Available For Use / Savings in Demand under the selected programme (Ml/d) input as +ve 2038-39: 0.015057; Gains in Water Available For Use / Savings in Demand under the selected programme (Ml/d) input as +ve 2039-40: 0.015231; Gains in Water Available For Use / Savings in Demand under the selected programme (Ml/d) input as +ve 2040-41: 0.015401; Gains in Water Available For Use / Savings in Demand under the selected programme (Ml/d) input as +ve 2041-42: 0.015566; Gains in Water Available For Use / Savings in Demand under the selected programme (Ml/d) input as +ve 2042-43: 0.015725; Gains in Water Available For Use / Savings in Demand under the selected programme (Ml/d) input as +ve 2043-44: 0.015879; Gains in Water Available For Use / Savings in Demand under the selected programme (Ml/d) input as +ve 2044-45: 0.016023; Gains in Water Available For Use / Savings in Demand under the selected programme (Ml/d) input as +ve 2045-46: 0.016129; Gains in Water Available For Use / Savings in Demand under the selected programme (Ml/d) input as +ve 2046-47: 0.016231; Gains in Water Available For Use / Savings in Demand under the selected programme (Ml/d) input as +ve 2047-48: 0.01633; Gains in Water Available For Use / Savings in Demand under the selected programme (Ml/d) input as +ve 2048-49: 0.016426; Gains in Water Available For Use / Savings in Demand under the selected programme (Ml/d) input as +ve 2049-50: 0.016514
51dF | 4c-PL WRMP24. PL uplift - Non-Vulnerable Customers.AWSNNC | WEF 4c-PL.AWSNNC | Other water efficiency | Customer Options | N | Least Cost | AWSNNC | Ml/d | 2 | Gains in Water Available For Use / Savings in Demand under the selected programme (Ml/d) input as +ve 2019-20: 0; Gains in Water Available For Use / Savings in Demand under the selected programme (Ml/d) input as +ve 2020-21: 0; Gains in Water Available For Use / Savings in Demand under the selected programme (Ml/d) input as +ve 2021-22: 0; Gains in Water Available For Use / Savings in Demand under the selected programme (Ml/d) input as +ve 2022-23: 0; Gains in Water Available For Use / Savings in Demand under the selected programme (Ml/d) input as +ve 2023-24: 0; Gains in Water Available For Use / Savings in Demand under the selected programme (Ml/d) input as +ve 2024-25: 0; Gains in Water Available For Use / Savings in Demand under the selected programme (Ml/d) input as +ve 2025-26: 0; Gains in Water Available For Use / Savings in Demand under the selected programme (Ml/d) input as +ve 2026-27: 0; Gains in Water Available For Use / Savings in Demand under the selected programme (Ml/d) input as +ve 2027-28: 0.032898; Gains in Water Available For Use / Savings in Demand under the selected programme (Ml/d) input as +ve 2028-29: 0.079561; Gains in Water Available For Use / Savings in Demand under the selected programme (Ml/d) input as +ve 2029-30: 0.092386; Gains in Water Available For Use / Savings in Demand under the selected programme (Ml/d) input as +ve 2030-31: 0.10551; Gains in Water Available For Use / Savings in Demand under the selected programme (Ml/d) input as +ve 2031-32: 0.1189; Gains in Water Available For Use / Savings in Demand under the selected programme (Ml/d) input as +ve 2032-33: 0.12045; Gains in Water Available For Use / Savings in Demand under the selected programme (Ml/d) input as +ve 2033-34: 0.12203; Gains in Water Available For Use / Savings in Demand under the selected programme (Ml/d) input as +ve 2034-35: 0.12363; Gains in Water Available For Use / Savings in Demand under the selected programme (Ml/d) input as +ve 2035-36: 0.12521; Gains in Water Available For Use / Savings in Demand under the selected programme (Ml/d) input as +ve 2036-37: 0.12686; Gains in Water Available For Use / Savings in Demand under the selected programme (Ml/d) input as +ve 2037-38: 0.12845; Gains in Water Available For Use / Savings in Demand under the selected programme (Ml/d) input as +ve 2038-39: 0.13; Gains in Water Available For Use / Savings in Demand under the selected programme (Ml/d) input as +ve 2039-40: 0.13151; Gains in Water Available For Use / Savings in Demand under the selected programme (Ml/d) input as +ve 2040-41: 0.13298; Gains in Water Available For Use / Savings in Demand under the selected programme (Ml/d) input as +ve 2041-42: 0.1344; Gains in Water Available For Use / Savings in Demand under the selected programme (Ml/d) input as +ve 2042-43: 0.13577; Gains in Water Available For Use / Savings in Demand under the selected programme (Ml/d) input as +ve 2043-44: 0.1371; Gains in Water Available For Use / Savings in Demand under the selected programme (Ml/d) input as +ve 2044-45: 0.13835; Gains in Water Available For Use / Savings in Demand under the selected programme (Ml/d) input as +ve 2045-46: 0.13926; Gains in Water Available For Use / Savings in Demand under the selected programme (Ml/d) input as +ve 2046-47: 0.14014; Gains in Water Available For Use / Savings in Demand under the selected programme (Ml/d) input as +ve 2047-48: 0.14099; Gains in Water Available For Use / Savings in Demand under the selected programme (Ml/d) input as +ve 2048-49: 0.14182; Gains in Water Available For Use / Savings in Demand under the selected programme (Ml/d) input as +ve 2049-50: 0.14258
51dF | 4c-PL WRMP24. PL uplift - Non-Vulnerable Customers.AWSNNC | WEF 4c-PL.AWSNNC | Other water efficiency | Customer Options | N | Ofwat Core | AWSNNC | Ml/d | 2 | Gains in Water Available For Use / Savings in Demand under the selected programme (Ml/d) input as +ve 2019-20: 0; Gains in Water Available For Use / Savings in Demand under the selected programme (Ml/d) input as +ve 2020-21: 0; Gains in Water Available For Use / Savings in Demand under the selected programme (Ml/d) input as +ve 2021-22: 0; Gains in Water Available For Use / Savings in Demand under the selected programme (Ml/d) input as +ve 2022-23: 0; Gains in Water Available For Use / Savings in Demand under the selected programme (Ml/d) input as +ve 2023-24: 0; Gains in Water Available For Use / Savings in Demand under the selected programme (Ml/d) input as +ve 2024-25: 0; Gains in Water Available For Use / Savings in Demand under the selected programme (Ml/d) input as +ve 2025-26: 0; Gains in Water Available For Use / Savings in Demand under the selected programme (Ml/d) input as +ve 2026-27: 0; Gains in Water Available For Use / Savings in Demand under the selected programme (Ml/d) input as +ve 2027-28: 0.032898; Gains in Water Available For Use / Savings in Demand under the selected programme (Ml/d) input as +ve 2028-29: 0.079561; Gains in Water Available For Use / Savings in Demand under the selected programme (Ml/d) input as +ve 2029-30: 0.092386; Gains in Water Available For Use / Savings in Demand under the selected programme (Ml/d) input as +ve 2030-31: 0.10551; Gains in Water Available For Use / Savings in Demand under the selected programme (Ml/d) input as +ve 2031-32: 0.1189; Gains in Water Available For Use / Savings in Demand under the selected programme (Ml/d) input as +ve 2032-33: 0.12045; Gains in Water Available For Use / Savings in Demand under the selected programme (Ml/d) input as +ve 2033-34: 0.12203; Gains in Water Available For Use / Savings in Demand under the selected programme (Ml/d) input as +ve 2034-35: 0.12363; Gains in Water Available For Use / Savings in Demand under the selected programme (Ml/d) input as +ve 2035-36: 0.12521; Gains in Water Available For Use / Savings in Demand under the selected programme (Ml/d) input as +ve 2036-37: 0.12686; Gains in Water Available For Use / Savings in Demand under the selected programme (Ml/d) input as +ve 2037-38: 0.12845; Gains in Water Available For Use / Savings in Demand under the selected programme (Ml/d) input as +ve 2038-39: 0.13; Gains in Water Available For Use / Savings in Demand under the selected programme (Ml/d) input as +ve 2039-40: 0.13151; Gains in Water Available For Use / Savings in Demand under the selected programme (Ml/d) input as +ve 2040-41: 0.13298; Gains in Water Available For Use / Savings in Demand under the selected programme (Ml/d) input as +ve 2041-42: 0.1344; Gains in Water Available For Use / Savings in Demand under the selected programme (Ml/d) input as +ve 2042-43: 0.13577; Gains in Water Available For Use / Savings in Demand under the selected programme (Ml/d) input as +ve 2043-44: 0.1371; Gains in Water Available For Use / Savings in Demand under the selected programme (Ml/d) input as +ve 2044-45: 0.13835; Gains in Water Available For Use / Savings in Demand under the selected programme (Ml/d) input as +ve 2045-46: 0.13926; Gains in Water Available For Use / Savings in Demand under the selected programme (Ml/d) input as +ve 2046-47: 0.14014; Gains in Water Available For Use / Savings in Demand under the selected programme (Ml/d) input as +ve 2047-48: 0.14099; Gains in Water Available For Use / Savings in Demand under the selected programme (Ml/d) input as +ve 2048-49: 0.14182; Gains in Water Available For Use / Savings in Demand under the selected programme (Ml/d) input as +ve 2049-50: 0.14258
51dP | 4c-PL WRMP24. PL uplift - Non-Vulnerable Customers.AWSNNC | WEF 4c-PL.AWSNNC | Other water efficiency | Customer Options | N | Preferred | AWSNNC | Ml/d | 2 | Gains in Water Available For Use / Savings in Demand under the selected programme (Ml/d) input as +ve 2019-20: 0; Gains in Water Available For Use / Savings in Demand under the selected programme (Ml/d) input as +ve 2020-21: 0; Gains in Water Available For Use / Savings in Demand under the selected programme (Ml/d) input as +ve 2021-22: 0; Gains in Water Available For Use / Savings in Demand under the selected programme (Ml/d) input as +ve 2022-23: 0; Gains in Water Available For Use / Savings in Demand under the selected programme (Ml/d) input as +ve 2023-24: 0; Gains in Water Available For Use / Savings in Demand under the selected programme (Ml/d) input as +ve 2024-25: 0; Gains in Water Available For Use / Savings in Demand under the selected programme (Ml/d) input as +ve 2025-26: 0; Gains in Water Available For Use / Savings in Demand under the selected programme (Ml/d) input as +ve 2026-27: 0; Gains in Water Available For Use / Savings in Demand under the selected programme (Ml/d) input as +ve 2027-28: 0.032898; Gains in Water Available For Use / Savings in Demand under the selected programme (Ml/d) input as +ve 2028-29: 0.079561; Gains in Water Available For Use / Savings in Demand under the selected programme (Ml/d) input as +ve 2029-30: 0.092386; Gains in Water Available For Use / Savings in Demand under the selected programme (Ml/d) input as +ve 2030-31: 0.10551; Gains in Water Available For Use / Savings in Demand under the selected programme (Ml/d) input as +ve 2031-32: 0.1189; Gains in Water Available For Use / Savings in Demand under the selected programme (Ml/d) input as +ve 2032-33: 0.12045; Gains in Water Available For Use / Savings in Demand under the selected programme (Ml/d) input as +ve 2033-34: 0.12203; Gains in Water Available For Use / Savings in Demand under the selected programme (Ml/d) input as +ve 2034-35: 0.12363; Gains in Water Available For Use / Savings in Demand under the selected programme (Ml/d) input as +ve 2035-36: 0.12521; Gains in Water Available For Use / Savings in Demand under the selected programme (Ml/d) input as +ve 2036-37: 0.12686; Gains in Water Available For Use / Savings in Demand under the selected programme (Ml/d) input as +ve 2037-38: 0.12845; Gains in Water Available For Use / Savings in Demand under the selected programme (Ml/d) input as +ve 2038-39: 0.13; Gains in Water Available For Use / Savings in Demand under the selected programme (Ml/d) input as +ve 2039-40: 0.13151; Gains in Water Available For Use / Savings in Demand under the selected programme (Ml/d) input as +ve 2040-41: 0.13298; Gains in Water Available For Use / Savings in Demand under the selected programme (Ml/d) input as +ve 2041-42: 0.1344; Gains in Water Available For Use / Savings in Demand under the selected programme (Ml/d) input as +ve 2042-43: 0.13577; Gains in Water Available For Use / Savings in Demand under the selected programme (Ml/d) input as +ve 2043-44: 0.1371; Gains in Water Available For Use / Savings in Demand under the selected programme (Ml/d) input as +ve 2044-45: 0.13835; Gains in Water Available For Use / Savings in Demand under the selected programme (Ml/d) input as +ve 2045-46: 0.13926; Gains in Water Available For Use / Savings in Demand under the selected programme (Ml/d) input as +ve 2046-47: 0.14014; Gains in Water Available For Use / Savings in Demand under the selected programme (Ml/d) input as +ve 2047-48: 0.14099; Gains in Water Available For Use / Savings in Demand under the selected programme (Ml/d) input as +ve 2048-49: 0.14182; Gains in Water Available For Use / Savings in Demand under the selected programme (Ml/d) input as +ve 2049-50: 0.14258
51dF | 4d WRMP24. Leaky Loos Campaign.AWSNNC | WEF 4d.AWSNNC | Other water efficiency | Customer Options | N | Least Cost | AWSNNC | Ml/d | 2 | Gains in Water Available For Use / Savings in Demand under the selected programme (Ml/d) input as +ve 2019-20: 0; Gains in Water Available For Use / Savings in Demand under the selected programme (Ml/d) input as +ve 2020-21: 0; Gains in Water Available For Use / Savings in Demand under the selected programme (Ml/d) input as +ve 2021-22: 0; Gains in Water Available For Use / Savings in Demand under the selected programme (Ml/d) input as +ve 2022-23: 0; Gains in Water Available For Use / Savings in Demand under the selected programme (Ml/d) input as +ve 2023-24: 0; Gains in Water Available For Use / Savings in Demand under the selected programme (Ml/d) input as +ve 2024-25: 0; Gains in Water Available For Use / Savings in Demand under the selected programme (Ml/d) input as +ve 2025-26: 0.026757; Gains in Water Available For Use / Savings in Demand under the selected programme (Ml/d) input as +ve 2026-27: 0.054155; Gains in Water Available For Use / Savings in Demand under the selected programme (Ml/d) input as +ve 2027-28: 0.068691; Gains in Water Available For Use / Savings in Demand under the selected programme (Ml/d) input as +ve 2028-29: 0.069304; Gains in Water Available For Use / Savings in Demand under the selected programme (Ml/d) input as +ve 2029-30: 0.069918; Gains in Water Available For Use / Savings in Demand under the selected programme (Ml/d) input as +ve 2030-31: 0.069918; Gains in Water Available For Use / Savings in Demand under the selected programme (Ml/d) input as +ve 2031-32: 0.069918; Gains in Water Available For Use / Savings in Demand under the selected programme (Ml/d) input as +ve 2032-33: 0.069918; Gains in Water Available For Use / Savings in Demand under the selected programme (Ml/d) input as +ve 2033-34: 0.069918; Gains in Water Available For Use / Savings in Demand under the selected programme (Ml/d) input as +ve 2034-35: 0.069918; Gains in Water Available For Use / Savings in Demand under the selected programme (Ml/d) input as +ve 2035-36: 0.069918; Gains in Water Available For Use / Savings in Demand under the selected programme (Ml/d) input as +ve 2036-37: 0.069918; Gains in Water Available For Use / Savings in Demand under the selected programme (Ml/d) input as +ve 2037-38: 0.069918; Gains in Water Available For Use / Savings in Demand under the selected programme (Ml/d) input as +ve 2038-39: 0.069918; Gains in Water Available For Use / Savings in Demand under the selected programme (Ml/d) input as +ve 2039-40: 0.069918; Gains in Water Available For Use / Savings in Demand under the selected programme (Ml/d) input as +ve 2040-41: 0.043161; Gains in Water Available For Use / Savings in Demand under the selected programme (Ml/d) input as +ve 2041-42: 0.015763; Gains in Water Available For Use / Savings in Demand under the selected programme (Ml/d) input as +ve 2042-43: 0.0012273; Gains in Water Available For Use / Savings in Demand under the selected programme (Ml/d) input as +ve 2043-44: 0.00061367; Gains in Water Available For Use / Savings in Demand under the selected programme (Ml/d) input as +ve 2044-45: 0; Gains in Water Available For Use / Savings in Demand under the selected programme (Ml/d) input as +ve 2045-46: 0; Gains in Water Available For Use / Savings in Demand under the selected programme (Ml/d) input as +ve 2046-47: 0; Gains in Water Available For Use / Savings in Demand under the selected programme (Ml/d) input as +ve 2047-48: 0; Gains in Water Available For Use / Savings in Demand under the selected programme (Ml/d) input as +ve 2048-49: 0; Gains in Water Available For Use / Savings in Demand under the selected programme (Ml/d) input as +ve 2049-50: 0
51dF | 4d WRMP24. Leaky Loos Campaign.AWSNNC | WEF 4d.AWSNNC | Other water efficiency | Customer Options | N | Ofwat Core | AWSNNC | Ml/d | 2 | Gains in Water Available For Use / Savings in Demand under the selected programme (Ml/d) input as +ve 2019-20: 0; Gains in Water Available For Use / Savings in Demand under the selected programme (Ml/d) input as +ve 2020-21: 0; Gains in Water Available For Use / Savings in Demand under the selected programme (Ml/d) input as +ve 2021-22: 0; Gains in Water Available For Use / Savings in Demand under the selected programme (Ml/d) input as +ve 2022-23: 0; Gains in Water Available For Use / Savings in Demand under the selected programme (Ml/d) input as +ve 2023-24: 0; Gains in Water Available For Use / Savings in Demand under the selected programme (Ml/d) input as +ve 2024-25: 0; Gains in Water Available For Use / Savings in Demand under the selected programme (Ml/d) input as +ve 2025-26: 0.026757; Gains in Water Available For Use / Savings in Demand under the selected programme (Ml/d) input as +ve 2026-27: 0.054155; Gains in Water Available For Use / Savings in Demand under the selected programme (Ml/d) input as +ve 2027-28: 0.068691; Gains in Water Available For Use / Savings in Demand under the selected programme (Ml/d) input as +ve 2028-29: 0.069304; Gains in Water Available For Use / Savings in Demand under the selected programme (Ml/d) input as +ve 2029-30: 0.069918; Gains in Water Available For Use / Savings in Demand under the selected programme (Ml/d) input as +ve 2030-31: 0.069918; Gains in Water Available For Use / Savings in Demand under the selected programme (Ml/d) input as +ve 2031-32: 0.069918; Gains in Water Available For Use / Savings in Demand under the selected programme (Ml/d) input as +ve 2032-33: 0.069918; Gains in Water Available For Use / Savings in Demand under the selected programme (Ml/d) input as +ve 2033-34: 0.069918; Gains in Water Available For Use / Savings in Demand under the selected programme (Ml/d) input as +ve 2034-35: 0.069918; Gains in Water Available For Use / Savings in Demand under the selected programme (Ml/d) input as +ve 2035-36: 0.069918; Gains in Water Available For Use / Savings in Demand under the selected programme (Ml/d) input as +ve 2036-37: 0.069918; Gains in Water Available For Use / Savings in Demand under the selected programme (Ml/d) input as +ve 2037-38: 0.069918; Gains in Water Available For Use / Savings in Demand under the selected programme (Ml/d) input as +ve 2038-39: 0.069918; Gains in Water Available For Use / Savings in Demand under the selected programme (Ml/d) input as +ve 2039-40: 0.069918; Gains in Water Available For Use / Savings in Demand under the selected programme (Ml/d) input as +ve 2040-41: 0.043161; Gains in Water Available For Use / Savings in Demand under the selected programme (Ml/d) input as +ve 2041-42: 0.015763; Gains in Water Available For Use / Savings in Demand under the selected programme (Ml/d) input as +ve 2042-43: 0.0012273; Gains in Water Available For Use / Savings in Demand under the selected programme (Ml/d) input as +ve 2043-44: 0.00061367; Gains in Water Available For Use / Savings in Demand under the selected programme (Ml/d) input as +ve 2044-45: 0; Gains in Water Available For Use / Savings in Demand under the selected programme (Ml/d) input as +ve 2045-46: 0; Gains in Water Available For Use / Savings in Demand under the selected programme (Ml/d) input as +ve 2046-47: 0; Gains in Water Available For Use / Savings in Demand under the selected programme (Ml/d) input as +ve 2047-48: 0; Gains in Water Available For Use / Savings in Demand under the selected programme (Ml/d) input as +ve 2048-49: 0; Gains in Water Available For Use / Savings in Demand under the selected programme (Ml/d) input as +ve 2049-50: 0
51dP | 4d WRMP24. Leaky Loos Campaign.AWSNNC | WEF 4d.AWSNNC | Other water efficiency | Customer Options | N | Preferred | AWSNNC | Ml/d | 2 | Gains in Water Available For Use / Savings in Demand under the selected programme (Ml/d) input as +ve 2019-20: 0; Gains in Water Available For Use / Savings in Demand under the selected programme (Ml/d) input as +ve 2020-21: 0; Gains in Water Available For Use / Savings in Demand under the selected programme (Ml/d) input as +ve 2021-22: 0; Gains in Water Available For Use / Savings in Demand under the selected programme (Ml/d) input as +ve 2022-23: 0; Gains in Water Available For Use / Savings in Demand under the selected programme (Ml/d) input as +ve 2023-24: 0; Gains in Water Available For Use / Savings in Demand under the selected programme (Ml/d) input as +ve 2024-25: 0; Gains in Water Available For Use / Savings in Demand under the selected programme (Ml/d) input as +ve 2025-26: 0.026757; Gains in Water Available For Use / Savings in Demand under the selected programme (Ml/d) input as +ve 2026-27: 0.054155; Gains in Water Available For Use / Savings in Demand under the selected programme (Ml/d) input as +ve 2027-28: 0.068691; Gains in Water Available For Use / Savings in Demand under the selected programme (Ml/d) input as +ve 2028-29: 0.069304; Gains in Water Available For Use / Savings in Demand under the selected programme (Ml/d) input as +ve 2029-30: 0.069918; Gains in Water Available For Use / Savings in Demand under the selected programme (Ml/d) input as +ve 2030-31: 0.069918; Gains in Water Available For Use / Savings in Demand under the selected programme (Ml/d) input as +ve 2031-32: 0.069918; Gains in Water Available For Use / Savings in Demand under the selected programme (Ml/d) input as +ve 2032-33: 0.069918; Gains in Water Available For Use / Savings in Demand under the selected programme (Ml/d) input as +ve 2033-34: 0.069918; Gains in Water Available For Use / Savings in Demand under the selected programme (Ml/d) input as +ve 2034-35: 0.069918; Gains in Water Available For Use / Savings in Demand under the selected programme (Ml/d) input as +ve 2035-36: 0.069918; Gains in Water Available For Use / Savings in Demand under the selected programme (Ml/d) input as +ve 2036-37: 0.069918; Gains in Water Available For Use / Savings in Demand under the selected programme (Ml/d) input as +ve 2037-38: 0.069918; Gains in Water Available For Use / Savings in Demand under the selected programme (Ml/d) input as +ve 2038-39: 0.069918; Gains in Water Available For Use / Savings in Demand under the selected programme (Ml/d) input as +ve 2039-40: 0.069918; Gains in Water Available For Use / Savings in Demand under the selected programme (Ml/d) input as +ve 2040-41: 0.043161; Gains in Water Available For Use / Savings in Demand under the selected programme (Ml/d) input as +ve 2041-42: 0.015763; Gains in Water Available For Use / Savings in Demand under the selected programme (Ml/d) input as +ve 2042-43: 0.0012273; Gains in Water Available For Use / Savings in Demand under the selected programme (Ml/d) input as +ve 2043-44: 0.00061367; Gains in Water Available For Use / Savings in Demand under the selected programme (Ml/d) input as +ve 2044-45: 0; Gains in Water Available For Use / Savings in Demand under the selected programme (Ml/d) input as +ve 2045-46: 0; Gains in Water Available For Use / Savings in Demand under the selected programme (Ml/d) input as +ve 2046-47: 0; Gains in Water Available For Use / Savings in Demand under the selected programme (Ml/d) input as +ve 2047-48: 0; Gains in Water Available For Use / Savings in Demand under the selected programme (Ml/d) input as +ve 2048-49: 0; Gains in Water Available For Use / Savings in Demand under the selected programme (Ml/d) input as +ve 2049-50: 0
51cF | Find and Fix.AWSNNC | Find and Fix.AWSNNC | Active leakage management | Distribution Options | N | Least Cost | AWSNNC | Ml/d | 2 | Gains in Water Available For Use / Savings in Demand under the selected programme (Ml/d) input as +ve 2019-20: 0; Gains in Water Available For Use / Savings in Demand under the selected programme (Ml/d) input as +ve 2020-21: 0; Gains in Water Available For Use / Savings in Demand under the selected programme (Ml/d) input as +ve 2021-22: 0; Gains in Water Available For Use / Savings in Demand under the selected programme (Ml/d) input as +ve 2022-23: 0; Gains in Water Available For Use / Savings in Demand under the selected programme (Ml/d) input as +ve 2023-24: 0; Gains in Water Available For Use / Savings in Demand under the selected programme (Ml/d) input as +ve 2024-25: 0; Gains in Water Available For Use / Savings in Demand under the selected programme (Ml/d) input as +ve 2025-26: 0; Gains in Water Available For Use / Savings in Demand under the selected programme (Ml/d) input as +ve 2026-27: 0; Gains in Water Available For Use / Savings in Demand under the selected programme (Ml/d) input as +ve 2027-28: 0; Gains in Water Available For Use / Savings in Demand under the selected programme (Ml/d) input as +ve 2028-29: 0; Gains in Water Available For Use / Savings in Demand under the selected programme (Ml/d) input as +ve 2029-30: 0; Gains in Water Available For Use / Savings in Demand under the selected programme (Ml/d) input as +ve 2030-31: 0; Gains in Water Available For Use / Savings in Demand under the selected programme (Ml/d) input as +ve 2031-32: 0; Gains in Water Available For Use / Savings in Demand under the selected programme (Ml/d) input as +ve 2032-33: 0; Gains in Water Available For Use / Savings in Demand under the selected programme (Ml/d) input as +ve 2033-34: 0; Gains in Water Available For Use / Savings in Demand under the selected programme (Ml/d) input as +ve 2034-35: 0; Gains in Water Available For Use / Savings in Demand under the selected programme (Ml/d) input as +ve 2035-36: 0.019771; Gains in Water Available For Use / Savings in Demand under the selected programme (Ml/d) input as +ve 2036-37: 0.019771; Gains in Water Available For Use / Savings in Demand under the selected programme (Ml/d) input as +ve 2037-38: 0.019771; Gains in Water Available For Use / Savings in Demand under the selected programme (Ml/d) input as +ve 2038-39: 0.019771; Gains in Water Available For Use / Savings in Demand under the selected programme (Ml/d) input as +ve 2039-40: 0.019771; Gains in Water Available For Use / Savings in Demand under the selected programme (Ml/d) input as +ve 2040-41: 0.019771; Gains in Water Available For Use / Savings in Demand under the selected programme (Ml/d) input as +ve 2041-42: 0.033194; Gains in Water Available For Use / Savings in Demand under the selected programme (Ml/d) input as +ve 2042-43: 0.033194; Gains in Water Available For Use / Savings in Demand under the selected programme (Ml/d) input as +ve 2043-44: 0.033194; Gains in Water Available For Use / Savings in Demand under the selected programme (Ml/d) input as +ve 2044-45: 0.033194; Gains in Water Available For Use / Savings in Demand under the selected programme (Ml/d) input as +ve 2045-46: 0.033194; Gains in Water Available For Use / Savings in Demand under the selected programme (Ml/d) input as +ve 2046-47: 0.064872; Gains in Water Available For Use / Savings in Demand under the selected programme (Ml/d) input as +ve 2047-48: 0.064872; Gains in Water Available For Use / Savings in Demand under the selected programme (Ml/d) input as +ve 2048-49: 0.064872; Gains in Water Available For Use / Savings in Demand under the selected programme (Ml/d) input as +ve 2049-50: 0.077821
51cF | Find and Fix.AWSNNC | Find and Fix.AWSNNC | Active leakage management | Distribution Options | N | Ofwat Core | AWSNNC | Ml/d | 2 | Gains in Water Available For Use / Savings in Demand under the selected programme (Ml/d) input as +ve 2019-20: 0; Gains in Water Available For Use / Savings in Demand under the selected programme (Ml/d) input as +ve 2020-21: 0; Gains in Water Available For Use / Savings in Demand under the selected programme (Ml/d) input as +ve 2021-22: 0; Gains in Water Available For Use / Savings in Demand under the selected programme (Ml/d) input as +ve 2022-23: 0; Gains in Water Available For Use / Savings in Demand under the selected programme (Ml/d) input as +ve 2023-24: 0; Gains in Water Available For Use / Savings in Demand under the selected programme (Ml/d) input as +ve 2024-25: 0; Gains in Water Available For Use / Savings in Demand under the selected programme (Ml/d) input as +ve 2025-26: 0; Gains in Water Available For Use / Savings in Demand under the selected programme (Ml/d) input as +ve 2026-27: 0; Gains in Water Available For Use / Savings in Demand under the selected programme (Ml/d) input as +ve 2027-28: 0; Gains in Water Available For Use / Savings in Demand under the selected programme (Ml/d) input as +ve 2028-29: 0; Gains in Water Available For Use / Savings in Demand under the selected programme (Ml/d) input as +ve 2029-30: 0; Gains in Water Available For Use / Savings in Demand under the selected programme (Ml/d) input as +ve 2030-31: 0; Gains in Water Available For Use / Savings in Demand under the selected programme (Ml/d) input as +ve 2031-32: 0; Gains in Water Available For Use / Savings in Demand under the selected programme (Ml/d) input as +ve 2032-33: 0; Gains in Water Available For Use / Savings in Demand under the selected programme (Ml/d) input as +ve 2033-34: 0; Gains in Water Available For Use / Savings in Demand under the selected programme (Ml/d) input as +ve 2034-35: 0; Gains in Water Available For Use / Savings in Demand under the selected programme (Ml/d) input as +ve 2035-36: 0.019771; Gains in Water Available For Use / Savings in Demand under the selected programme (Ml/d) input as +ve 2036-37: 0.019771; Gains in Water Available For Use / Savings in Demand under the selected programme (Ml/d) input as +ve 2037-38: 0.019771; Gains in Water Available For Use / Savings in Demand under the selected programme (Ml/d) input as +ve 2038-39: 0.019771; Gains in Water Available For Use / Savings in Demand under the selected programme (Ml/d) input as +ve 2039-40: 0.019771; Gains in Water Available For Use / Savings in Demand under the selected programme (Ml/d) input as +ve 2040-41: 0.019771; Gains in Water Available For Use / Savings in Demand under the selected programme (Ml/d) input as +ve 2041-42: 0.033194; Gains in Water Available For Use / Savings in Demand under the selected programme (Ml/d) input as +ve 2042-43: 0.033194; Gains in Water Available For Use / Savings in Demand under the selected programme (Ml/d) input as +ve 2043-44: 0.033194; Gains in Water Available For Use / Savings in Demand under the selected programme (Ml/d) input as +ve 2044-45: 0.033194; Gains in Water Available For Use / Savings in Demand under the selected programme (Ml/d) input as +ve 2045-46: 0.033194; Gains in Water Available For Use / Savings in Demand under the selected programme (Ml/d) input as +ve 2046-47: 0.064872; Gains in Water Available For Use / Savings in Demand under the selected programme (Ml/d) input as +ve 2047-48: 0.064872; Gains in Water Available For Use / Savings in Demand under the selected programme (Ml/d) input as +ve 2048-49: 0.064872; Gains in Water Available For Use / Savings in Demand under the selected programme (Ml/d) input as +ve 2049-50: 0.077821
51cP | Find and Fix.AWSNNC | Find and Fix.AWSNNC | Active leakage management | Distribution Options | N | Preferred | AWSNNC | Ml/d | 2 | Gains in Water Available For Use / Savings in Demand under the selected programme (Ml/d) input as +ve 2019-20: 0; Gains in Water Available For Use / Savings in Demand under the selected programme (Ml/d) input as +ve 2020-21: 0; Gains in Water Available For Use / Savings in Demand under the selected programme (Ml/d) input as +ve 2021-22: 0; Gains in Water Available For Use / Savings in Demand under the selected programme (Ml/d) input as +ve 2022-23: 0; Gains in Water Available For Use / Savings in Demand under the selected programme (Ml/d) input as +ve 2023-24: 0; Gains in Water Available For Use / Savings in Demand under the selected programme (Ml/d) input as +ve 2024-25: 0; Gains in Water Available For Use / Savings in Demand under the selected programme (Ml/d) input as +ve 2025-26: 0; Gains in Water Available For Use / Savings in Demand under the selected programme (Ml/d) input as +ve 2026-27: 0; Gains in Water Available For Use / Savings in Demand under the selected programme (Ml/d) input as +ve 2027-28: 0; Gains in Water Available For Use / Savings in Demand under the selected programme (Ml/d) input as +ve 2028-29: 0; Gains in Water Available For Use / Savings in Demand under the selected programme (Ml/d) input as +ve 2029-30: 0; Gains in Water Available For Use / Savings in Demand under the selected programme (Ml/d) input as +ve 2030-31: 0; Gains in Water Available For Use / Savings in Demand under the selected programme (Ml/d) input as +ve 2031-32: 0; Gains in Water Available For Use / Savings in Demand under the selected programme (Ml/d) input as +ve 2032-33: 0; Gains in Water Available For Use / Savings in Demand under the selected programme (Ml/d) input as +ve 2033-34: 0; Gains in Water Available For Use / Savings in Demand under the selected programme (Ml/d) input as +ve 2034-35: 0; Gains in Water Available For Use / Savings in Demand under the selected programme (Ml/d) input as +ve 2035-36: 0.019771; Gains in Water Available For Use / Savings in Demand under the selected programme (Ml/d) input as +ve 2036-37: 0.019771; Gains in Water Available For Use / Savings in Demand under the selected programme (Ml/d) input as +ve 2037-38: 0.019771; Gains in Water Available For Use / Savings in Demand under the selected programme (Ml/d) input as +ve 2038-39: 0.019771; Gains in Water Available For Use / Savings in Demand under the selected programme (Ml/d) input as +ve 2039-40: 0.019771; Gains in Water Available For Use / Savings in Demand under the selected programme (Ml/d) input as +ve 2040-41: 0.019771; Gains in Water Available For Use / Savings in Demand under the selected programme (Ml/d) input as +ve 2041-42: 0.033194; Gains in Water Available For Use / Savings in Demand under the selected programme (Ml/d) input as +ve 2042-43: 0.033194; Gains in Water Available For Use / Savings in Demand under the selected programme (Ml/d) input as +ve 2043-44: 0.033194; Gains in Water Available For Use / Savings in Demand under the selected programme (Ml/d) input as +ve 2044-45: 0.033194; Gains in Water Available For Use / Savings in Demand under the selected programme (Ml/d) input as +ve 2045-46: 0.033194; Gains in Water Available For Use / Savings in Demand under the selected programme (Ml/d) input as +ve 2046-47: 0.064872; Gains in Water Available For Use / Savings in Demand under the selected programme (Ml/d) input as +ve 2047-48: 0.064872; Gains in Water Available For Use / Savings in Demand under the selected programme (Ml/d) input as +ve 2048-49: 0.064872; Gains in Water Available For Use / Savings in Demand under the selected programme (Ml/d) input as +ve 2049-50: 0.077821
51dF | G2. Mandatory water labelling.AWSNNC | WEF g2.AWSNNC | Water efficiency customer education / awareness | Customer Options | N | Least Cost | AWSNNC | Ml/d | 2 | Gains in Water Available For Use / Savings in Demand under the selected programme (Ml/d) input as +ve 2019-20: 0; Gains in Water Available For Use / Savings in Demand under the selected programme (Ml/d) input as +ve 2020-21: 0; Gains in Water Available For Use / Savings in Demand under the selected programme (Ml/d) input as +ve 2021-22: 0; Gains in Water Available For Use / Savings in Demand under the selected programme (Ml/d) input as +ve 2022-23: 0; Gains in Water Available For Use / Savings in Demand under the selected programme (Ml/d) input as +ve 2023-24: 0; Gains in Water Available For Use / Savings in Demand under the selected programme (Ml/d) input as +ve 2024-25: 0; Gains in Water Available For Use / Savings in Demand under the selected programme (Ml/d) input as +ve 2025-26: 0; Gains in Water Available For Use / Savings in Demand under the selected programme (Ml/d) input as +ve 2026-27: 0; Gains in Water Available For Use / Savings in Demand under the selected programme (Ml/d) input as +ve 2027-28: 0; Gains in Water Available For Use / Savings in Demand under the selected programme (Ml/d) input as +ve 2028-29: 0.02349; Gains in Water Available For Use / Savings in Demand under the selected programme (Ml/d) input as +ve 2029-30: 0.04727; Gains in Water Available For Use / Savings in Demand under the selected programme (Ml/d) input as +ve 2030-31: 0.071345; Gains in Water Available For Use / Savings in Demand under the selected programme (Ml/d) input as +ve 2031-32: 0.095538; Gains in Water Available For Use / Savings in Demand under the selected programme (Ml/d) input as +ve 2032-33: 0.11997; Gains in Water Available For Use / Savings in Demand under the selected programme (Ml/d) input as +ve 2033-34: 0.14457; Gains in Water Available For Use / Savings in Demand under the selected programme (Ml/d) input as +ve 2034-35: 0.2192; Gains in Water Available For Use / Savings in Demand under the selected programme (Ml/d) input as +ve 2035-36: 0.29469; Gains in Water Available For Use / Savings in Demand under the selected programme (Ml/d) input as +ve 2036-37: 0.37099; Gains in Water Available For Use / Savings in Demand under the selected programme (Ml/d) input as +ve 2037-38: 0.44818; Gains in Water Available For Use / Savings in Demand under the selected programme (Ml/d) input as +ve 2038-39: 0.52615; Gains in Water Available For Use / Savings in Demand under the selected programme (Ml/d) input as +ve 2039-40: 0.60538; Gains in Water Available For Use / Savings in Demand under the selected programme (Ml/d) input as +ve 2040-41: 0.68536; Gains in Water Available For Use / Savings in Demand under the selected programme (Ml/d) input as +ve 2041-42: 0.76602; Gains in Water Available For Use / Savings in Demand under the selected programme (Ml/d) input as +ve 2042-43: 0.84746; Gains in Water Available For Use / Savings in Demand under the selected programme (Ml/d) input as +ve 2043-44: 0.9297; Gains in Water Available For Use / Savings in Demand under the selected programme (Ml/d) input as +ve 2044-45: 0.95909; Gains in Water Available For Use / Savings in Demand under the selected programme (Ml/d) input as +ve 2045-46: 0.98833; Gains in Water Available For Use / Savings in Demand under the selected programme (Ml/d) input as +ve 2046-47: 1.0177; Gains in Water Available For Use / Savings in Demand under the selected programme (Ml/d) input as +ve 2047-48: 1.0474; Gains in Water Available For Use / Savings in Demand under the selected programme (Ml/d) input as +ve 2048-49: 1.0773; Gains in Water Available For Use / Savings in Demand under the selected programme (Ml/d) input as +ve 2049-50: 1.1074
51dF | G2. Mandatory water labelling.AWSNNC | WEF g2.AWSNNC | Water efficiency customer education / awareness | Customer Options | N | Ofwat Core | AWSNNC | Ml/d | 2 | Gains in Water Available For Use / Savings in Demand under the selected programme (Ml/d) input as +ve 2019-20: 0; Gains in Water Available For Use / Savings in Demand under the selected programme (Ml/d) input as +ve 2020-21: 0; Gains in Water Available For Use / Savings in Demand under the selected programme (Ml/d) input as +ve 2021-22: 0; Gains in Water Available For Use / Savings in Demand under the selected programme (Ml/d) input as +ve 2022-23: 0; Gains in Water Available For Use / Savings in Demand under the selected programme (Ml/d) input as +ve 2023-24: 0; Gains in Water Available For Use / Savings in Demand under the selected programme (Ml/d) input as +ve 2024-25: 0; Gains in Water Available For Use / Savings in Demand under the selected programme (Ml/d) input as +ve 2025-26: 0; Gains in Water Available For Use / Savings in Demand under the selected programme (Ml/d) input as +ve 2026-27: 0; Gains in Water Available For Use / Savings in Demand under the selected programme (Ml/d) input as +ve 2027-28: 0; Gains in Water Available For Use / Savings in Demand under the selected programme (Ml/d) input as +ve 2028-29: 0.02349; Gains in Water Available For Use / Savings in Demand under the selected programme (Ml/d) input as +ve 2029-30: 0.04727; Gains in Water Available For Use / Savings in Demand under the selected programme (Ml/d) input as +ve 2030-31: 0.071345; Gains in Water Available For Use / Savings in Demand under the selected programme (Ml/d) input as +ve 2031-32: 0.095538; Gains in Water Available For Use / Savings in Demand under the selected programme (Ml/d) input as +ve 2032-33: 0.11997; Gains in Water Available For Use / Savings in Demand under the selected programme (Ml/d) input as +ve 2033-34: 0.14457; Gains in Water Available For Use / Savings in Demand under the selected programme (Ml/d) input as +ve 2034-35: 0.2192; Gains in Water Available For Use / Savings in Demand under the selected programme (Ml/d) input as +ve 2035-36: 0.29469; Gains in Water Available For Use / Savings in Demand under the selected programme (Ml/d) input as +ve 2036-37: 0.37099; Gains in Water Available For Use / Savings in Demand under the selected programme (Ml/d) input as +ve 2037-38: 0.44818; Gains in Water Available For Use / Savings in Demand under the selected programme (Ml/d) input as +ve 2038-39: 0.52615; Gains in Water Available For Use / Savings in Demand under the selected programme (Ml/d) input as +ve 2039-40: 0.60538; Gains in Water Available For Use / Savings in Demand under the selected programme (Ml/d) input as +ve 2040-41: 0.68536; Gains in Water Available For Use / Savings in Demand under the selected programme (Ml/d) input as +ve 2041-42: 0.76602; Gains in Water Available For Use / Savings in Demand under the selected programme (Ml/d) input as +ve 2042-43: 0.84746; Gains in Water Available For Use / Savings in Demand under the selected programme (Ml/d) input as +ve 2043-44: 0.9297; Gains in Water Available For Use / Savings in Demand under the selected programme (Ml/d) input as +ve 2044-45: 0.95909; Gains in Water Available For Use / Savings in Demand under the selected programme (Ml/d) input as +ve 2045-46: 0.98833; Gains in Water Available For Use / Savings in Demand under the selected programme (Ml/d) input as +ve 2046-47: 1.0177; Gains in Water Available For Use / Savings in Demand under the selected programme (Ml/d) input as +ve 2047-48: 1.0474; Gains in Water Available For Use / Savings in Demand under the selected programme (Ml/d) input as +ve 2048-49: 1.0773; Gains in Water Available For Use / Savings in Demand under the selected programme (Ml/d) input as +ve 2049-50: 1.1074
51dP | G2. Mandatory water labelling.AWSNNC | WEF g2.AWSNNC | Water efficiency customer education / awareness | Customer Options | N | Preferred | AWSNNC | Ml/d | 2 | Gains in Water Available For Use / Savings in Demand under the selected programme (Ml/d) input as +ve 2019-20: 0; Gains in Water Available For Use / Savings in Demand under the selected programme (Ml/d) input as +ve 2020-21: 0; Gains in Water Available For Use / Savings in Demand under the selected programme (Ml/d) input as +ve 2021-22: 0; Gains in Water Available For Use / Savings in Demand under the selected programme (Ml/d) input as +ve 2022-23: 0; Gains in Water Available For Use / Savings in Demand under the selected programme (Ml/d) input as +ve 2023-24: 0; Gains in Water Available For Use / Savings in Demand under the selected programme (Ml/d) input as +ve 2024-25: 0; Gains in Water Available For Use / Savings in Demand under the selected programme (Ml/d) input as +ve 2025-26: 0; Gains in Water Available For Use / Savings in Demand under the selected programme (Ml/d) input as +ve 2026-27: 0; Gains in Water Available For Use / Savings in Demand under the selected programme (Ml/d) input as +ve 2027-28: 0; Gains in Water Available For Use / Savings in Demand under the selected programme (Ml/d) input as +ve 2028-29: 0.02349; Gains in Water Available For Use / Savings in Demand under the selected programme (Ml/d) input as +ve 2029-30: 0.04727; Gains in Water Available For Use / Savings in Demand under the selected programme (Ml/d) input as +ve 2030-31: 0.071345; Gains in Water Available For Use / Savings in Demand under the selected programme (Ml/d) input as +ve 2031-32: 0.095538; Gains in Water Available For Use / Savings in Demand under the selected programme (Ml/d) input as +ve 2032-33: 0.11997; Gains in Water Available For Use / Savings in Demand under the selected programme (Ml/d) input as +ve 2033-34: 0.14457; Gains in Water Available For Use / Savings in Demand under the selected programme (Ml/d) input as +ve 2034-35: 0.2192; Gains in Water Available For Use / Savings in Demand under the selected programme (Ml/d) input as +ve 2035-36: 0.29469; Gains in Water Available For Use / Savings in Demand under the selected programme (Ml/d) input as +ve 2036-37: 0.37099; Gains in Water Available For Use / Savings in Demand under the selected programme (Ml/d) input as +ve 2037-38: 0.44818; Gains in Water Available For Use / Savings in Demand under the selected programme (Ml/d) input as +ve 2038-39: 0.52615; Gains in Water Available For Use / Savings in Demand under the selected programme (Ml/d) input as +ve 2039-40: 0.60538; Gains in Water Available For Use / Savings in Demand under the selected programme (Ml/d) input as +ve 2040-41: 0.68536; Gains in Water Available For Use / Savings in Demand under the selected programme (Ml/d) input as +ve 2041-42: 0.76602; Gains in Water Available For Use / Savings in Demand under the selected programme (Ml/d) input as +ve 2042-43: 0.84746; Gains in Water Available For Use / Savings in Demand under the selected programme (Ml/d) input as +ve 2043-44: 0.9297; Gains in Water Available For Use / Savings in Demand under the selected programme (Ml/d) input as +ve 2044-45: 0.95909; Gains in Water Available For Use / Savings in Demand under the selected programme (Ml/d) input as +ve 2045-46: 0.98833; Gains in Water Available For Use / Savings in Demand under the selected programme (Ml/d) input as +ve 2046-47: 1.0177; Gains in Water Available For Use / Savings in Demand under the selected programme (Ml/d) input as +ve 2047-48: 1.0474; Gains in Water Available For Use / Savings in Demand under the selected programme (Ml/d) input as +ve 2048-49: 1.0773; Gains in Water Available For Use / Savings in Demand under the selected programme (Ml/d) input as +ve 2049-50: 1.1074
51dF | LEA: NHH. NHH CSPL repairs.AWSNNC | LEA: NHH. NHH CSPL repairs.AWSNNC | Supply pipe repairs / replacement | Customer Options | N | Least Cost | AWSNNC | Ml/d | 2 | Gains in Water Available For Use / Savings in Demand under the selected programme (Ml/d) input as +ve 2019-20: 0; Gains in Water Available For Use / Savings in Demand under the selected programme (Ml/d) input as +ve 2020-21: 0; Gains in Water Available For Use / Savings in Demand under the selected programme (Ml/d) input as +ve 2021-22: 0; Gains in Water Available For Use / Savings in Demand under the selected programme (Ml/d) input as +ve 2022-23: 0; Gains in Water Available For Use / Savings in Demand under the selected programme (Ml/d) input as +ve 2023-24: 0; Gains in Water Available For Use / Savings in Demand under the selected programme (Ml/d) input as +ve 2024-25: 0; Gains in Water Available For Use / Savings in Demand under the selected programme (Ml/d) input as +ve 2025-26: 9.3545e-06; Gains in Water Available For Use / Savings in Demand under the selected programme (Ml/d) input as +ve 2026-27: 2.5657e-05; Gains in Water Available For Use / Savings in Demand under the selected programme (Ml/d) input as +ve 2027-28: 0.00079317; Gains in Water Available For Use / Savings in Demand under the selected programme (Ml/d) input as +ve 2028-29: 0.0014986; Gains in Water Available For Use / Savings in Demand under the selected programme (Ml/d) input as +ve 2029-30: 0.0021801; Gains in Water Available For Use / Savings in Demand under the selected programme (Ml/d) input as +ve 2030-31: 0.002861; Gains in Water Available For Use / Savings in Demand under the selected programme (Ml/d) input as +ve 2031-32: 0.0035416; Gains in Water Available For Use / Savings in Demand under the selected programme (Ml/d) input as +ve 2032-33: 0.0042221; Gains in Water Available For Use / Savings in Demand under the selected programme (Ml/d) input as +ve 2033-34: 0.0049029; Gains in Water Available For Use / Savings in Demand under the selected programme (Ml/d) input as +ve 2034-35: 0.0055838; Gains in Water Available For Use / Savings in Demand under the selected programme (Ml/d) input as +ve 2035-36: 0.0062647; Gains in Water Available For Use / Savings in Demand under the selected programme (Ml/d) input as +ve 2036-37: 0.0069459; Gains in Water Available For Use / Savings in Demand under the selected programme (Ml/d) input as +ve 2037-38: 0.0076272; Gains in Water Available For Use / Savings in Demand under the selected programme (Ml/d) input as +ve 2038-39: 0.0083089; Gains in Water Available For Use / Savings in Demand under the selected programme (Ml/d) input as +ve 2039-40: 0.0089907; Gains in Water Available For Use / Savings in Demand under the selected programme (Ml/d) input as +ve 2040-41: 0.0096727; Gains in Water Available For Use / Savings in Demand under the selected programme (Ml/d) input as +ve 2041-42: 0.010355; Gains in Water Available For Use / Savings in Demand under the selected programme (Ml/d) input as +ve 2042-43: 0.011037; Gains in Water Available For Use / Savings in Demand under the selected programme (Ml/d) input as +ve 2043-44: 0.01172; Gains in Water Available For Use / Savings in Demand under the selected programme (Ml/d) input as +ve 2044-45: 0.012402; Gains in Water Available For Use / Savings in Demand under the selected programme (Ml/d) input as +ve 2045-46: 0.013085; Gains in Water Available For Use / Savings in Demand under the selected programme (Ml/d) input as +ve 2046-47: 0.013767; Gains in Water Available For Use / Savings in Demand under the selected programme (Ml/d) input as +ve 2047-48: 0.01445; Gains in Water Available For Use / Savings in Demand under the selected programme (Ml/d) input as +ve 2048-49: 0.015132; Gains in Water Available For Use / Savings in Demand under the selected programme (Ml/d) input as +ve 2049-50: 0.015815
51dF | LEA: NHH. NHH CSPL repairs.AWSNNC | LEA: NHH. NHH CSPL repairs.AWSNNC | Supply pipe repairs / replacement | Customer Options | N | Ofwat Core | AWSNNC | Ml/d | 2 | Gains in Water Available For Use / Savings in Demand under the selected programme (Ml/d) input as +ve 2019-20: 0; Gains in Water Available For Use / Savings in Demand under the selected programme (Ml/d) input as +ve 2020-21: 0; Gains in Water Available For Use / Savings in Demand under the selected programme (Ml/d) input as +ve 2021-22: 0; Gains in Water Available For Use / Savings in Demand under the selected programme (Ml/d) input as +ve 2022-23: 0; Gains in Water Available For Use / Savings in Demand under the selected programme (Ml/d) input as +ve 2023-24: 0; Gains in Water Available For Use / Savings in Demand under the selected programme (Ml/d) input as +ve 2024-25: 0; Gains in Water Available For Use / Savings in Demand under the selected programme (Ml/d) input as +ve 2025-26: 9.3545e-06; Gains in Water Available For Use / Savings in Demand under the selected programme (Ml/d) input as +ve 2026-27: 2.5657e-05; Gains in Water Available For Use / Savings in Demand under the selected programme (Ml/d) input as +ve 2027-28: 0.00079317; Gains in Water Available For Use / Savings in Demand under the selected programme (Ml/d) input as +ve 2028-29: 0.0014986; Gains in Water Available For Use / Savings in Demand under the selected programme (Ml/d) input as +ve 2029-30: 0.0021801; Gains in Water Available For Use / Savings in Demand under the selected programme (Ml/d) input as +ve 2030-31: 0.002861; Gains in Water Available For Use / Savings in Demand under the selected programme (Ml/d) input as +ve 2031-32: 0.0035416; Gains in Water Available For Use / Savings in Demand under the selected programme (Ml/d) input as +ve 2032-33: 0.0042221; Gains in Water Available For Use / Savings in Demand under the selected programme (Ml/d) input as +ve 2033-34: 0.0049029; Gains in Water Available For Use / Savings in Demand under the selected programme (Ml/d) input as +ve 2034-35: 0.0055838; Gains in Water Available For Use / Savings in Demand under the selected programme (Ml/d) input as +ve 2035-36: 0.0062647; Gains in Water Available For Use / Savings in Demand under the selected programme (Ml/d) input as +ve 2036-37: 0.0069459; Gains in Water Available For Use / Savings in Demand under the selected programme (Ml/d) input as +ve 2037-38: 0.0076272; Gains in Water Available For Use / Savings in Demand under the selected programme (Ml/d) input as +ve 2038-39: 0.0083089; Gains in Water Available For Use / Savings in Demand under the selected programme (Ml/d) input as +ve 2039-40: 0.0089907; Gains in Water Available For Use / Savings in Demand under the selected programme (Ml/d) input as +ve 2040-41: 0.0096727; Gains in Water Available For Use / Savings in Demand under the selected programme (Ml/d) input as +ve 2041-42: 0.010355; Gains in Water Available For Use / Savings in Demand under the selected programme (Ml/d) input as +ve 2042-43: 0.011037; Gains in Water Available For Use / Savings in Demand under the selected programme (Ml/d) input as +ve 2043-44: 0.01172; Gains in Water Available For Use / Savings in Demand under the selected programme (Ml/d) input as +ve 2044-45: 0.012402; Gains in Water Available For Use / Savings in Demand under the selected programme (Ml/d) input as +ve 2045-46: 0.013085; Gains in Water Available For Use / Savings in Demand under the selected programme (Ml/d) input as +ve 2046-47: 0.013767; Gains in Water Available For Use / Savings in Demand under the selected programme (Ml/d) input as +ve 2047-48: 0.01445; Gains in Water Available For Use / Savings in Demand under the selected programme (Ml/d) input as +ve 2048-49: 0.015132; Gains in Water Available For Use / Savings in Demand under the selected programme (Ml/d) input as +ve 2049-50: 0.015815
51dP | LEA: NHH. NHH CSPL repairs.AWSNNC | LEA: NHH. NHH CSPL repairs.AWSNNC | Supply pipe repairs / replacement | Customer Options | N | Preferred | AWSNNC | Ml/d | 2 | Gains in Water Available For Use / Savings in Demand under the selected programme (Ml/d) input as +ve 2019-20: 0; Gains in Water Available For Use / Savings in Demand under the selected programme (Ml/d) input as +ve 2020-21: 0; Gains in Water Available For Use / Savings in Demand under the selected programme (Ml/d) input as +ve 2021-22: 0; Gains in Water Available For Use / Savings in Demand under the selected programme (Ml/d) input as +ve 2022-23: 0; Gains in Water Available For Use / Savings in Demand under the selected programme (Ml/d) input as +ve 2023-24: 0; Gains in Water Available For Use / Savings in Demand under the selected programme (Ml/d) input as +ve 2024-25: 0; Gains in Water Available For Use / Savings in Demand under the selected programme (Ml/d) input as +ve 2025-26: 9.3545e-06; Gains in Water Available For Use / Savings in Demand under the selected programme (Ml/d) input as +ve 2026-27: 2.5657e-05; Gains in Water Available For Use / Savings in Demand under the selected programme (Ml/d) input as +ve 2027-28: 0.00079317; Gains in Water Available For Use / Savings in Demand under the selected programme (Ml/d) input as +ve 2028-29: 0.0014986; Gains in Water Available For Use / Savings in Demand under the selected programme (Ml/d) input as +ve 2029-30: 0.0021801; Gains in Water Available For Use / Savings in Demand under the selected programme (Ml/d) input as +ve 2030-31: 0.002861; Gains in Water Available For Use / Savings in Demand under the selected programme (Ml/d) input as +ve 2031-32: 0.0035416; Gains in Water Available For Use / Savings in Demand under the selected programme (Ml/d) input as +ve 2032-33: 0.0042221; Gains in Water Available For Use / Savings in Demand under the selected programme (Ml/d) input as +ve 2033-34: 0.0049029; Gains in Water Available For Use / Savings in Demand under the selected programme (Ml/d) input as +ve 2034-35: 0.0055838; Gains in Water Available For Use / Savings in Demand under the selected programme (Ml/d) input as +ve 2035-36: 0.0062647; Gains in Water Available For Use / Savings in Demand under the selected programme (Ml/d) input as +ve 2036-37: 0.0069459; Gains in Water Available For Use / Savings in Demand under the selected programme (Ml/d) input as +ve 2037-38: 0.0076272; Gains in Water Available For Use / Savings in Demand under the selected programme (Ml/d) input as +ve 2038-39: 0.0083089; Gains in Water Available For Use / Savings in Demand under the selected programme (Ml/d) input as +ve 2039-40: 0.0089907; Gains in Water Available For Use / Savings in Demand under the selected programme (Ml/d) input as +ve 2040-41: 0.0096727; Gains in Water Available For Use / Savings in Demand under the selected programme (Ml/d) input as +ve 2041-42: 0.010355; Gains in Water Available For Use / Savings in Demand under the selected programme (Ml/d) input as +ve 2042-43: 0.011037; Gains in Water Available For Use / Savings in Demand under the selected programme (Ml/d) input as +ve 2043-44: 0.01172; Gains in Water Available For Use / Savings in Demand under the selected programme (Ml/d) input as +ve 2044-45: 0.012402; Gains in Water Available For Use / Savings in Demand under the selected programme (Ml/d) input as +ve 2045-46: 0.013085; Gains in Water Available For Use / Savings in Demand under the selected programme (Ml/d) input as +ve 2046-47: 0.013767; Gains in Water Available For Use / Savings in Demand under the selected programme (Ml/d) input as +ve 2047-48: 0.01445; Gains in Water Available For Use / Savings in Demand under the selected programme (Ml/d) input as +ve 2048-49: 0.015132; Gains in Water Available For Use / Savings in Demand under the selected programme (Ml/d) input as +ve 2049-50: 0.015815
51cF | Mains Replacement (MR1500).AWSNNC | Mains Replacement (MR1500).AWSNNC | Mains replacement (not trunk mains) | Distribution Options | N | Ofwat Core | AWSNNC | Ml/d | 2 | Gains in Water Available For Use / Savings in Demand under the selected programme (Ml/d) input as +ve 2019-20: 0; Gains in Water Available For Use / Savings in Demand under the selected programme (Ml/d) input as +ve 2020-21: 0; Gains in Water Available For Use / Savings in Demand under the selected programme (Ml/d) input as +ve 2021-22: 0; Gains in Water Available For Use / Savings in Demand under the selected programme (Ml/d) input as +ve 2022-23: 0; Gains in Water Available For Use / Savings in Demand under the selected programme (Ml/d) input as +ve 2023-24: 0; Gains in Water Available For Use / Savings in Demand under the selected programme (Ml/d) input as +ve 2024-25: 0; Gains in Water Available For Use / Savings in Demand under the selected programme (Ml/d) input as +ve 2025-26: 0; Gains in Water Available For Use / Savings in Demand under the selected programme (Ml/d) input as +ve 2026-27: 0; Gains in Water Available For Use / Savings in Demand under the selected programme (Ml/d) input as +ve 2027-28: 0; Gains in Water Available For Use / Savings in Demand under the selected programme (Ml/d) input as +ve 2028-29: 0; Gains in Water Available For Use / Savings in Demand under the selected programme (Ml/d) input as +ve 2029-30: 0; Gains in Water Available For Use / Savings in Demand under the selected programme (Ml/d) input as +ve 2030-31: 0; Gains in Water Available For Use / Savings in Demand under the selected programme (Ml/d) input as +ve 2031-32: 0; Gains in Water Available For Use / Savings in Demand under the selected programme (Ml/d) input as +ve 2032-33: 0; Gains in Water Available For Use / Savings in Demand under the selected programme (Ml/d) input as +ve 2033-34: 0; Gains in Water Available For Use / Savings in Demand under the selected programme (Ml/d) input as +ve 2034-35: 0; Gains in Water Available For Use / Savings in Demand under the selected programme (Ml/d) input as +ve 2035-36: 0; Gains in Water Available For Use / Savings in Demand under the selected programme (Ml/d) input as +ve 2036-37: 0; Gains in Water Available For Use / Savings in Demand under the selected programme (Ml/d) input as +ve 2037-38: 0; Gains in Water Available For Use / Savings in Demand under the selected programme (Ml/d) input as +ve 2038-39: 0; Gains in Water Available For Use / Savings in Demand under the selected programme (Ml/d) input as +ve 2039-40: 0.22792; Gains in Water Available For Use / Savings in Demand under the selected programme (Ml/d) input as +ve 2040-41: 0.22552; Gains in Water Available For Use / Savings in Demand under the selected programme (Ml/d) input as +ve 2041-42: 0.22432; Gains in Water Available For Use / Savings in Demand under the selected programme (Ml/d) input as +ve 2042-43: 0.22432; Gains in Water Available For Use / Savings in Demand under the selected programme (Ml/d) input as +ve 2043-44: 0.22432; Gains in Water Available For Use / Savings in Demand under the selected programme (Ml/d) input as +ve 2044-45: 0.22432; Gains in Water Available For Use / Savings in Demand under the selected programme (Ml/d) input as +ve 2045-46: 0.22432; Gains in Water Available For Use / Savings in Demand under the selected programme (Ml/d) input as +ve 2046-47: 0.22432; Gains in Water Available For Use / Savings in Demand under the selected programme (Ml/d) input as +ve 2047-48: 0.22432; Gains in Water Available For Use / Savings in Demand under the selected programme (Ml/d) input as +ve 2048-49: 0.22432; Gains in Water Available For Use / Savings in Demand under the selected programme (Ml/d) input as +ve 2049-50: 0.22432
51cP | Mains Replacement (MRMax).AWSNNC | Mains Replacement (MRMax).AWSNNC | Mains replacement (not trunk mains) | Distribution Options | N | Preferred | AWSNNC | Ml/d | 2 | Gains in Water Available For Use / Savings in Demand under the selected programme (Ml/d) input as +ve 2019-20: 0; Gains in Water Available For Use / Savings in Demand under the selected programme (Ml/d) input as +ve 2020-21: 0; Gains in Water Available For Use / Savings in Demand under the selected programme (Ml/d) input as +ve 2021-22: 0; Gains in Water Available For Use / Savings in Demand under the selected programme (Ml/d) input as +ve 2022-23: 0; Gains in Water Available For Use / Savings in Demand under the selected programme (Ml/d) input as +ve 2023-24: 0; Gains in Water Available For Use / Savings in Demand under the selected programme (Ml/d) input as +ve 2024-25: 0; Gains in Water Available For Use / Savings in Demand under the selected programme (Ml/d) input as +ve 2025-26: 0; Gains in Water Available For Use / Savings in Demand under the selected programme (Ml/d) input as +ve 2026-27: 0; Gains in Water Available For Use / Savings in Demand under the selected programme (Ml/d) input as +ve 2027-28: 0; Gains in Water Available For Use / Savings in Demand under the selected programme (Ml/d) input as +ve 2028-29: 0; Gains in Water Available For Use / Savings in Demand under the selected programme (Ml/d) input as +ve 2029-30: 0; Gains in Water Available For Use / Savings in Demand under the selected programme (Ml/d) input as +ve 2030-31: 0; Gains in Water Available For Use / Savings in Demand under the selected programme (Ml/d) input as +ve 2031-32: 0; Gains in Water Available For Use / Savings in Demand under the selected programme (Ml/d) input as +ve 2032-33: 0; Gains in Water Available For Use / Savings in Demand under the selected programme (Ml/d) input as +ve 2033-34: 0; Gains in Water Available For Use / Savings in Demand under the selected programme (Ml/d) input as +ve 2034-35: 0; Gains in Water Available For Use / Savings in Demand under the selected programme (Ml/d) input as +ve 2035-36: 0.22792; Gains in Water Available For Use / Savings in Demand under the selected programme (Ml/d) input as +ve 2036-37: 0.22792; Gains in Water Available For Use / Savings in Demand under the selected programme (Ml/d) input as +ve 2037-38: 0.22792; Gains in Water Available For Use / Savings in Demand under the selected programme (Ml/d) input as +ve 2038-39: 0.22792; Gains in Water Available For Use / Savings in Demand under the selected programme (Ml/d) input as +ve 2039-40: 0.22792; Gains in Water Available For Use / Savings in Demand under the selected programme (Ml/d) input as +ve 2040-41: 0.22552; Gains in Water Available For Use / Savings in Demand under the selected programme (Ml/d) input as +ve 2041-42: 0.22432; Gains in Water Available For Use / Savings in Demand under the selected programme (Ml/d) input as +ve 2042-43: 0.30235; Gains in Water Available For Use / Savings in Demand under the selected programme (Ml/d) input as +ve 2043-44: 0.30235; Gains in Water Available For Use / Savings in Demand under the selected programme (Ml/d) input as +ve 2044-45: 0.35455; Gains in Water Available For Use / Savings in Demand under the selected programme (Ml/d) input as +ve 2045-46: 0.39997; Gains in Water Available For Use / Savings in Demand under the selected programme (Ml/d) input as +ve 2046-47: 0.39997; Gains in Water Available For Use / Savings in Demand under the selected programme (Ml/d) input as +ve 2047-48: 0.39997; Gains in Water Available For Use / Savings in Demand under the selected programme (Ml/d) input as +ve 2048-49: 0.43696; Gains in Water Available For Use / Savings in Demand under the selected programme (Ml/d) input as +ve 2049-50: 0.43696
51dF | NHH. NHH PL repairs.AWSNNC | NHH. NHH PL repairs.AWSNNC | Non-household water audit | Customer Options | N | Least Cost | AWSNNC | Ml/d | 2 | Gains in Water Available For Use / Savings in Demand under the selected programme (Ml/d) input as +ve 2019-20: 0; Gains in Water Available For Use / Savings in Demand under the selected programme (Ml/d) input as +ve 2020-21: 0; Gains in Water Available For Use / Savings in Demand under the selected programme (Ml/d) input as +ve 2021-22: 0; Gains in Water Available For Use / Savings in Demand under the selected programme (Ml/d) input as +ve 2022-23: 0; Gains in Water Available For Use / Savings in Demand under the selected programme (Ml/d) input as +ve 2023-24: 0; Gains in Water Available For Use / Savings in Demand under the selected programme (Ml/d) input as +ve 2024-25: 0; Gains in Water Available For Use / Savings in Demand under the selected programme (Ml/d) input as +ve 2025-26: 0.00025485; Gains in Water Available For Use / Savings in Demand under the selected programme (Ml/d) input as +ve 2026-27: 0.00069903; Gains in Water Available For Use / Savings in Demand under the selected programme (Ml/d) input as +ve 2027-28: 0.021625; Gains in Water Available For Use / Savings in Demand under the selected programme (Ml/d) input as +ve 2028-29: 0.040859; Gains in Water Available For Use / Savings in Demand under the selected programme (Ml/d) input as +ve 2029-30: 0.059439; Gains in Water Available For Use / Savings in Demand under the selected programme (Ml/d) input as +ve 2030-31: 0.078004; Gains in Water Available For Use / Savings in Demand under the selected programme (Ml/d) input as +ve 2031-32: 0.096561; Gains in Water Available For Use / Savings in Demand under the selected programme (Ml/d) input as +ve 2032-33: 0.11512; Gains in Water Available For Use / Savings in Demand under the selected programme (Ml/d) input as +ve 2033-34: 0.13368; Gains in Water Available For Use / Savings in Demand under the selected programme (Ml/d) input as +ve 2034-35: 0.15224; Gains in Water Available For Use / Savings in Demand under the selected programme (Ml/d) input as +ve 2035-36: 0.17081; Gains in Water Available For Use / Savings in Demand under the selected programme (Ml/d) input as +ve 2036-37: 0.18938; Gains in Water Available For Use / Savings in Demand under the selected programme (Ml/d) input as +ve 2037-38: 0.20796; Gains in Water Available For Use / Savings in Demand under the selected programme (Ml/d) input as +ve 2038-39: 0.22654; Gains in Water Available For Use / Savings in Demand under the selected programme (Ml/d) input as +ve 2039-40: 0.24513; Gains in Water Available For Use / Savings in Demand under the selected programme (Ml/d) input as +ve 2040-41: 0.26373; Gains in Water Available For Use / Savings in Demand under the selected programme (Ml/d) input as +ve 2041-42: 0.28233; Gains in Water Available For Use / Savings in Demand under the selected programme (Ml/d) input as +ve 2042-43: 0.30093; Gains in Water Available For Use / Savings in Demand under the selected programme (Ml/d) input as +ve 2043-44: 0.31954; Gains in Water Available For Use / Savings in Demand under the selected programme (Ml/d) input as +ve 2044-45: 0.33815; Gains in Water Available For Use / Savings in Demand under the selected programme (Ml/d) input as +ve 2045-46: 0.35676; Gains in Water Available For Use / Savings in Demand under the selected programme (Ml/d) input as +ve 2046-47: 0.37537; Gains in Water Available For Use / Savings in Demand under the selected programme (Ml/d) input as +ve 2047-48: 0.39398; Gains in Water Available For Use / Savings in Demand under the selected programme (Ml/d) input as +ve 2048-49: 0.41259; Gains in Water Available For Use / Savings in Demand under the selected programme (Ml/d) input as +ve 2049-50: 0.43119
51dF | NHH. NHH PL repairs.AWSNNC | NHH. NHH PL repairs.AWSNNC | Non-household water audit | Customer Options | N | Ofwat Core | AWSNNC | Ml/d | 2 | Gains in Water Available For Use / Savings in Demand under the selected programme (Ml/d) input as +ve 2019-20: 0; Gains in Water Available For Use / Savings in Demand under the selected programme (Ml/d) input as +ve 2020-21: 0; Gains in Water Available For Use / Savings in Demand under the selected programme (Ml/d) input as +ve 2021-22: 0; Gains in Water Available For Use / Savings in Demand under the selected programme (Ml/d) input as +ve 2022-23: 0; Gains in Water Available For Use / Savings in Demand under the selected programme (Ml/d) input as +ve 2023-24: 0; Gains in Water Available For Use / Savings in Demand under the selected programme (Ml/d) input as +ve 2024-25: 0; Gains in Water Available For Use / Savings in Demand under the selected programme (Ml/d) input as +ve 2025-26: 0.00025485; Gains in Water Available For Use / Savings in Demand under the selected programme (Ml/d) input as +ve 2026-27: 0.00069903; Gains in Water Available For Use / Savings in Demand under the selected programme (Ml/d) input as +ve 2027-28: 0.021625; Gains in Water Available For Use / Savings in Demand under the selected programme (Ml/d) input as +ve 2028-29: 0.040859; Gains in Water Available For Use / Savings in Demand under the selected programme (Ml/d) input as +ve 2029-30: 0.059439; Gains in Water Available For Use / Savings in Demand under the selected programme (Ml/d) input as +ve 2030-31: 0.078004; Gains in Water Available For Use / Savings in Demand under the selected programme (Ml/d) input as +ve 2031-32: 0.096561; Gains in Water Available For Use / Savings in Demand under the selected programme (Ml/d) input as +ve 2032-33: 0.11512; Gains in Water Available For Use / Savings in Demand under the selected programme (Ml/d) input as +ve 2033-34: 0.13368; Gains in Water Available For Use / Savings in Demand under the selected programme (Ml/d) input as +ve 2034-35: 0.15224; Gains in Water Available For Use / Savings in Demand under the selected programme (Ml/d) input as +ve 2035-36: 0.17081; Gains in Water Available For Use / Savings in Demand under the selected programme (Ml/d) input as +ve 2036-37: 0.18938; Gains in Water Available For Use / Savings in Demand under the selected programme (Ml/d) input as +ve 2037-38: 0.20796; Gains in Water Available For Use / Savings in Demand under the selected programme (Ml/d) input as +ve 2038-39: 0.22654; Gains in Water Available For Use / Savings in Demand under the selected programme (Ml/d) input as +ve 2039-40: 0.24513; Gains in Water Available For Use / Savings in Demand under the selected programme (Ml/d) input as +ve 2040-41: 0.26373; Gains in Water Available For Use / Savings in Demand under the selected programme (Ml/d) input as +ve 2041-42: 0.28233; Gains in Water Available For Use / Savings in Demand under the selected programme (Ml/d) input as +ve 2042-43: 0.30093; Gains in Water Available For Use / Savings in Demand under the selected programme (Ml/d) input as +ve 2043-44: 0.31954; Gains in Water Available For Use / Savings in Demand under the selected programme (Ml/d) input as +ve 2044-45: 0.33815; Gains in Water Available For Use / Savings in Demand under the selected programme (Ml/d) input as +ve 2045-46: 0.35676; Gains in Water Available For Use / Savings in Demand under the selected programme (Ml/d) input as +ve 2046-47: 0.37537; Gains in Water Available For Use / Savings in Demand under the selected programme (Ml/d) input as +ve 2047-48: 0.39398; Gains in Water Available For Use / Savings in Demand under the selected programme (Ml/d) input as +ve 2048-49: 0.41259; Gains in Water Available For Use / Savings in Demand under the selected programme (Ml/d) input as +ve 2049-50: 0.43119
51dP | NHH. NHH PL repairs.AWSNNC | NHH. NHH PL repairs.AWSNNC | Non-household water audit | Customer Options | N | Preferred | AWSNNC | Ml/d | 2 | Gains in Water Available For Use / Savings in Demand under the selected programme (Ml/d) input as +ve 2019-20: 0; Gains in Water Available For Use / Savings in Demand under the selected programme (Ml/d) input as +ve 2020-21: 0; Gains in Water Available For Use / Savings in Demand under the selected programme (Ml/d) input as +ve 2021-22: 0; Gains in Water Available For Use / Savings in Demand under the selected programme (Ml/d) input as +ve 2022-23: 0; Gains in Water Available For Use / Savings in Demand under the selected programme (Ml/d) input as +ve 2023-24: 0; Gains in Water Available For Use / Savings in Demand under the selected programme (Ml/d) input as +ve 2024-25: 0; Gains in Water Available For Use / Savings in Demand under the selected programme (Ml/d) input as +ve 2025-26: 0.00025485; Gains in Water Available For Use / Savings in Demand under the selected programme (Ml/d) input as +ve 2026-27: 0.00069903; Gains in Water Available For Use / Savings in Demand under the selected programme (Ml/d) input as +ve 2027-28: 0.021625; Gains in Water Available For Use / Savings in Demand under the selected programme (Ml/d) input as +ve 2028-29: 0.040859; Gains in Water Available For Use / Savings in Demand under the selected programme (Ml/d) input as +ve 2029-30: 0.059439; Gains in Water Available For Use / Savings in Demand under the selected programme (Ml/d) input as +ve 2030-31: 0.078004; Gains in Water Available For Use / Savings in Demand under the selected programme (Ml/d) input as +ve 2031-32: 0.096561; Gains in Water Available For Use / Savings in Demand under the selected programme (Ml/d) input as +ve 2032-33: 0.11512; Gains in Water Available For Use / Savings in Demand under the selected programme (Ml/d) input as +ve 2033-34: 0.13368; Gains in Water Available For Use / Savings in Demand under the selected programme (Ml/d) input as +ve 2034-35: 0.15224; Gains in Water Available For Use / Savings in Demand under the selected programme (Ml/d) input as +ve 2035-36: 0.17081; Gains in Water Available For Use / Savings in Demand under the selected programme (Ml/d) input as +ve 2036-37: 0.18938; Gains in Water Available For Use / Savings in Demand under the selected programme (Ml/d) input as +ve 2037-38: 0.20796; Gains in Water Available For Use / Savings in Demand under the selected programme (Ml/d) input as +ve 2038-39: 0.22654; Gains in Water Available For Use / Savings in Demand under the selected programme (Ml/d) input as +ve 2039-40: 0.24513; Gains in Water Available For Use / Savings in Demand under the selected programme (Ml/d) input as +ve 2040-41: 0.26373; Gains in Water Available For Use / Savings in Demand under the selected programme (Ml/d) input as +ve 2041-42: 0.28233; Gains in Water Available For Use / Savings in Demand under the selected programme (Ml/d) input as +ve 2042-43: 0.30093; Gains in Water Available For Use / Savings in Demand under the selected programme (Ml/d) input as +ve 2043-44: 0.31954; Gains in Water Available For Use / Savings in Demand under the selected programme (Ml/d) input as +ve 2044-45: 0.33815; Gains in Water Available For Use / Savings in Demand under the selected programme (Ml/d) input as +ve 2045-46: 0.35676; Gains in Water Available For Use / Savings in Demand under the selected programme (Ml/d) input as +ve 2046-47: 0.37537; Gains in Water Available For Use / Savings in Demand under the selected programme (Ml/d) input as +ve 2047-48: 0.39398; Gains in Water Available For Use / Savings in Demand under the selected programme (Ml/d) input as +ve 2048-49: 0.41259; Gains in Water Available For Use / Savings in Demand under the selected programme (Ml/d) input as +ve 2049-50: 0.43119
51dF | NHH. NHH PL100 repairs.AWSNNC | NHH. NHH PL100 repairs.AWSNNC | Non-household water audit | Customer Options | N | Least Cost | AWSNNC | Ml/d | 2 | Gains in Water Available For Use / Savings in Demand under the selected programme (Ml/d) input as +ve 2019-20: 0; Gains in Water Available For Use / Savings in Demand under the selected programme (Ml/d) input as +ve 2020-21: 0; Gains in Water Available For Use / Savings in Demand under the selected programme (Ml/d) input as +ve 2021-22: 0; Gains in Water Available For Use / Savings in Demand under the selected programme (Ml/d) input as +ve 2022-23: 0; Gains in Water Available For Use / Savings in Demand under the selected programme (Ml/d) input as +ve 2023-24: 0; Gains in Water Available For Use / Savings in Demand under the selected programme (Ml/d) input as +ve 2024-25: 0; Gains in Water Available For Use / Savings in Demand under the selected programme (Ml/d) input as +ve 2025-26: 6.265e-05; Gains in Water Available For Use / Savings in Demand under the selected programme (Ml/d) input as +ve 2026-27: 0.00017184; Gains in Water Available For Use / Savings in Demand under the selected programme (Ml/d) input as +ve 2027-28: 0.0053162; Gains in Water Available For Use / Savings in Demand under the selected programme (Ml/d) input as +ve 2028-29: 0.010044; Gains in Water Available For Use / Savings in Demand under the selected programme (Ml/d) input as +ve 2029-30: 0.014612; Gains in Water Available For Use / Savings in Demand under the selected programme (Ml/d) input as +ve 2030-31: 0.019176; Gains in Water Available For Use / Savings in Demand under the selected programme (Ml/d) input as +ve 2031-32: 0.023738; Gains in Water Available For Use / Savings in Demand under the selected programme (Ml/d) input as +ve 2032-33: 0.028299; Gains in Water Available For Use / Savings in Demand under the selected programme (Ml/d) input as +ve 2033-34: 0.032862; Gains in Water Available For Use / Savings in Demand under the selected programme (Ml/d) input as +ve 2034-35: 0.037426; Gains in Water Available For Use / Savings in Demand under the selected programme (Ml/d) input as +ve 2035-36: 0.04199; Gains in Water Available For Use / Savings in Demand under the selected programme (Ml/d) input as +ve 2036-37: 0.046556; Gains in Water Available For Use / Savings in Demand under the selected programme (Ml/d) input as +ve 2037-38: 0.051123; Gains in Water Available For Use / Savings in Demand under the selected programme (Ml/d) input as +ve 2038-39: 0.055691; Gains in Water Available For Use / Savings in Demand under the selected programme (Ml/d) input as +ve 2039-40: 0.060261; Gains in Water Available For Use / Savings in Demand under the selected programme (Ml/d) input as +ve 2040-41: 0.064833; Gains in Water Available For Use / Savings in Demand under the selected programme (Ml/d) input as +ve 2041-42: 0.069405; Gains in Water Available For Use / Savings in Demand under the selected programme (Ml/d) input as +ve 2042-43: 0.073979; Gains in Water Available For Use / Savings in Demand under the selected programme (Ml/d) input as +ve 2043-44: 0.078553; Gains in Water Available For Use / Savings in Demand under the selected programme (Ml/d) input as +ve 2044-45: 0.083128; Gains in Water Available For Use / Savings in Demand under the selected programme (Ml/d) input as +ve 2045-46: 0.087703; Gains in Water Available For Use / Savings in Demand under the selected programme (Ml/d) input as +ve 2046-47: 0.092278; Gains in Water Available For Use / Savings in Demand under the selected programme (Ml/d) input as +ve 2047-48: 0.096853; Gains in Water Available For Use / Savings in Demand under the selected programme (Ml/d) input as +ve 2048-49: 0.10143; Gains in Water Available For Use / Savings in Demand under the selected programme (Ml/d) input as +ve 2049-50: 0.106
51dF | NHH. NHH PL100 repairs.AWSNNC | NHH. NHH PL100 repairs.AWSNNC | Non-household water audit | Customer Options | N | Ofwat Core | AWSNNC | Ml/d | 2 | Gains in Water Available For Use / Savings in Demand under the selected programme (Ml/d) input as +ve 2019-20: 0; Gains in Water Available For Use / Savings in Demand under the selected programme (Ml/d) input as +ve 2020-21: 0; Gains in Water Available For Use / Savings in Demand under the selected programme (Ml/d) input as +ve 2021-22: 0; Gains in Water Available For Use / Savings in Demand under the selected programme (Ml/d) input as +ve 2022-23: 0; Gains in Water Available For Use / Savings in Demand under the selected programme (Ml/d) input as +ve 2023-24: 0; Gains in Water Available For Use / Savings in Demand under the selected programme (Ml/d) input as +ve 2024-25: 0; Gains in Water Available For Use / Savings in Demand under the selected programme (Ml/d) input as +ve 2025-26: 6.265e-05; Gains in Water Available For Use / Savings in Demand under the selected programme (Ml/d) input as +ve 2026-27: 0.00017184; Gains in Water Available For Use / Savings in Demand under the selected programme (Ml/d) input as +ve 2027-28: 0.0053162; Gains in Water Available For Use / Savings in Demand under the selected programme (Ml/d) input as +ve 2028-29: 0.010044; Gains in Water Available For Use / Savings in Demand under the selected programme (Ml/d) input as +ve 2029-30: 0.014612; Gains in Water Available For Use / Savings in Demand under the selected programme (Ml/d) input as +ve 2030-31: 0.019176; Gains in Water Available For Use / Savings in Demand under the selected programme (Ml/d) input as +ve 2031-32: 0.023738; Gains in Water Available For Use / Savings in Demand under the selected programme (Ml/d) input as +ve 2032-33: 0.028299; Gains in Water Available For Use / Savings in Demand under the selected programme (Ml/d) input as +ve 2033-34: 0.032862; Gains in Water Available For Use / Savings in Demand under the selected programme (Ml/d) input as +ve 2034-35: 0.037426; Gains in Water Available For Use / Savings in Demand under the selected programme (Ml/d) input as +ve 2035-36: 0.04199; Gains in Water Available For Use / Savings in Demand under the selected programme (Ml/d) input as +ve 2036-37: 0.046556; Gains in Water Available For Use / Savings in Demand under the selected programme (Ml/d) input as +ve 2037-38: 0.051123; Gains in Water Available For Use / Savings in Demand under the selected programme (Ml/d) input as +ve 2038-39: 0.055691; Gains in Water Available For Use / Savings in Demand under the selected programme (Ml/d) input as +ve 2039-40: 0.060261; Gains in Water Available For Use / Savings in Demand under the selected programme (Ml/d) input as +ve 2040-41: 0.064833; Gains in Water Available For Use / Savings in Demand under the selected programme (Ml/d) input as +ve 2041-42: 0.069405; Gains in Water Available For Use / Savings in Demand under the selected programme (Ml/d) input as +ve 2042-43: 0.073979; Gains in Water Available For Use / Savings in Demand under the selected programme (Ml/d) input as +ve 2043-44: 0.078553; Gains in Water Available For Use / Savings in Demand under the selected programme (Ml/d) input as +ve 2044-45: 0.083128; Gains in Water Available For Use / Savings in Demand under the selected programme (Ml/d) input as +ve 2045-46: 0.087703; Gains in Water Available For Use / Savings in Demand under the selected programme (Ml/d) input as +ve 2046-47: 0.092278; Gains in Water Available For Use / Savings in Demand under the selected programme (Ml/d) input as +ve 2047-48: 0.096853; Gains in Water Available For Use / Savings in Demand under the selected programme (Ml/d) input as +ve 2048-49: 0.10143; Gains in Water Available For Use / Savings in Demand under the selected programme (Ml/d) input as +ve 2049-50: 0.106
51dP | NHH. NHH PL100 repairs.AWSNNC | NHH. NHH PL100 repairs.AWSNNC | Non-household water audit | Customer Options | N | Preferred | AWSNNC | Ml/d | 2 | Gains in Water Available For Use / Savings in Demand under the selected programme (Ml/d) input as +ve 2019-20: 0; Gains in Water Available For Use / Savings in Demand under the selected programme (Ml/d) input as +ve 2020-21: 0; Gains in Water Available For Use / Savings in Demand under the selected programme (Ml/d) input as +ve 2021-22: 0; Gains in Water Available For Use / Savings in Demand under the selected programme (Ml/d) input as +ve 2022-23: 0; Gains in Water Available For Use / Savings in Demand under the selected programme (Ml/d) input as +ve 2023-24: 0; Gains in Water Available For Use / Savings in Demand under the selected programme (Ml/d) input as +ve 2024-25: 0; Gains in Water Available For Use / Savings in Demand under the selected programme (Ml/d) input as +ve 2025-26: 6.265e-05; Gains in Water Available For Use / Savings in Demand under the selected programme (Ml/d) input as +ve 2026-27: 0.00017184; Gains in Water Available For Use / Savings in Demand under the selected programme (Ml/d) input as +ve 2027-28: 0.0053162; Gains in Water Available For Use / Savings in Demand under the selected programme (Ml/d) input as +ve 2028-29: 0.010044; Gains in Water Available For Use / Savings in Demand under the selected programme (Ml/d) input as +ve 2029-30: 0.014612; Gains in Water Available For Use / Savings in Demand under the selected programme (Ml/d) input as +ve 2030-31: 0.019176; Gains in Water Available For Use / Savings in Demand under the selected programme (Ml/d) input as +ve 2031-32: 0.023738; Gains in Water Available For Use / Savings in Demand under the selected programme (Ml/d) input as +ve 2032-33: 0.028299; Gains in Water Available For Use / Savings in Demand under the selected programme (Ml/d) input as +ve 2033-34: 0.032862; Gains in Water Available For Use / Savings in Demand under the selected programme (Ml/d) input as +ve 2034-35: 0.037426; Gains in Water Available For Use / Savings in Demand under the selected programme (Ml/d) input as +ve 2035-36: 0.04199; Gains in Water Available For Use / Savings in Demand under the selected programme (Ml/d) input as +ve 2036-37: 0.046556; Gains in Water Available For Use / Savings in Demand under the selected programme (Ml/d) input as +ve 2037-38: 0.051123; Gains in Water Available For Use / Savings in Demand under the selected programme (Ml/d) input as +ve 2038-39: 0.055691; Gains in Water Available For Use / Savings in Demand under the selected programme (Ml/d) input as +ve 2039-40: 0.060261; Gains in Water Available For Use / Savings in Demand under the selected programme (Ml/d) input as +ve 2040-41: 0.064833; Gains in Water Available For Use / Savings in Demand under the selected programme (Ml/d) input as +ve 2041-42: 0.069405; Gains in Water Available For Use / Savings in Demand under the selected programme (Ml/d) input as +ve 2042-43: 0.073979; Gains in Water Available For Use / Savings in Demand under the selected programme (Ml/d) input as +ve 2043-44: 0.078553; Gains in Water Available For Use / Savings in Demand under the selected programme (Ml/d) input as +ve 2044-45: 0.083128; Gains in Water Available For Use / Savings in Demand under the selected programme (Ml/d) input as +ve 2045-46: 0.087703; Gains in Water Available For Use / Savings in Demand under the selected programme (Ml/d) input as +ve 2046-47: 0.092278; Gains in Water Available For Use / Savings in Demand under the selected programme (Ml/d) input as +ve 2047-48: 0.096853; Gains in Water Available For Use / Savings in Demand under the selected programme (Ml/d) input as +ve 2048-49: 0.10143; Gains in Water Available For Use / Savings in Demand under the selected programme (Ml/d) input as +ve 2049-50: 0.106
51dF | NHH. WEF Visit Lower.AWSNNC | NHH. WEF Visit Lower.AWSNNC | Non-household water audit | Customer Options | N | Least Cost | AWSNNC | Ml/d | 2 | Gains in Water Available For Use / Savings in Demand under the selected programme (Ml/d) input as +ve 2019-20: 0; Gains in Water Available For Use / Savings in Demand under the selected programme (Ml/d) input as +ve 2020-21: 0; Gains in Water Available For Use / Savings in Demand under the selected programme (Ml/d) input as +ve 2021-22: 0; Gains in Water Available For Use / Savings in Demand under the selected programme (Ml/d) input as +ve 2022-23: 0; Gains in Water Available For Use / Savings in Demand under the selected programme (Ml/d) input as +ve 2023-24: 0; Gains in Water Available For Use / Savings in Demand under the selected programme (Ml/d) input as +ve 2024-25: 0; Gains in Water Available For Use / Savings in Demand under the selected programme (Ml/d) input as +ve 2025-26: 0.00015052; Gains in Water Available For Use / Savings in Demand under the selected programme (Ml/d) input as +ve 2026-27: 0.00041288; Gains in Water Available For Use / Savings in Demand under the selected programme (Ml/d) input as +ve 2027-28: 0.012773; Gains in Water Available For Use / Savings in Demand under the selected programme (Ml/d) input as +ve 2028-29: 0.024133; Gains in Water Available For Use / Savings in Demand under the selected programme (Ml/d) input as +ve 2029-30: 0.035107; Gains in Water Available For Use / Savings in Demand under the selected programme (Ml/d) input as +ve 2030-31: 0.046073; Gains in Water Available For Use / Savings in Demand under the selected programme (Ml/d) input as +ve 2031-32: 0.057033; Gains in Water Available For Use / Savings in Demand under the selected programme (Ml/d) input as +ve 2032-33: 0.067992; Gains in Water Available For Use / Savings in Demand under the selected programme (Ml/d) input as +ve 2033-34: 0.078954; Gains in Water Available For Use / Savings in Demand under the selected programme (Ml/d) input as +ve 2034-35: 0.08992; Gains in Water Available For Use / Savings in Demand under the selected programme (Ml/d) input as +ve 2035-36: 0.10089; Gains in Water Available For Use / Savings in Demand under the selected programme (Ml/d) input as +ve 2036-37: 0.11186; Gains in Water Available For Use / Savings in Demand under the selected programme (Ml/d) input as +ve 2037-38: 0.12283; Gains in Water Available For Use / Savings in Demand under the selected programme (Ml/d) input as +ve 2038-39: 0.1338; Gains in Water Available For Use / Savings in Demand under the selected programme (Ml/d) input as +ve 2039-40: 0.14478; Gains in Water Available For Use / Savings in Demand under the selected programme (Ml/d) input as +ve 2040-41: 0.15577; Gains in Water Available For Use / Savings in Demand under the selected programme (Ml/d) input as +ve 2041-42: 0.16675; Gains in Water Available For Use / Savings in Demand under the selected programme (Ml/d) input as +ve 2042-43: 0.17774; Gains in Water Available For Use / Savings in Demand under the selected programme (Ml/d) input as +ve 2043-44: 0.18873; Gains in Water Available For Use / Savings in Demand under the selected programme (Ml/d) input as +ve 2044-45: 0.19972; Gains in Water Available For Use / Savings in Demand under the selected programme (Ml/d) input as +ve 2045-46: 0.21072; Gains in Water Available For Use / Savings in Demand under the selected programme (Ml/d) input as +ve 2046-47: 0.22171; Gains in Water Available For Use / Savings in Demand under the selected programme (Ml/d) input as +ve 2047-48: 0.2327; Gains in Water Available For Use / Savings in Demand under the selected programme (Ml/d) input as +ve 2048-49: 0.24369; Gains in Water Available For Use / Savings in Demand under the selected programme (Ml/d) input as +ve 2049-50: 0.25468
51dF | NHH. WEF Visit Lower.AWSNNC | NHH. WEF Visit Lower.AWSNNC | Non-household water audit | Customer Options | N | Ofwat Core | AWSNNC | Ml/d | 2 | Gains in Water Available For Use / Savings in Demand under the selected programme (Ml/d) input as +ve 2019-20: 0; Gains in Water Available For Use / Savings in Demand under the selected programme (Ml/d) input as +ve 2020-21: 0; Gains in Water Available For Use / Savings in Demand under the selected programme (Ml/d) input as +ve 2021-22: 0; Gains in Water Available For Use / Savings in Demand under the selected programme (Ml/d) input as +ve 2022-23: 0; Gains in Water Available For Use / Savings in Demand under the selected programme (Ml/d) input as +ve 2023-24: 0; Gains in Water Available For Use / Savings in Demand under the selected programme (Ml/d) input as +ve 2024-25: 0; Gains in Water Available For Use / Savings in Demand under the selected programme (Ml/d) input as +ve 2025-26: 0.00015052; Gains in Water Available For Use / Savings in Demand under the selected programme (Ml/d) input as +ve 2026-27: 0.00041288; Gains in Water Available For Use / Savings in Demand under the selected programme (Ml/d) input as +ve 2027-28: 0.012773; Gains in Water Available For Use / Savings in Demand under the selected programme (Ml/d) input as +ve 2028-29: 0.024133; Gains in Water Available For Use / Savings in Demand under the selected programme (Ml/d) input as +ve 2029-30: 0.035107; Gains in Water Available For Use / Savings in Demand under the selected programme (Ml/d) input as +ve 2030-31: 0.046073; Gains in Water Available For Use / Savings in Demand under the selected programme (Ml/d) input as +ve 2031-32: 0.057033; Gains in Water Available For Use / Savings in Demand under the selected programme (Ml/d) input as +ve 2032-33: 0.067992; Gains in Water Available For Use / Savings in Demand under the selected programme (Ml/d) input as +ve 2033-34: 0.078954; Gains in Water Available For Use / Savings in Demand under the selected programme (Ml/d) input as +ve 2034-35: 0.08992; Gains in Water Available For Use / Savings in Demand under the selected programme (Ml/d) input as +ve 2035-36: 0.10089; Gains in Water Available For Use / Savings in Demand under the selected programme (Ml/d) input as +ve 2036-37: 0.11186; Gains in Water Available For Use / Savings in Demand under the selected programme (Ml/d) input as +ve 2037-38: 0.12283; Gains in Water Available For Use / Savings in Demand under the selected programme (Ml/d) input as +ve 2038-39: 0.1338; Gains in Water Available For Use / Savings in Demand under the selected programme (Ml/d) input as +ve 2039-40: 0.14478; Gains in Water Available For Use / Savings in Demand under the selected programme (Ml/d) input as +ve 2040-41: 0.15577; Gains in Water Available For Use / Savings in Demand under the selected programme (Ml/d) input as +ve 2041-42: 0.16675; Gains in Water Available For Use / Savings in Demand under the selected programme (Ml/d) input as +ve 2042-43: 0.17774; Gains in Water Available For Use / Savings in Demand under the selected programme (Ml/d) input as +ve 2043-44: 0.18873; Gains in Water Available For Use / Savings in Demand under the selected programme (Ml/d) input as +ve 2044-45: 0.19972; Gains in Water Available For Use / Savings in Demand under the selected programme (Ml/d) input as +ve 2045-46: 0.21072; Gains in Water Available For Use / Savings in Demand under the selected programme (Ml/d) input as +ve 2046-47: 0.22171; Gains in Water Available For Use / Savings in Demand under the selected programme (Ml/d) input as +ve 2047-48: 0.2327; Gains in Water Available For Use / Savings in Demand under the selected programme (Ml/d) input as +ve 2048-49: 0.24369; Gains in Water Available For Use / Savings in Demand under the selected programme (Ml/d) input as +ve 2049-50: 0.25468
51dP | NHH. WEF Visit Lower.AWSNNC | NHH. WEF Visit Lower.AWSNNC | Non-household water audit | Customer Options | N | Preferred | AWSNNC | Ml/d | 2 | Gains in Water Available For Use / Savings in Demand under the selected programme (Ml/d) input as +ve 2019-20: 0; Gains in Water Available For Use / Savings in Demand under the selected programme (Ml/d) input as +ve 2020-21: 0; Gains in Water Available For Use / Savings in Demand under the selected programme (Ml/d) input as +ve 2021-22: 0; Gains in Water Available For Use / Savings in Demand under the selected programme (Ml/d) input as +ve 2022-23: 0; Gains in Water Available For Use / Savings in Demand under the selected programme (Ml/d) input as +ve 2023-24: 0; Gains in Water Available For Use / Savings in Demand under the selected programme (Ml/d) input as +ve 2024-25: 0; Gains in Water Available For Use / Savings in Demand under the selected programme (Ml/d) input as +ve 2025-26: 0.00015052; Gains in Water Available For Use / Savings in Demand under the selected programme (Ml/d) input as +ve 2026-27: 0.00041288; Gains in Water Available For Use / Savings in Demand under the selected programme (Ml/d) input as +ve 2027-28: 0.012773; Gains in Water Available For Use / Savings in Demand under the selected programme (Ml/d) input as +ve 2028-29: 0.024133; Gains in Water Available For Use / Savings in Demand under the selected programme (Ml/d) input as +ve 2029-30: 0.035107; Gains in Water Available For Use / Savings in Demand under the selected programme (Ml/d) input as +ve 2030-31: 0.046073; Gains in Water Available For Use / Savings in Demand under the selected programme (Ml/d) input as +ve 2031-32: 0.057033; Gains in Water Available For Use / Savings in Demand under the selected programme (Ml/d) input as +ve 2032-33: 0.067992; Gains in Water Available For Use / Savings in Demand under the selected programme (Ml/d) input as +ve 2033-34: 0.078954; Gains in Water Available For Use / Savings in Demand under the selected programme (Ml/d) input as +ve 2034-35: 0.08992; Gains in Water Available For Use / Savings in Demand under the selected programme (Ml/d) input as +ve 2035-36: 0.10089; Gains in Water Available For Use / Savings in Demand under the selected programme (Ml/d) input as +ve 2036-37: 0.11186; Gains in Water Available For Use / Savings in Demand under the selected programme (Ml/d) input as +ve 2037-38: 0.12283; Gains in Water Available For Use / Savings in Demand under the selected programme (Ml/d) input as +ve 2038-39: 0.1338; Gains in Water Available For Use / Savings in Demand under the selected programme (Ml/d) input as +ve 2039-40: 0.14478; Gains in Water Available For Use / Savings in Demand under the selected programme (Ml/d) input as +ve 2040-41: 0.15577; Gains in Water Available For Use / Savings in Demand under the selected programme (Ml/d) input as +ve 2041-42: 0.16675; Gains in Water Available For Use / Savings in Demand under the selected programme (Ml/d) input as +ve 2042-43: 0.17774; Gains in Water Available For Use / Savings in Demand under the selected programme (Ml/d) input as +ve 2043-44: 0.18873; Gains in Water Available For Use / Savings in Demand under the selected programme (Ml/d) input as +ve 2044-45: 0.19972; Gains in Water Available For Use / Savings in Demand under the selected programme (Ml/d) input as +ve 2045-46: 0.21072; Gains in Water Available For Use / Savings in Demand under the selected programme (Ml/d) input as +ve 2046-47: 0.22171; Gains in Water Available For Use / Savings in Demand under the selected programme (Ml/d) input as +ve 2047-48: 0.2327; Gains in Water Available For Use / Savings in Demand under the selected programme (Ml/d) input as +ve 2048-49: 0.24369; Gains in Water Available For Use / Savings in Demand under the selected programme (Ml/d) input as +ve 2049-50: 0.25468
51dF | NHH. WEF Visit Super High.AWSNNC | NHH. WEF Visit Super High.AWSNNC | Non-household water audit | Customer Options | N | Least Cost | AWSNNC | Ml/d | 2 | Gains in Water Available For Use / Savings in Demand under the selected programme (Ml/d) input as +ve 2019-20: 0; Gains in Water Available For Use / Savings in Demand under the selected programme (Ml/d) input as +ve 2020-21: 0; Gains in Water Available For Use / Savings in Demand under the selected programme (Ml/d) input as +ve 2021-22: 0; Gains in Water Available For Use / Savings in Demand under the selected programme (Ml/d) input as +ve 2022-23: 0; Gains in Water Available For Use / Savings in Demand under the selected programme (Ml/d) input as +ve 2023-24: 0; Gains in Water Available For Use / Savings in Demand under the selected programme (Ml/d) input as +ve 2024-25: 0; Gains in Water Available For Use / Savings in Demand under the selected programme (Ml/d) input as +ve 2025-26: 0.00015494; Gains in Water Available For Use / Savings in Demand under the selected programme (Ml/d) input as +ve 2026-27: 0.000425; Gains in Water Available For Use / Savings in Demand under the selected programme (Ml/d) input as +ve 2027-28: 0.013148; Gains in Water Available For Use / Savings in Demand under the selected programme (Ml/d) input as +ve 2028-29: 0.024842; Gains in Water Available For Use / Savings in Demand under the selected programme (Ml/d) input as +ve 2029-30: 0.036138; Gains in Water Available For Use / Savings in Demand under the selected programme (Ml/d) input as +ve 2030-31: 0.047426; Gains in Water Available For Use / Savings in Demand under the selected programme (Ml/d) input as +ve 2031-32: 0.058708; Gains in Water Available For Use / Savings in Demand under the selected programme (Ml/d) input as +ve 2032-33: 0.069989; Gains in Water Available For Use / Savings in Demand under the selected programme (Ml/d) input as +ve 2033-34: 0.081273; Gains in Water Available For Use / Savings in Demand under the selected programme (Ml/d) input as +ve 2034-35: 0.092561; Gains in Water Available For Use / Savings in Demand under the selected programme (Ml/d) input as +ve 2035-36: 0.10385; Gains in Water Available For Use / Savings in Demand under the selected programme (Ml/d) input as +ve 2036-37: 0.11514; Gains in Water Available For Use / Savings in Demand under the selected programme (Ml/d) input as +ve 2037-38: 0.12643; Gains in Water Available For Use / Savings in Demand under the selected programme (Ml/d) input as +ve 2038-39: 0.13773; Gains in Water Available For Use / Savings in Demand under the selected programme (Ml/d) input as +ve 2039-40: 0.14904; Gains in Water Available For Use / Savings in Demand under the selected programme (Ml/d) input as +ve 2040-41: 0.16034; Gains in Water Available For Use / Savings in Demand under the selected programme (Ml/d) input as +ve 2041-42: 0.17165; Gains in Water Available For Use / Savings in Demand under the selected programme (Ml/d) input as +ve 2042-43: 0.18296; Gains in Water Available For Use / Savings in Demand under the selected programme (Ml/d) input as +ve 2043-44: 0.19427; Gains in Water Available For Use / Savings in Demand under the selected programme (Ml/d) input as +ve 2044-45: 0.20559; Gains in Water Available For Use / Savings in Demand under the selected programme (Ml/d) input as +ve 2045-46: 0.2169; Gains in Water Available For Use / Savings in Demand under the selected programme (Ml/d) input as +ve 2046-47: 0.22822; Gains in Water Available For Use / Savings in Demand under the selected programme (Ml/d) input as +ve 2047-48: 0.23953; Gains in Water Available For Use / Savings in Demand under the selected programme (Ml/d) input as +ve 2048-49: 0.25085; Gains in Water Available For Use / Savings in Demand under the selected programme (Ml/d) input as +ve 2049-50: 0.26216
51dF | NHH. WEF Visit Super High.AWSNNC | NHH. WEF Visit Super High.AWSNNC | Non-household water audit | Customer Options | N | Ofwat Core | AWSNNC | Ml/d | 2 | Gains in Water Available For Use / Savings in Demand under the selected programme (Ml/d) input as +ve 2019-20: 0; Gains in Water Available For Use / Savings in Demand under the selected programme (Ml/d) input as +ve 2020-21: 0; Gains in Water Available For Use / Savings in Demand under the selected programme (Ml/d) input as +ve 2021-22: 0; Gains in Water Available For Use / Savings in Demand under the selected programme (Ml/d) input as +ve 2022-23: 0; Gains in Water Available For Use / Savings in Demand under the selected programme (Ml/d) input as +ve 2023-24: 0; Gains in Water Available For Use / Savings in Demand under the selected programme (Ml/d) input as +ve 2024-25: 0; Gains in Water Available For Use / Savings in Demand under the selected programme (Ml/d) input as +ve 2025-26: 0.00015494; Gains in Water Available For Use / Savings in Demand under the selected programme (Ml/d) input as +ve 2026-27: 0.000425; Gains in Water Available For Use / Savings in Demand under the selected programme (Ml/d) input as +ve 2027-28: 0.013148; Gains in Water Available For Use / Savings in Demand under the selected programme (Ml/d) input as +ve 2028-29: 0.024842; Gains in Water Available For Use / Savings in Demand under the selected programme (Ml/d) input as +ve 2029-30: 0.036138; Gains in Water Available For Use / Savings in Demand under the selected programme (Ml/d) input as +ve 2030-31: 0.047426; Gains in Water Available For Use / Savings in Demand under the selected programme (Ml/d) input as +ve 2031-32: 0.058708; Gains in Water Available For Use / Savings in Demand under the selected programme (Ml/d) input as +ve 2032-33: 0.069989; Gains in Water Available For Use / Savings in Demand under the selected programme (Ml/d) input as +ve 2033-34: 0.081273; Gains in Water Available For Use / Savings in Demand under the selected programme (Ml/d) input as +ve 2034-35: 0.092561; Gains in Water Available For Use / Savings in Demand under the selected programme (Ml/d) input as +ve 2035-36: 0.10385; Gains in Water Available For Use / Savings in Demand under the selected programme (Ml/d) input as +ve 2036-37: 0.11514; Gains in Water Available For Use / Savings in Demand under the selected programme (Ml/d) input as +ve 2037-38: 0.12643; Gains in Water Available For Use / Savings in Demand under the selected programme (Ml/d) input as +ve 2038-39: 0.13773; Gains in Water Available For Use / Savings in Demand under the selected programme (Ml/d) input as +ve 2039-40: 0.14904; Gains in Water Available For Use / Savings in Demand under the selected programme (Ml/d) input as +ve 2040-41: 0.16034; Gains in Water Available For Use / Savings in Demand under the selected programme (Ml/d) input as +ve 2041-42: 0.17165; Gains in Water Available For Use / Savings in Demand under the selected programme (Ml/d) input as +ve 2042-43: 0.18296; Gains in Water Available For Use / Savings in Demand under the selected programme (Ml/d) input as +ve 2043-44: 0.19427; Gains in Water Available For Use / Savings in Demand under the selected programme (Ml/d) input as +ve 2044-45: 0.20559; Gains in Water Available For Use / Savings in Demand under the selected programme (Ml/d) input as +ve 2045-46: 0.2169; Gains in Water Available For Use / Savings in Demand under the selected programme (Ml/d) input as +ve 2046-47: 0.22822; Gains in Water Available For Use / Savings in Demand under the selected programme (Ml/d) input as +ve 2047-48: 0.23953; Gains in Water Available For Use / Savings in Demand under the selected programme (Ml/d) input as +ve 2048-49: 0.25085; Gains in Water Available For Use / Savings in Demand under the selected programme (Ml/d) input as +ve 2049-50: 0.26216
51dP | NHH. WEF Visit Super High.AWSNNC | NHH. WEF Visit Super High.AWSNNC | Non-household water audit | Customer Options | N | Preferred | AWSNNC | Ml/d | 2 | Gains in Water Available For Use / Savings in Demand under the selected programme (Ml/d) input as +ve 2019-20: 0; Gains in Water Available For Use / Savings in Demand under the selected programme (Ml/d) input as +ve 2020-21: 0; Gains in Water Available For Use / Savings in Demand under the selected programme (Ml/d) input as +ve 2021-22: 0; Gains in Water Available For Use / Savings in Demand under the selected programme (Ml/d) input as +ve 2022-23: 0; Gains in Water Available For Use / Savings in Demand under the selected programme (Ml/d) input as +ve 2023-24: 0; Gains in Water Available For Use / Savings in Demand under the selected programme (Ml/d) input as +ve 2024-25: 0; Gains in Water Available For Use / Savings in Demand under the selected programme (Ml/d) input as +ve 2025-26: 0.00015494; Gains in Water Available For Use / Savings in Demand under the selected programme (Ml/d) input as +ve 2026-27: 0.000425; Gains in Water Available For Use / Savings in Demand under the selected programme (Ml/d) input as +ve 2027-28: 0.013148; Gains in Water Available For Use / Savings in Demand under the selected programme (Ml/d) input as +ve 2028-29: 0.024842; Gains in Water Available For Use / Savings in Demand under the selected programme (Ml/d) input as +ve 2029-30: 0.036138; Gains in Water Available For Use / Savings in Demand under the selected programme (Ml/d) input as +ve 2030-31: 0.047426; Gains in Water Available For Use / Savings in Demand under the selected programme (Ml/d) input as +ve 2031-32: 0.058708; Gains in Water Available For Use / Savings in Demand under the selected programme (Ml/d) input as +ve 2032-33: 0.069989; Gains in Water Available For Use / Savings in Demand under the selected programme (Ml/d) input as +ve 2033-34: 0.081273; Gains in Water Available For Use / Savings in Demand under the selected programme (Ml/d) input as +ve 2034-35: 0.092561; Gains in Water Available For Use / Savings in Demand under the selected programme (Ml/d) input as +ve 2035-36: 0.10385; Gains in Water Available For Use / Savings in Demand under the selected programme (Ml/d) input as +ve 2036-37: 0.11514; Gains in Water Available For Use / Savings in Demand under the selected programme (Ml/d) input as +ve 2037-38: 0.12643; Gains in Water Available For Use / Savings in Demand under the selected programme (Ml/d) input as +ve 2038-39: 0.13773; Gains in Water Available For Use / Savings in Demand under the selected programme (Ml/d) input as +ve 2039-40: 0.14904; Gains in Water Available For Use / Savings in Demand under the selected programme (Ml/d) input as +ve 2040-41: 0.16034; Gains in Water Available For Use / Savings in Demand under the selected programme (Ml/d) input as +ve 2041-42: 0.17165; Gains in Water Available For Use / Savings in Demand under the selected programme (Ml/d) input as +ve 2042-43: 0.18296; Gains in Water Available For Use / Savings in Demand under the selected programme (Ml/d) input as +ve 2043-44: 0.19427; Gains in Water Available For Use / Savings in Demand under the selected programme (Ml/d) input as +ve 2044-45: 0.20559; Gains in Water Available For Use / Savings in Demand under the selected programme (Ml/d) input as +ve 2045-46: 0.2169; Gains in Water Available For Use / Savings in Demand under the selected programme (Ml/d) input as +ve 2046-47: 0.22822; Gains in Water Available For Use / Savings in Demand under the selected programme (Ml/d) input as +ve 2047-48: 0.23953; Gains in Water Available For Use / Savings in Demand under the selected programme (Ml/d) input as +ve 2048-49: 0.25085; Gains in Water Available For Use / Savings in Demand under the selected programme (Ml/d) input as +ve 2049-50: 0.26216
51dF | NHH. WEF Visit Upper.AWSNNC | NHH. WEF Visit Upper.AWSNNC | Non-household water audit | Customer Options | N | Least Cost | AWSNNC | Ml/d | 2 | Gains in Water Available For Use / Savings in Demand under the selected programme (Ml/d) input as +ve 2019-20: 0; Gains in Water Available For Use / Savings in Demand under the selected programme (Ml/d) input as +ve 2020-21: 0; Gains in Water Available For Use / Savings in Demand under the selected programme (Ml/d) input as +ve 2021-22: 0; Gains in Water Available For Use / Savings in Demand under the selected programme (Ml/d) input as +ve 2022-23: 0; Gains in Water Available For Use / Savings in Demand under the selected programme (Ml/d) input as +ve 2023-24: 0; Gains in Water Available For Use / Savings in Demand under the selected programme (Ml/d) input as +ve 2024-25: 0; Gains in Water Available For Use / Savings in Demand under the selected programme (Ml/d) input as +ve 2025-26: 8.131e-05; Gains in Water Available For Use / Savings in Demand under the selected programme (Ml/d) input as +ve 2026-27: 0.00022303; Gains in Water Available For Use / Savings in Demand under the selected programme (Ml/d) input as +ve 2027-28: 0.0068995; Gains in Water Available For Use / Savings in Demand under the selected programme (Ml/d) input as +ve 2028-29: 0.013036; Gains in Water Available For Use / Savings in Demand under the selected programme (Ml/d) input as +ve 2029-30: 0.018964; Gains in Water Available For Use / Savings in Demand under the selected programme (Ml/d) input as +ve 2030-31: 0.024887; Gains in Water Available For Use / Savings in Demand under the selected programme (Ml/d) input as +ve 2031-32: 0.030808; Gains in Water Available For Use / Savings in Demand under the selected programme (Ml/d) input as +ve 2032-33: 0.036728; Gains in Water Available For Use / Savings in Demand under the selected programme (Ml/d) input as +ve 2033-34: 0.042649; Gains in Water Available For Use / Savings in Demand under the selected programme (Ml/d) input as +ve 2034-35: 0.048573; Gains in Water Available For Use / Savings in Demand under the selected programme (Ml/d) input as +ve 2035-36: 0.054496; Gains in Water Available For Use / Savings in Demand under the selected programme (Ml/d) input as +ve 2036-37: 0.060421; Gains in Water Available For Use / Savings in Demand under the selected programme (Ml/d) input as +ve 2037-38: 0.066349; Gains in Water Available For Use / Savings in Demand under the selected programme (Ml/d) input as +ve 2038-39: 0.072278; Gains in Water Available For Use / Savings in Demand under the selected programme (Ml/d) input as +ve 2039-40: 0.078209; Gains in Water Available For Use / Savings in Demand under the selected programme (Ml/d) input as +ve 2040-41: 0.084142; Gains in Water Available For Use / Savings in Demand under the selected programme (Ml/d) input as +ve 2041-42: 0.090076; Gains in Water Available For Use / Savings in Demand under the selected programme (Ml/d) input as +ve 2042-43: 0.096012; Gains in Water Available For Use / Savings in Demand under the selected programme (Ml/d) input as +ve 2043-44: 0.10195; Gains in Water Available For Use / Savings in Demand under the selected programme (Ml/d) input as +ve 2044-45: 0.10789; Gains in Water Available For Use / Savings in Demand under the selected programme (Ml/d) input as +ve 2045-46: 0.11382; Gains in Water Available For Use / Savings in Demand under the selected programme (Ml/d) input as +ve 2046-47: 0.11976; Gains in Water Available For Use / Savings in Demand under the selected programme (Ml/d) input as +ve 2047-48: 0.1257; Gains in Water Available For Use / Savings in Demand under the selected programme (Ml/d) input as +ve 2048-49: 0.13164; Gains in Water Available For Use / Savings in Demand under the selected programme (Ml/d) input as +ve 2049-50: 0.13757
51dF | NHH. WEF Visit Upper.AWSNNC | NHH. WEF Visit Upper.AWSNNC | Non-household water audit | Customer Options | N | Ofwat Core | AWSNNC | Ml/d | 2 | Gains in Water Available For Use / Savings in Demand under the selected programme (Ml/d) input as +ve 2019-20: 0; Gains in Water Available For Use / Savings in Demand under the selected programme (Ml/d) input as +ve 2020-21: 0; Gains in Water Available For Use / Savings in Demand under the selected programme (Ml/d) input as +ve 2021-22: 0; Gains in Water Available For Use / Savings in Demand under the selected programme (Ml/d) input as +ve 2022-23: 0; Gains in Water Available For Use / Savings in Demand under the selected programme (Ml/d) input as +ve 2023-24: 0; Gains in Water Available For Use / Savings in Demand under the selected programme (Ml/d) input as +ve 2024-25: 0; Gains in Water Available For Use / Savings in Demand under the selected programme (Ml/d) input as +ve 2025-26: 8.131e-05; Gains in Water Available For Use / Savings in Demand under the selected programme (Ml/d) input as +ve 2026-27: 0.00022303; Gains in Water Available For Use / Savings in Demand under the selected programme (Ml/d) input as +ve 2027-28: 0.0068995; Gains in Water Available For Use / Savings in Demand under the selected programme (Ml/d) input as +ve 2028-29: 0.013036; Gains in Water Available For Use / Savings in Demand under the selected programme (Ml/d) input as +ve 2029-30: 0.018964; Gains in Water Available For Use / Savings in Demand under the selected programme (Ml/d) input as +ve 2030-31: 0.024887; Gains in Water Available For Use / Savings in Demand under the selected programme (Ml/d) input as +ve 2031-32: 0.030808; Gains in Water Available For Use / Savings in Demand under the selected programme (Ml/d) input as +ve 2032-33: 0.036728; Gains in Water Available For Use / Savings in Demand under the selected programme (Ml/d) input as +ve 2033-34: 0.042649; Gains in Water Available For Use / Savings in Demand under the selected programme (Ml/d) input as +ve 2034-35: 0.048573; Gains in Water Available For Use / Savings in Demand under the selected programme (Ml/d) input as +ve 2035-36: 0.054496; Gains in Water Available For Use / Savings in Demand under the selected programme (Ml/d) input as +ve 2036-37: 0.060421; Gains in Water Available For Use / Savings in Demand under the selected programme (Ml/d) input as +ve 2037-38: 0.066349; Gains in Water Available For Use / Savings in Demand under the selected programme (Ml/d) input as +ve 2038-39: 0.072278; Gains in Water Available For Use / Savings in Demand under the selected programme (Ml/d) input as +ve 2039-40: 0.078209; Gains in Water Available For Use / Savings in Demand under the selected programme (Ml/d) input as +ve 2040-41: 0.084142; Gains in Water Available For Use / Savings in Demand under the selected programme (Ml/d) input as +ve 2041-42: 0.090076; Gains in Water Available For Use / Savings in Demand under the selected programme (Ml/d) input as +ve 2042-43: 0.096012; Gains in Water Available For Use / Savings in Demand under the selected programme (Ml/d) input as +ve 2043-44: 0.10195; Gains in Water Available For Use / Savings in Demand under the selected programme (Ml/d) input as +ve 2044-45: 0.10789; Gains in Water Available For Use / Savings in Demand under the selected programme (Ml/d) input as +ve 2045-46: 0.11382; Gains in Water Available For Use / Savings in Demand under the selected programme (Ml/d) input as +ve 2046-47: 0.11976; Gains in Water Available For Use / Savings in Demand under the selected programme (Ml/d) input as +ve 2047-48: 0.1257; Gains in Water Available For Use / Savings in Demand under the selected programme (Ml/d) input as +ve 2048-49: 0.13164; Gains in Water Available For Use / Savings in Demand under the selected programme (Ml/d) input as +ve 2049-50: 0.13757
51dP | NHH. WEF Visit Upper.AWSNNC | NHH. WEF Visit Upper.AWSNNC | Non-household water audit | Customer Options | N | Preferred | AWSNNC | Ml/d | 2 | Gains in Water Available For Use / Savings in Demand under the selected programme (Ml/d) input as +ve 2019-20: 0; Gains in Water Available For Use / Savings in Demand under the selected programme (Ml/d) input as +ve 2020-21: 0; Gains in Water Available For Use / Savings in Demand under the selected programme (Ml/d) input as +ve 2021-22: 0; Gains in Water Available For Use / Savings in Demand under the selected programme (Ml/d) input as +ve 2022-23: 0; Gains in Water Available For Use / Savings in Demand under the selected programme (Ml/d) input as +ve 2023-24: 0; Gains in Water Available For Use / Savings in Demand under the selected programme (Ml/d) input as +ve 2024-25: 0; Gains in Water Available For Use / Savings in Demand under the selected programme (Ml/d) input as +ve 2025-26: 8.131e-05; Gains in Water Available For Use / Savings in Demand under the selected programme (Ml/d) input as +ve 2026-27: 0.00022303; Gains in Water Available For Use / Savings in Demand under the selected programme (Ml/d) input as +ve 2027-28: 0.0068995; Gains in Water Available For Use / Savings in Demand under the selected programme (Ml/d) input as +ve 2028-29: 0.013036; Gains in Water Available For Use / Savings in Demand under the selected programme (Ml/d) input as +ve 2029-30: 0.018964; Gains in Water Available For Use / Savings in Demand under the selected programme (Ml/d) input as +ve 2030-31: 0.024887; Gains in Water Available For Use / Savings in Demand under the selected programme (Ml/d) input as +ve 2031-32: 0.030808; Gains in Water Available For Use / Savings in Demand under the selected programme (Ml/d) input as +ve 2032-33: 0.036728; Gains in Water Available For Use / Savings in Demand under the selected programme (Ml/d) input as +ve 2033-34: 0.042649; Gains in Water Available For Use / Savings in Demand under the selected programme (Ml/d) input as +ve 2034-35: 0.048573; Gains in Water Available For Use / Savings in Demand under the selected programme (Ml/d) input as +ve 2035-36: 0.054496; Gains in Water Available For Use / Savings in Demand under the selected programme (Ml/d) input as +ve 2036-37: 0.060421; Gains in Water Available For Use / Savings in Demand under the selected programme (Ml/d) input as +ve 2037-38: 0.066349; Gains in Water Available For Use / Savings in Demand under the selected programme (Ml/d) input as +ve 2038-39: 0.072278; Gains in Water Available For Use / Savings in Demand under the selected programme (Ml/d) input as +ve 2039-40: 0.078209; Gains in Water Available For Use / Savings in Demand under the selected programme (Ml/d) input as +ve 2040-41: 0.084142; Gains in Water Available For Use / Savings in Demand under the selected programme (Ml/d) input as +ve 2041-42: 0.090076; Gains in Water Available For Use / Savings in Demand under the selected programme (Ml/d) input as +ve 2042-43: 0.096012; Gains in Water Available For Use / Savings in Demand under the selected programme (Ml/d) input as +ve 2043-44: 0.10195; Gains in Water Available For Use / Savings in Demand under the selected programme (Ml/d) input as +ve 2044-45: 0.10789; Gains in Water Available For Use / Savings in Demand under the selected programme (Ml/d) input as +ve 2045-46: 0.11382; Gains in Water Available For Use / Savings in Demand under the selected programme (Ml/d) input as +ve 2046-47: 0.11976; Gains in Water Available For Use / Savings in Demand under the selected programme (Ml/d) input as +ve 2047-48: 0.1257; Gains in Water Available For Use / Savings in Demand under the selected programme (Ml/d) input as +ve 2048-49: 0.13164; Gains in Water Available For Use / Savings in Demand under the selected programme (Ml/d) input as +ve 2049-50: 0.13757
51dF | Smart Metering.AWSNNC | Smart Metering.AWSNNC | Metering other selective | Customer Options | N | Least Cost | AWSNNC | Ml/d | 2 | Gains in Water Available For Use / Savings in Demand under the selected programme (Ml/d) input as +ve 2019-20: 0; Gains in Water Available For Use / Savings in Demand under the selected programme (Ml/d) input as +ve 2020-21: 0; Gains in Water Available For Use / Savings in Demand under the selected programme (Ml/d) input as +ve 2021-22: 0; Gains in Water Available For Use / Savings in Demand under the selected programme (Ml/d) input as +ve 2022-23: 0; Gains in Water Available For Use / Savings in Demand under the selected programme (Ml/d) input as +ve 2023-24: 0; Gains in Water Available For Use / Savings in Demand under the selected programme (Ml/d) input as +ve 2024-25: 0; Gains in Water Available For Use / Savings in Demand under the selected programme (Ml/d) input as +ve 2025-26: 0; Gains in Water Available For Use / Savings in Demand under the selected programme (Ml/d) input as +ve 2026-27: 0; Gains in Water Available For Use / Savings in Demand under the selected programme (Ml/d) input as +ve 2027-28: 0.19595; Gains in Water Available For Use / Savings in Demand under the selected programme (Ml/d) input as +ve 2028-29: 0.44102; Gains in Water Available For Use / Savings in Demand under the selected programme (Ml/d) input as +ve 2029-30: 0.48757; Gains in Water Available For Use / Savings in Demand under the selected programme (Ml/d) input as +ve 2030-31: 0.53529; Gains in Water Available For Use / Savings in Demand under the selected programme (Ml/d) input as +ve 2031-32: 0.58388; Gains in Water Available For Use / Savings in Demand under the selected programme (Ml/d) input as +ve 2032-33: 0.5916; Gains in Water Available For Use / Savings in Demand under the selected programme (Ml/d) input as +ve 2033-34: 0.59926; Gains in Water Available For Use / Savings in Demand under the selected programme (Ml/d) input as +ve 2034-35: 0.60709; Gains in Water Available For Use / Savings in Demand under the selected programme (Ml/d) input as +ve 2035-36: 0.61484; Gains in Water Available For Use / Savings in Demand under the selected programme (Ml/d) input as +ve 2036-37: 0.62286; Gains in Water Available For Use / Savings in Demand under the selected programme (Ml/d) input as +ve 2037-38: 0.63067; Gains in Water Available For Use / Savings in Demand under the selected programme (Ml/d) input as +ve 2038-39: 0.63829; Gains in Water Available For Use / Savings in Demand under the selected programme (Ml/d) input as +ve 2039-40: 0.64586; Gains in Water Available For Use / Savings in Demand under the selected programme (Ml/d) input as +ve 2040-41: 0.65319; Gains in Water Available For Use / Savings in Demand under the selected programme (Ml/d) input as +ve 2041-42: 0.66029; Gains in Water Available For Use / Savings in Demand under the selected programme (Ml/d) input as +ve 2042-43: 0.66752; Gains in Water Available For Use / Savings in Demand under the selected programme (Ml/d) input as +ve 2043-44: 0.6746; Gains in Water Available For Use / Savings in Demand under the selected programme (Ml/d) input as +ve 2044-45: 0.68087; Gains in Water Available For Use / Savings in Demand under the selected programme (Ml/d) input as +ve 2045-46: 0.6852; Gains in Water Available For Use / Savings in Demand under the selected programme (Ml/d) input as +ve 2046-47: 0.68938; Gains in Water Available For Use / Savings in Demand under the selected programme (Ml/d) input as +ve 2047-48: 0.69351; Gains in Water Available For Use / Savings in Demand under the selected programme (Ml/d) input as +ve 2048-49: 0.69753; Gains in Water Available For Use / Savings in Demand under the selected programme (Ml/d) input as +ve 2049-50: 0.70119
51dF | Smart Metering.AWSNNC | Smart Metering.AWSNNC | Metering other selective | Customer Options | N | Ofwat Core | AWSNNC | Ml/d | 2 | Gains in Water Available For Use / Savings in Demand under the selected programme (Ml/d) input as +ve 2019-20: 0; Gains in Water Available For Use / Savings in Demand under the selected programme (Ml/d) input as +ve 2020-21: 0; Gains in Water Available For Use / Savings in Demand under the selected programme (Ml/d) input as +ve 2021-22: 0; Gains in Water Available For Use / Savings in Demand under the selected programme (Ml/d) input as +ve 2022-23: 0; Gains in Water Available For Use / Savings in Demand under the selected programme (Ml/d) input as +ve 2023-24: 0; Gains in Water Available For Use / Savings in Demand under the selected programme (Ml/d) input as +ve 2024-25: 0; Gains in Water Available For Use / Savings in Demand under the selected programme (Ml/d) input as +ve 2025-26: 0; Gains in Water Available For Use / Savings in Demand under the selected programme (Ml/d) input as +ve 2026-27: 0; Gains in Water Available For Use / Savings in Demand under the selected programme (Ml/d) input as +ve 2027-28: 0.19595; Gains in Water Available For Use / Savings in Demand under the selected programme (Ml/d) input as +ve 2028-29: 0.44102; Gains in Water Available For Use / Savings in Demand under the selected programme (Ml/d) input as +ve 2029-30: 0.48757; Gains in Water Available For Use / Savings in Demand under the selected programme (Ml/d) input as +ve 2030-31: 0.53529; Gains in Water Available For Use / Savings in Demand under the selected programme (Ml/d) input as +ve 2031-32: 0.58388; Gains in Water Available For Use / Savings in Demand under the selected programme (Ml/d) input as +ve 2032-33: 0.5916; Gains in Water Available For Use / Savings in Demand under the selected programme (Ml/d) input as +ve 2033-34: 0.59926; Gains in Water Available For Use / Savings in Demand under the selected programme (Ml/d) input as +ve 2034-35: 0.60709; Gains in Water Available For Use / Savings in Demand under the selected programme (Ml/d) input as +ve 2035-36: 0.61484; Gains in Water Available For Use / Savings in Demand under the selected programme (Ml/d) input as +ve 2036-37: 0.62286; Gains in Water Available For Use / Savings in Demand under the selected programme (Ml/d) input as +ve 2037-38: 0.63067; Gains in Water Available For Use / Savings in Demand under the selected programme (Ml/d) input as +ve 2038-39: 0.63829; Gains in Water Available For Use / Savings in Demand under the selected programme (Ml/d) input as +ve 2039-40: 0.64586; Gains in Water Available For Use / Savings in Demand under the selected programme (Ml/d) input as +ve 2040-41: 0.65319; Gains in Water Available For Use / Savings in Demand under the selected programme (Ml/d) input as +ve 2041-42: 0.66029; Gains in Water Available For Use / Savings in Demand under the selected programme (Ml/d) input as +ve 2042-43: 0.66752; Gains in Water Available For Use / Savings in Demand under the selected programme (Ml/d) input as +ve 2043-44: 0.6746; Gains in Water Available For Use / Savings in Demand under the selected programme (Ml/d) input as +ve 2044-45: 0.68087; Gains in Water Available For Use / Savings in Demand under the selected programme (Ml/d) input as +ve 2045-46: 0.6852; Gains in Water Available For Use / Savings in Demand under the selected programme (Ml/d) input as +ve 2046-47: 0.68938; Gains in Water Available For Use / Savings in Demand under the selected programme (Ml/d) input as +ve 2047-48: 0.69351; Gains in Water Available For Use / Savings in Demand under the selected programme (Ml/d) input as +ve 2048-49: 0.69753; Gains in Water Available For Use / Savings in Demand under the selected programme (Ml/d) input as +ve 2049-50: 0.70119
51dP | Smart Metering.AWSNNC | Smart Metering.AWSNNC | Metering other selective | Customer Options | N | Preferred | AWSNNC | Ml/d | 2 | Gains in Water Available For Use / Savings in Demand under the selected programme (Ml/d) input as +ve 2019-20: 0; Gains in Water Available For Use / Savings in Demand under the selected programme (Ml/d) input as +ve 2020-21: 0; Gains in Water Available For Use / Savings in Demand under the selected programme (Ml/d) input as +ve 2021-22: 0; Gains in Water Available For Use / Savings in Demand under the selected programme (Ml/d) input as +ve 2022-23: 0; Gains in Water Available For Use / Savings in Demand under the selected programme (Ml/d) input as +ve 2023-24: 0; Gains in Water Available For Use / Savings in Demand under the selected programme (Ml/d) input as +ve 2024-25: 0; Gains in Water Available For Use / Savings in Demand under the selected programme (Ml/d) input as +ve 2025-26: 0; Gains in Water Available For Use / Savings in Demand under the selected programme (Ml/d) input as +ve 2026-27: 0; Gains in Water Available For Use / Savings in Demand under the selected programme (Ml/d) input as +ve 2027-28: 0.19595; Gains in Water Available For Use / Savings in Demand under the selected programme (Ml/d) input as +ve 2028-29: 0.44102; Gains in Water Available For Use / Savings in Demand under the selected programme (Ml/d) input as +ve 2029-30: 0.48757; Gains in Water Available For Use / Savings in Demand under the selected programme (Ml/d) input as +ve 2030-31: 0.53529; Gains in Water Available For Use / Savings in Demand under the selected programme (Ml/d) input as +ve 2031-32: 0.58388; Gains in Water Available For Use / Savings in Demand under the selected programme (Ml/d) input as +ve 2032-33: 0.5916; Gains in Water Available For Use / Savings in Demand under the selected programme (Ml/d) input as +ve 2033-34: 0.59926; Gains in Water Available For Use / Savings in Demand under the selected programme (Ml/d) input as +ve 2034-35: 0.60709; Gains in Water Available For Use / Savings in Demand under the selected programme (Ml/d) input as +ve 2035-36: 0.61484; Gains in Water Available For Use / Savings in Demand under the selected programme (Ml/d) input as +ve 2036-37: 0.62286; Gains in Water Available For Use / Savings in Demand under the selected programme (Ml/d) input as +ve 2037-38: 0.63067; Gains in Water Available For Use / Savings in Demand under the selected programme (Ml/d) input as +ve 2038-39: 0.63829; Gains in Water Available For Use / Savings in Demand under the selected programme (Ml/d) input as +ve 2039-40: 0.64586; Gains in Water Available For Use / Savings in Demand under the selected programme (Ml/d) input as +ve 2040-41: 0.65319; Gains in Water Available For Use / Savings in Demand under the selected programme (Ml/d) input as +ve 2041-42: 0.66029; Gains in Water Available For Use / Savings in Demand under the selected programme (Ml/d) input as +ve 2042-43: 0.66752; Gains in Water Available For Use / Savings in Demand under the selected programme (Ml/d) input as +ve 2043-44: 0.6746; Gains in Water Available For Use / Savings in Demand under the selected programme (Ml/d) input as +ve 2044-45: 0.68087; Gains in Water Available For Use / Savings in Demand under the selected programme (Ml/d) input as +ve 2045-46: 0.6852; Gains in Water Available For Use / Savings in Demand under the selected programme (Ml/d) input as +ve 2046-47: 0.68938; Gains in Water Available For Use / Savings in Demand under the selected programme (Ml/d) input as +ve 2047-48: 0.69351; Gains in Water Available For Use / Savings in Demand under the selected programme (Ml/d) input as +ve 2048-49: 0.69753; Gains in Water Available For Use / Savings in Demand under the selected programme (Ml/d) input as +ve 2049-50: 0.70119
51dF | USPL_HH_MET.AWSNNC | USPL_HH_MET.AWSNNC | Supply pipe repairs / replacement | Customer Options | N | Least Cost | AWSNNC | Ml/d | 2 | Gains in Water Available For Use / Savings in Demand under the selected programme (Ml/d) input as +ve 2019-20: 0; Gains in Water Available For Use / Savings in Demand under the selected programme (Ml/d) input as +ve 2020-21: 0; Gains in Water Available For Use / Savings in Demand under the selected programme (Ml/d) input as +ve 2021-22: 0; Gains in Water Available For Use / Savings in Demand under the selected programme (Ml/d) input as +ve 2022-23: 0; Gains in Water Available For Use / Savings in Demand under the selected programme (Ml/d) input as +ve 2023-24: 0; Gains in Water Available For Use / Savings in Demand under the selected programme (Ml/d) input as +ve 2024-25: 0; Gains in Water Available For Use / Savings in Demand under the selected programme (Ml/d) input as +ve 2025-26: 0; Gains in Water Available For Use / Savings in Demand under the selected programme (Ml/d) input as +ve 2026-27: 0; Gains in Water Available For Use / Savings in Demand under the selected programme (Ml/d) input as +ve 2027-28: 0.051089; Gains in Water Available For Use / Savings in Demand under the selected programme (Ml/d) input as +ve 2028-29: 0.12527; Gains in Water Available For Use / Savings in Demand under the selected programme (Ml/d) input as +ve 2029-30: 0.14534; Gains in Water Available For Use / Savings in Demand under the selected programme (Ml/d) input as +ve 2030-31: 0.16585; Gains in Water Available For Use / Savings in Demand under the selected programme (Ml/d) input as +ve 2031-32: 0.18673; Gains in Water Available For Use / Savings in Demand under the selected programme (Ml/d) input as +ve 2032-33: 0.18902; Gains in Water Available For Use / Savings in Demand under the selected programme (Ml/d) input as +ve 2033-34: 0.19136; Gains in Water Available For Use / Savings in Demand under the selected programme (Ml/d) input as +ve 2034-35: 0.19376; Gains in Water Available For Use / Savings in Demand under the selected programme (Ml/d) input as +ve 2035-36: 0.19613; Gains in Water Available For Use / Savings in Demand under the selected programme (Ml/d) input as +ve 2036-37: 0.19864; Gains in Water Available For Use / Savings in Demand under the selected programme (Ml/d) input as +ve 2037-38: 0.20107; Gains in Water Available For Use / Savings in Demand under the selected programme (Ml/d) input as +ve 2038-39: 0.20344; Gains in Water Available For Use / Savings in Demand under the selected programme (Ml/d) input as +ve 2039-40: 0.20574; Gains in Water Available For Use / Savings in Demand under the selected programme (Ml/d) input as +ve 2040-41: 0.20798; Gains in Water Available For Use / Savings in Demand under the selected programme (Ml/d) input as +ve 2041-42: 0.21016; Gains in Water Available For Use / Savings in Demand under the selected programme (Ml/d) input as +ve 2042-43: 0.21226; Gains in Water Available For Use / Savings in Demand under the selected programme (Ml/d) input as +ve 2043-44: 0.2143; Gains in Water Available For Use / Savings in Demand under the selected programme (Ml/d) input as +ve 2044-45: 0.21623; Gains in Water Available For Use / Savings in Demand under the selected programme (Ml/d) input as +ve 2045-46: 0.2178; Gains in Water Available For Use / Savings in Demand under the selected programme (Ml/d) input as +ve 2046-47: 0.21933; Gains in Water Available For Use / Savings in Demand under the selected programme (Ml/d) input as +ve 2047-48: 0.22081; Gains in Water Available For Use / Savings in Demand under the selected programme (Ml/d) input as +ve 2048-49: 0.22225; Gains in Water Available For Use / Savings in Demand under the selected programme (Ml/d) input as +ve 2049-50: 0.22359
51dF | USPL_HH_MET.AWSNNC | USPL_HH_MET.AWSNNC | Supply pipe repairs / replacement | Customer Options | N | Ofwat Core | AWSNNC | Ml/d | 2 | Gains in Water Available For Use / Savings in Demand under the selected programme (Ml/d) input as +ve 2019-20: 0; Gains in Water Available For Use / Savings in Demand under the selected programme (Ml/d) input as +ve 2020-21: 0; Gains in Water Available For Use / Savings in Demand under the selected programme (Ml/d) input as +ve 2021-22: 0; Gains in Water Available For Use / Savings in Demand under the selected programme (Ml/d) input as +ve 2022-23: 0; Gains in Water Available For Use / Savings in Demand under the selected programme (Ml/d) input as +ve 2023-24: 0; Gains in Water Available For Use / Savings in Demand under the selected programme (Ml/d) input as +ve 2024-25: 0; Gains in Water Available For Use / Savings in Demand under the selected programme (Ml/d) input as +ve 2025-26: 0; Gains in Water Available For Use / Savings in Demand under the selected programme (Ml/d) input as +ve 2026-27: 0; Gains in Water Available For Use / Savings in Demand under the selected programme (Ml/d) input as +ve 2027-28: 0.051089; Gains in Water Available For Use / Savings in Demand under the selected programme (Ml/d) input as +ve 2028-29: 0.12527; Gains in Water Available For Use / Savings in Demand under the selected programme (Ml/d) input as +ve 2029-30: 0.14534; Gains in Water Available For Use / Savings in Demand under the selected programme (Ml/d) input as +ve 2030-31: 0.16585; Gains in Water Available For Use / Savings in Demand under the selected programme (Ml/d) input as +ve 2031-32: 0.18673; Gains in Water Available For Use / Savings in Demand under the selected programme (Ml/d) input as +ve 2032-33: 0.18902; Gains in Water Available For Use / Savings in Demand under the selected programme (Ml/d) input as +ve 2033-34: 0.19136; Gains in Water Available For Use / Savings in Demand under the selected programme (Ml/d) input as +ve 2034-35: 0.19376; Gains in Water Available For Use / Savings in Demand under the selected programme (Ml/d) input as +ve 2035-36: 0.19613; Gains in Water Available For Use / Savings in Demand under the selected programme (Ml/d) input as +ve 2036-37: 0.19864; Gains in Water Available For Use / Savings in Demand under the selected programme (Ml/d) input as +ve 2037-38: 0.20107; Gains in Water Available For Use / Savings in Demand under the selected programme (Ml/d) input as +ve 2038-39: 0.20344; Gains in Water Available For Use / Savings in Demand under the selected programme (Ml/d) input as +ve 2039-40: 0.20574; Gains in Water Available For Use / Savings in Demand under the selected programme (Ml/d) input as +ve 2040-41: 0.20798; Gains in Water Available For Use / Savings in Demand under the selected programme (Ml/d) input as +ve 2041-42: 0.21016; Gains in Water Available For Use / Savings in Demand under the selected programme (Ml/d) input as +ve 2042-43: 0.21226; Gains in Water Available For Use / Savings in Demand under the selected programme (Ml/d) input as +ve 2043-44: 0.2143; Gains in Water Available For Use / Savings in Demand under the selected programme (Ml/d) input as +ve 2044-45: 0.21623; Gains in Water Available For Use / Savings in Demand under the selected programme (Ml/d) input as +ve 2045-46: 0.2178; Gains in Water Available For Use / Savings in Demand under the selected programme (Ml/d) input as +ve 2046-47: 0.21933; Gains in Water Available For Use / Savings in Demand under the selected programme (Ml/d) input as +ve 2047-48: 0.22081; Gains in Water Available For Use / Savings in Demand under the selected programme (Ml/d) input as +ve 2048-49: 0.22225; Gains in Water Available For Use / Savings in Demand under the selected programme (Ml/d) input as +ve 2049-50: 0.22359
51dP | USPL_HH_MET.AWSNNC | USPL_HH_MET.AWSNNC | Supply pipe repairs / replacement | Customer Options | N | Preferred | AWSNNC | Ml/d | 2 | Gains in Water Available For Use / Savings in Demand under the selected programme (Ml/d) input as +ve 2019-20: 0; Gains in Water Available For Use / Savings in Demand under the selected programme (Ml/d) input as +ve 2020-21: 0; Gains in Water Available For Use / Savings in Demand under the selected programme (Ml/d) input as +ve 2021-22: 0; Gains in Water Available For Use / Savings in Demand under the selected programme (Ml/d) input as +ve 2022-23: 0; Gains in Water Available For Use / Savings in Demand under the selected programme (Ml/d) input as +ve 2023-24: 0; Gains in Water Available For Use / Savings in Demand under the selected programme (Ml/d) input as +ve 2024-25: 0; Gains in Water Available For Use / Savings in Demand under the selected programme (Ml/d) input as +ve 2025-26: 0; Gains in Water Available For Use / Savings in Demand under the selected programme (Ml/d) input as +ve 2026-27: 0; Gains in Water Available For Use / Savings in Demand under the selected programme (Ml/d) input as +ve 2027-28: 0.051089; Gains in Water Available For Use / Savings in Demand under the selected programme (Ml/d) input as +ve 2028-29: 0.12527; Gains in Water Available For Use / Savings in Demand under the selected programme (Ml/d) input as +ve 2029-30: 0.14534; Gains in Water Available For Use / Savings in Demand under the selected programme (Ml/d) input as +ve 2030-31: 0.16585; Gains in Water Available For Use / Savings in Demand under the selected programme (Ml/d) input as +ve 2031-32: 0.18673; Gains in Water Available For Use / Savings in Demand under the selected programme (Ml/d) input as +ve 2032-33: 0.18902; Gains in Water Available For Use / Savings in Demand under the selected programme (Ml/d) input as +ve 2033-34: 0.19136; Gains in Water Available For Use / Savings in Demand under the selected programme (Ml/d) input as +ve 2034-35: 0.19376; Gains in Water Available For Use / Savings in Demand under the selected programme (Ml/d) input as +ve 2035-36: 0.19613; Gains in Water Available For Use / Savings in Demand under the selected programme (Ml/d) input as +ve 2036-37: 0.19864; Gains in Water Available For Use / Savings in Demand under the selected programme (Ml/d) input as +ve 2037-38: 0.20107; Gains in Water Available For Use / Savings in Demand under the selected programme (Ml/d) input as +ve 2038-39: 0.20344; Gains in Water Available For Use / Savings in Demand under the selected programme (Ml/d) input as +ve 2039-40: 0.20574; Gains in Water Available For Use / Savings in Demand under the selected programme (Ml/d) input as +ve 2040-41: 0.20798; Gains in Water Available For Use / Savings in Demand under the selected programme (Ml/d) input as +ve 2041-42: 0.21016; Gains in Water Available For Use / Savings in Demand under the selected programme (Ml/d) input as +ve 2042-43: 0.21226; Gains in Water Available For Use / Savings in Demand under the selected programme (Ml/d) input as +ve 2043-44: 0.2143; Gains in Water Available For Use / Savings in Demand under the selected programme (Ml/d) input as +ve 2044-45: 0.21623; Gains in Water Available For Use / Savings in Demand under the selected programme (Ml/d) input as +ve 2045-46: 0.2178; Gains in Water Available For Use / Savings in Demand under the selected programme (Ml/d) input as +ve 2046-47: 0.21933; Gains in Water Available For Use / Savings in Demand under the selected programme (Ml/d) input as +ve 2047-48: 0.22081; Gains in Water Available For Use / Savings in Demand under the selected programme (Ml/d) input as +ve 2048-49: 0.22225; Gains in Water Available For Use / Savings in Demand under the selected programme (Ml/d) input as +ve 2049-50: 0.22359
51dF | USPL_ShSupplies.AWSNNC | USPL_ShSupplies.AWSNNC | Supply pipe repairs / replacement | Customer Options | N | Least Cost | AWSNNC | Ml/d | 2 | Gains in Water Available For Use / Savings in Demand under the selected programme (Ml/d) input as +ve 2019-20: 0; Gains in Water Available For Use / Savings in Demand under the selected programme (Ml/d) input as +ve 2020-21: 0; Gains in Water Available For Use / Savings in Demand under the selected programme (Ml/d) input as +ve 2021-22: 0; Gains in Water Available For Use / Savings in Demand under the selected programme (Ml/d) input as +ve 2022-23: 0; Gains in Water Available For Use / Savings in Demand under the selected programme (Ml/d) input as +ve 2023-24: 0; Gains in Water Available For Use / Savings in Demand under the selected programme (Ml/d) input as +ve 2024-25: 0; Gains in Water Available For Use / Savings in Demand under the selected programme (Ml/d) input as +ve 2025-26: 0; Gains in Water Available For Use / Savings in Demand under the selected programme (Ml/d) input as +ve 2026-27: 0; Gains in Water Available For Use / Savings in Demand under the selected programme (Ml/d) input as +ve 2027-28: 0; Gains in Water Available For Use / Savings in Demand under the selected programme (Ml/d) input as +ve 2028-29: 0.057927; Gains in Water Available For Use / Savings in Demand under the selected programme (Ml/d) input as +ve 2029-30: 0.057927; Gains in Water Available For Use / Savings in Demand under the selected programme (Ml/d) input as +ve 2030-31: 0.057927; Gains in Water Available For Use / Savings in Demand under the selected programme (Ml/d) input as +ve 2031-32: 0.057927; Gains in Water Available For Use / Savings in Demand under the selected programme (Ml/d) input as +ve 2032-33: 0.057927; Gains in Water Available For Use / Savings in Demand under the selected programme (Ml/d) input as +ve 2033-34: 0.057927; Gains in Water Available For Use / Savings in Demand under the selected programme (Ml/d) input as +ve 2034-35: 0.057927; Gains in Water Available For Use / Savings in Demand under the selected programme (Ml/d) input as +ve 2035-36: 0.057927; Gains in Water Available For Use / Savings in Demand under the selected programme (Ml/d) input as +ve 2036-37: 0.057927; Gains in Water Available For Use / Savings in Demand under the selected programme (Ml/d) input as +ve 2037-38: 0.057927; Gains in Water Available For Use / Savings in Demand under the selected programme (Ml/d) input as +ve 2038-39: 0.057927; Gains in Water Available For Use / Savings in Demand under the selected programme (Ml/d) input as +ve 2039-40: 0.057927; Gains in Water Available For Use / Savings in Demand under the selected programme (Ml/d) input as +ve 2040-41: 0.057927; Gains in Water Available For Use / Savings in Demand under the selected programme (Ml/d) input as +ve 2041-42: 0.057927; Gains in Water Available For Use / Savings in Demand under the selected programme (Ml/d) input as +ve 2042-43: 0.057927; Gains in Water Available For Use / Savings in Demand under the selected programme (Ml/d) input as +ve 2043-44: 0.057927; Gains in Water Available For Use / Savings in Demand under the selected programme (Ml/d) input as +ve 2044-45: 0.057927; Gains in Water Available For Use / Savings in Demand under the selected programme (Ml/d) input as +ve 2045-46: 0.057927; Gains in Water Available For Use / Savings in Demand under the selected programme (Ml/d) input as +ve 2046-47: 0.057927; Gains in Water Available For Use / Savings in Demand under the selected programme (Ml/d) input as +ve 2047-48: 0.057927; Gains in Water Available For Use / Savings in Demand under the selected programme (Ml/d) input as +ve 2048-49: 0.057927; Gains in Water Available For Use / Savings in Demand under the selected programme (Ml/d) input as +ve 2049-50: 0.057927
51dF | USPL_ShSupplies.AWSNNC | USPL_ShSupplies.AWSNNC | Supply pipe repairs / replacement | Customer Options | N | Ofwat Core | AWSNNC | Ml/d | 2 | Gains in Water Available For Use / Savings in Demand under the selected programme (Ml/d) input as +ve 2019-20: 0; Gains in Water Available For Use / Savings in Demand under the selected programme (Ml/d) input as +ve 2020-21: 0; Gains in Water Available For Use / Savings in Demand under the selected programme (Ml/d) input as +ve 2021-22: 0; Gains in Water Available For Use / Savings in Demand under the selected programme (Ml/d) input as +ve 2022-23: 0; Gains in Water Available For Use / Savings in Demand under the selected programme (Ml/d) input as +ve 2023-24: 0; Gains in Water Available For Use / Savings in Demand under the selected programme (Ml/d) input as +ve 2024-25: 0; Gains in Water Available For Use / Savings in Demand under the selected programme (Ml/d) input as +ve 2025-26: 0; Gains in Water Available For Use / Savings in Demand under the selected programme (Ml/d) input as +ve 2026-27: 0; Gains in Water Available For Use / Savings in Demand under the selected programme (Ml/d) input as +ve 2027-28: 0; Gains in Water Available For Use / Savings in Demand under the selected programme (Ml/d) input as +ve 2028-29: 0.057927; Gains in Water Available For Use / Savings in Demand under the selected programme (Ml/d) input as +ve 2029-30: 0.057927; Gains in Water Available For Use / Savings in Demand under the selected programme (Ml/d) input as +ve 2030-31: 0.057927; Gains in Water Available For Use / Savings in Demand under the selected programme (Ml/d) input as +ve 2031-32: 0.057927; Gains in Water Available For Use / Savings in Demand under the selected programme (Ml/d) input as +ve 2032-33: 0.057927; Gains in Water Available For Use / Savings in Demand under the selected programme (Ml/d) input as +ve 2033-34: 0.057927; Gains in Water Available For Use / Savings in Demand under the selected programme (Ml/d) input as +ve 2034-35: 0.057927; Gains in Water Available For Use / Savings in Demand under the selected programme (Ml/d) input as +ve 2035-36: 0.057927; Gains in Water Available For Use / Savings in Demand under the selected programme (Ml/d) input as +ve 2036-37: 0.057927; Gains in Water Available For Use / Savings in Demand under the selected programme (Ml/d) input as +ve 2037-38: 0.057927; Gains in Water Available For Use / Savings in Demand under the selected programme (Ml/d) input as +ve 2038-39: 0.057927; Gains in Water Available For Use / Savings in Demand under the selected programme (Ml/d) input as +ve 2039-40: 0.057927; Gains in Water Available For Use / Savings in Demand under the selected programme (Ml/d) input as +ve 2040-41: 0.057927; Gains in Water Available For Use / Savings in Demand under the selected programme (Ml/d) input as +ve 2041-42: 0.057927; Gains in Water Available For Use / Savings in Demand under the selected programme (Ml/d) input as +ve 2042-43: 0.057927; Gains in Water Available For Use / Savings in Demand under the selected programme (Ml/d) input as +ve 2043-44: 0.057927; Gains in Water Available For Use / Savings in Demand under the selected programme (Ml/d) input as +ve 2044-45: 0.057927; Gains in Water Available For Use / Savings in Demand under the selected programme (Ml/d) input as +ve 2045-46: 0.057927; Gains in Water Available For Use / Savings in Demand under the selected programme (Ml/d) input as +ve 2046-47: 0.057927; Gains in Water Available For Use / Savings in Demand under the selected programme (Ml/d) input as +ve 2047-48: 0.057927; Gains in Water Available For Use / Savings in Demand under the selected programme (Ml/d) input as +ve 2048-49: 0.057927; Gains in Water Available For Use / Savings in Demand under the selected programme (Ml/d) input as +ve 2049-50: 0.057927
51dP | USPL_ShSupplies.AWSNNC | USPL_ShSupplies.AWSNNC | Supply pipe repairs / replacement | Customer Options | N | Preferred | AWSNNC | Ml/d | 2 | Gains in Water Available For Use / Savings in Demand under the selected programme (Ml/d) input as +ve 2019-20: 0; Gains in Water Available For Use / Savings in Demand under the selected programme (Ml/d) input as +ve 2020-21: 0; Gains in Water Available For Use / Savings in Demand under the selected programme (Ml/d) input as +ve 2021-22: 0; Gains in Water Available For Use / Savings in Demand under the selected programme (Ml/d) input as +ve 2022-23: 0; Gains in Water Available For Use / Savings in Demand under the selected programme (Ml/d) input as +ve 2023-24: 0; Gains in Water Available For Use / Savings in Demand under the selected programme (Ml/d) input as +ve 2024-25: 0; Gains in Water Available For Use / Savings in Demand under the selected programme (Ml/d) input as +ve 2025-26: 0; Gains in Water Available For Use / Savings in Demand under the selected programme (Ml/d) input as +ve 2026-27: 0; Gains in Water Available For Use / Savings in Demand under the selected programme (Ml/d) input as +ve 2027-28: 0; Gains in Water Available For Use / Savings in Demand under the selected programme (Ml/d) input as +ve 2028-29: 0.057927; Gains in Water Available For Use / Savings in Demand under the selected programme (Ml/d) input as +ve 2029-30: 0.057927; Gains in Water Available For Use / Savings in Demand under the selected programme (Ml/d) input as +ve 2030-31: 0.057927; Gains in Water Available For Use / Savings in Demand under the selected programme (Ml/d) input as +ve 2031-32: 0.057927; Gains in Water Available For Use / Savings in Demand under the selected programme (Ml/d) input as +ve 2032-33: 0.057927; Gains in Water Available For Use / Savings in Demand under the selected programme (Ml/d) input as +ve 2033-34: 0.057927; Gains in Water Available For Use / Savings in Demand under the selected programme (Ml/d) input as +ve 2034-35: 0.057927; Gains in Water Available For Use / Savings in Demand under the selected programme (Ml/d) input as +ve 2035-36: 0.057927; Gains in Water Available For Use / Savings in Demand under the selected programme (Ml/d) input as +ve 2036-37: 0.057927; Gains in Water Available For Use / Savings in Demand under the selected programme (Ml/d) input as +ve 2037-38: 0.057927; Gains in Water Available For Use / Savings in Demand under the selected programme (Ml/d) input as +ve 2038-39: 0.057927; Gains in Water Available For Use / Savings in Demand under the selected programme (Ml/d) input as +ve 2039-40: 0.057927; Gains in Water Available For Use / Savings in Demand under the selected programme (Ml/d) input as +ve 2040-41: 0.057927; Gains in Water Available For Use / Savings in Demand under the selected programme (Ml/d) input as +ve 2041-42: 0.057927; Gains in Water Available For Use / Savings in Demand under the selected programme (Ml/d) input as +ve 2042-43: 0.057927; Gains in Water Available For Use / Savings in Demand under the selected programme (Ml/d) input as +ve 2043-44: 0.057927; Gains in Water Available For Use / Savings in Demand under the selected programme (Ml/d) input as +ve 2044-45: 0.057927; Gains in Water Available For Use / Savings in Demand under the selected programme (Ml/d) input as +ve 2045-46: 0.057927; Gains in Water Available For Use / Savings in Demand under the selected programme (Ml/d) input as +ve 2046-47: 0.057927; Gains in Water Available For Use / Savings in Demand under the selected programme (Ml/d) input as +ve 2047-48: 0.057927; Gains in Water Available For Use / Savings in Demand under the selected programme (Ml/d) input as +ve 2048-49: 0.057927; Gains in Water Available For Use / Savings in Demand under the selected programme (Ml/d) input as +ve 2049-50: 0.057927
52aA | Adjustment for Licence cap scenario 8 | LC12 | Other changes to DO | Resource Options | N | Ofwat Core | AWSNNC | Ml/d | 2 | Gains in Water Available For Use / Savings in Demand under the selected programme (Ml/d) input as +ve 2025-26: 0.15; Gains in Water Available For Use / Savings in Demand under the selected programme (Ml/d) input as +ve 2026-27: 0.15; Gains in Water Available For Use / Savings in Demand under the selected programme (Ml/d) input as +ve 2027-28: 0.15; Gains in Water Available For Use / Savings in Demand under the selected programme (Ml/d) input as +ve 2028-29: 0.15; Gains in Water Available For Use / Savings in Demand under the selected programme (Ml/d) input as +ve 2029-30: 0.15; Gains in Water Available For Use / Savings in Demand under the selected programme (Ml/d) input as +ve 2030-31: 3.83; Gains in Water Available For Use / Savings in Demand under the selected programme (Ml/d) input as +ve 2031-32: 3.83; Gains in Water Available For Use / Savings in Demand under the selected programme (Ml/d) input as +ve 2032-33: 3.83; Gains in Water Available For Use / Savings in Demand under the selected programme (Ml/d) input as +ve 2033-34: 3.83; Gains in Water Available For Use / Savings in Demand under the selected programme (Ml/d) input as +ve 2034-35: 3.83; Gains in Water Available For Use / Savings in Demand under the selected programme (Ml/d) input as +ve 2035-36: 0; Gains in Water Available For Use / Savings in Demand under the selected programme (Ml/d) input as +ve 2036-37: 0; Gains in Water Available For Use / Savings in Demand under the selected programme (Ml/d) input as +ve 2037-38: 0; Gains in Water Available For Use / Savings in Demand under the selected programme (Ml/d) input as +ve 2038-39: 0; Gains in Water Available For Use / Savings in Demand under the selected programme (Ml/d) input as +ve 2039-40: 0; Gains in Water Available For Use / Savings in Demand under the selected programme (Ml/d) input as +ve 2040-41: 0; Gains in Water Available For Use / Savings in Demand under the selected programme (Ml/d) input as +ve 2041-42: 0; Gains in Water Available For Use / Savings in Demand under the selected programme (Ml/d) input as +ve 2042-43: 0; Gains in Water Available For Use / Savings in Demand under the selected programme (Ml/d) input as +ve 2043-44: 0; Gains in Water Available For Use / Savings in Demand under the selected programme (Ml/d) input as +ve 2044-45: 0; Gains in Water Available For Use / Savings in Demand under the selected programme (Ml/d) input as +ve 2045-46: 0; Gains in Water Available For Use / Savings in Demand under the selected programme (Ml/d) input as +ve 2046-47: 0; Gains in Water Available For Use / Savings in Demand under the selected programme (Ml/d) input as +ve 2047-48: 0; Gains in Water Available For Use / Savings in Demand under the selected programme (Ml/d) input as +ve 2048-49: 0; Gains in Water Available For Use / Savings in Demand under the selected programme (Ml/d) input as +ve 2049-50: 0
52aA | Adjustment for Licence cap scenario 8 | LC12 | Other changes to DO | Resource Options | N | Least Cost | AWSNNC | Ml/d | 2 | Gains in Water Available For Use / Savings in Demand under the selected programme (Ml/d) input as +ve 2025-26: 0.15; Gains in Water Available For Use / Savings in Demand under the selected programme (Ml/d) input as +ve 2026-27: 0.15; Gains in Water Available For Use / Savings in Demand under the selected programme (Ml/d) input as +ve 2027-28: 0.15; Gains in Water Available For Use / Savings in Demand under the selected programme (Ml/d) input as +ve 2028-29: 0.15; Gains in Water Available For Use / Savings in Demand under the selected programme (Ml/d) input as +ve 2029-30: 0.15; Gains in Water Available For Use / Savings in Demand under the selected programme (Ml/d) input as +ve 2030-31: 3.83; Gains in Water Available For Use / Savings in Demand under the selected programme (Ml/d) input as +ve 2031-32: 3.83; Gains in Water Available For Use / Savings in Demand under the selected programme (Ml/d) input as +ve 2032-33: 3.83; Gains in Water Available For Use / Savings in Demand under the selected programme (Ml/d) input as +ve 2033-34: 3.83; Gains in Water Available For Use / Savings in Demand under the selected programme (Ml/d) input as +ve 2034-35: 3.83; Gains in Water Available For Use / Savings in Demand under the selected programme (Ml/d) input as +ve 2035-36: 0; Gains in Water Available For Use / Savings in Demand under the selected programme (Ml/d) input as +ve 2036-37: 0; Gains in Water Available For Use / Savings in Demand under the selected programme (Ml/d) input as +ve 2037-38: 0; Gains in Water Available For Use / Savings in Demand under the selected programme (Ml/d) input as +ve 2038-39: 0; Gains in Water Available For Use / Savings in Demand under the selected programme (Ml/d) input as +ve 2039-40: 0; Gains in Water Available For Use / Savings in Demand under the selected programme (Ml/d) input as +ve 2040-41: 0; Gains in Water Available For Use / Savings in Demand under the selected programme (Ml/d) input as +ve 2041-42: 0; Gains in Water Available For Use / Savings in Demand under the selected programme (Ml/d) input as +ve 2042-43: 0; Gains in Water Available For Use / Savings in Demand under the selected programme (Ml/d) input as +ve 2043-44: 0; Gains in Water Available For Use / Savings in Demand under the selected programme (Ml/d) input as +ve 2044-45: 0; Gains in Water Available For Use / Savings in Demand under the selected programme (Ml/d) input as +ve 2045-46: 0; Gains in Water Available For Use / Savings in Demand under the selected programme (Ml/d) input as +ve 2046-47: 0; Gains in Water Available For Use / Savings in Demand under the selected programme (Ml/d) input as +ve 2047-48: 0; Gains in Water Available For Use / Savings in Demand under the selected programme (Ml/d) input as +ve 2048-49: 0; Gains in Water Available For Use / Savings in Demand under the selected programme (Ml/d) input as +ve 2049-50: 0
52aP | Adjustment for Licence cap scenario 8 | LC12 | Other changes to DO | Resource Options | N | Preferred | AWSNNC | Ml/d | 2 | Gains in Water Available For Use / Savings in Demand under the selected programme (Ml/d) input as +ve 2025-26: 0.15; Gains in Water Available For Use / Savings in Demand under the selected programme (Ml/d) input as +ve 2026-27: 0.15; Gains in Water Available For Use / Savings in Demand under the selected programme (Ml/d) input as +ve 2027-28: 0.15; Gains in Water Available For Use / Savings in Demand under the selected programme (Ml/d) input as +ve 2028-29: 0.15; Gains in Water Available For Use / Savings in Demand under the selected programme (Ml/d) input as +ve 2029-30: 0.15; Gains in Water Available For Use / Savings in Demand under the selected programme (Ml/d) input as +ve 2030-31: 3.83; Gains in Water Available For Use / Savings in Demand under the selected programme (Ml/d) input as +ve 2031-32: 3.83; Gains in Water Available For Use / Savings in Demand under the selected programme (Ml/d) input as +ve 2032-33: 3.83; Gains in Water Available For Use / Savings in Demand under the selected programme (Ml/d) input as +ve 2033-34: 3.83; Gains in Water Available For Use / Savings in Demand under the selected programme (Ml/d) input as +ve 2034-35: 3.83; Gains in Water Available For Use / Savings in Demand under the selected programme (Ml/d) input as +ve 2035-36: 0; Gains in Water Available For Use / Savings in Demand under the selected programme (Ml/d) input as +ve 2036-37: 0; Gains in Water Available For Use / Savings in Demand under the selected programme (Ml/d) input as +ve 2037-38: 0; Gains in Water Available For Use / Savings in Demand under the selected programme (Ml/d) input as +ve 2038-39: 0; Gains in Water Available For Use / Savings in Demand under the selected programme (Ml/d) input as +ve 2039-40: 0; Gains in Water Available For Use / Savings in Demand under the selected programme (Ml/d) input as +ve 2040-41: 0; Gains in Water Available For Use / Savings in Demand under the selected programme (Ml/d) input as +ve 2041-42: 0; Gains in Water Available For Use / Savings in Demand under the selected programme (Ml/d) input as +ve 2042-43: 0; Gains in Water Available For Use / Savings in Demand under the selected programme (Ml/d) input as +ve 2043-44: 0; Gains in Water Available For Use / Savings in Demand under the selected programme (Ml/d) input as +ve 2044-45: 0; Gains in Water Available For Use / Savings in Demand under the selected programme (Ml/d) input as +ve 2045-46: 0; Gains in Water Available For Use / Savings in Demand under the selected programme (Ml/d) input as +ve 2046-47: 0; Gains in Water Available For Use / Savings in Demand under the selected programme (Ml/d) input as +ve 2047-48: 0; Gains in Water Available For Use / Savings in Demand under the selected programme (Ml/d) input as +ve 2048-49: 0; Gains in Water Available For Use / Savings in Demand under the selected programme (Ml/d) input as +ve 2049-50: 0
52bA | North Norfolk Coast1 WTW backwash water recovery | NNC5 | Water treatment works loss recovery | Production Options | N | Ofwat Core | AWSNNC | Ml/d | 2 | Gains in Water Available For Use / Savings in Demand under the selected programme (Ml/d) input as +ve 2025-26: 0; Gains in Water Available For Use / Savings in Demand under the selected programme (Ml/d) input as +ve 2026-27: 0; Gains in Water Available For Use / Savings in Demand under the selected programme (Ml/d) input as +ve 2027-28: 0; Gains in Water Available For Use / Savings in Demand under the selected programme (Ml/d) input as +ve 2028-29: 0; Gains in Water Available For Use / Savings in Demand under the selected programme (Ml/d) input as +ve 2029-30: 0; Gains in Water Available For Use / Savings in Demand under the selected programme (Ml/d) input as +ve 2030-31: 0.18; Gains in Water Available For Use / Savings in Demand under the selected programme (Ml/d) input as +ve 2031-32: 0.18; Gains in Water Available For Use / Savings in Demand under the selected programme (Ml/d) input as +ve 2032-33: 0.18; Gains in Water Available For Use / Savings in Demand under the selected programme (Ml/d) input as +ve 2033-34: 0.18; Gains in Water Available For Use / Savings in Demand under the selected programme (Ml/d) input as +ve 2034-35: 0.18; Gains in Water Available For Use / Savings in Demand under the selected programme (Ml/d) input as +ve 2035-36: 0.18; Gains in Water Available For Use / Savings in Demand under the selected programme (Ml/d) input as +ve 2036-37: 0.18; Gains in Water Available For Use / Savings in Demand under the selected programme (Ml/d) input as +ve 2037-38: 0.18; Gains in Water Available For Use / Savings in Demand under the selected programme (Ml/d) input as +ve 2038-39: 0.18; Gains in Water Available For Use / Savings in Demand under the selected programme (Ml/d) input as +ve 2039-40: 0.18; Gains in Water Available For Use / Savings in Demand under the selected programme (Ml/d) input as +ve 2040-41: 0.18; Gains in Water Available For Use / Savings in Demand under the selected programme (Ml/d) input as +ve 2041-42: 0.18; Gains in Water Available For Use / Savings in Demand under the selected programme (Ml/d) input as +ve 2042-43: 0.18; Gains in Water Available For Use / Savings in Demand under the selected programme (Ml/d) input as +ve 2043-44: 0.18; Gains in Water Available For Use / Savings in Demand under the selected programme (Ml/d) input as +ve 2044-45: 0.18; Gains in Water Available For Use / Savings in Demand under the selected programme (Ml/d) input as +ve 2045-46: 0.18; Gains in Water Available For Use / Savings in Demand under the selected programme (Ml/d) input as +ve 2046-47: 0.18; Gains in Water Available For Use / Savings in Demand under the selected programme (Ml/d) input as +ve 2047-48: 0.18; Gains in Water Available For Use / Savings in Demand under the selected programme (Ml/d) input as +ve 2048-49: 0.18; Gains in Water Available For Use / Savings in Demand under the selected programme (Ml/d) input as +ve 2049-50: 0.18
52bA | North Norfolk Coast2 WTW backwash water recovery | NNC6 | Water treatment works loss recovery | Production Options | N | Ofwat Core | AWSNNC | Ml/d | 2 | Gains in Water Available For Use / Savings in Demand under the selected programme (Ml/d) input as +ve 2025-26: 0; Gains in Water Available For Use / Savings in Demand under the selected programme (Ml/d) input as +ve 2026-27: 0; Gains in Water Available For Use / Savings in Demand under the selected programme (Ml/d) input as +ve 2027-28: 0; Gains in Water Available For Use / Savings in Demand under the selected programme (Ml/d) input as +ve 2028-29: 0; Gains in Water Available For Use / Savings in Demand under the selected programme (Ml/d) input as +ve 2029-30: 0; Gains in Water Available For Use / Savings in Demand under the selected programme (Ml/d) input as +ve 2030-31: 0.2; Gains in Water Available For Use / Savings in Demand under the selected programme (Ml/d) input as +ve 2031-32: 0.2; Gains in Water Available For Use / Savings in Demand under the selected programme (Ml/d) input as +ve 2032-33: 0.2; Gains in Water Available For Use / Savings in Demand under the selected programme (Ml/d) input as +ve 2033-34: 0.2; Gains in Water Available For Use / Savings in Demand under the selected programme (Ml/d) input as +ve 2034-35: 0.2; Gains in Water Available For Use / Savings in Demand under the selected programme (Ml/d) input as +ve 2035-36: 0.2; Gains in Water Available For Use / Savings in Demand under the selected programme (Ml/d) input as +ve 2036-37: 0.2; Gains in Water Available For Use / Savings in Demand under the selected programme (Ml/d) input as +ve 2037-38: 0.2; Gains in Water Available For Use / Savings in Demand under the selected programme (Ml/d) input as +ve 2038-39: 0.2; Gains in Water Available For Use / Savings in Demand under the selected programme (Ml/d) input as +ve 2039-40: 0.2; Gains in Water Available For Use / Savings in Demand under the selected programme (Ml/d) input as +ve 2040-41: 0.2; Gains in Water Available For Use / Savings in Demand under the selected programme (Ml/d) input as +ve 2041-42: 0.2; Gains in Water Available For Use / Savings in Demand under the selected programme (Ml/d) input as +ve 2042-43: 0.2; Gains in Water Available For Use / Savings in Demand under the selected programme (Ml/d) input as +ve 2043-44: 0.2; Gains in Water Available For Use / Savings in Demand under the selected programme (Ml/d) input as +ve 2044-45: 0.2; Gains in Water Available For Use / Savings in Demand under the selected programme (Ml/d) input as +ve 2045-46: 0.2; Gains in Water Available For Use / Savings in Demand under the selected programme (Ml/d) input as +ve 2046-47: 0.2; Gains in Water Available For Use / Savings in Demand under the selected programme (Ml/d) input as +ve 2047-48: 0.2; Gains in Water Available For Use / Savings in Demand under the selected programme (Ml/d) input as +ve 2048-49: 0.2; Gains in Water Available For Use / Savings in Demand under the selected programme (Ml/d) input as +ve 2049-50: 0.2
52bA | North Norfolk Coast1 WTW backwash water recovery | NNC5 | Water treatment works loss recovery | Production Options | N | Least Cost | AWSNNC | Ml/d | 2 | Gains in Water Available For Use / Savings in Demand under the selected programme (Ml/d) input as +ve 2025-26: 0; Gains in Water Available For Use / Savings in Demand under the selected programme (Ml/d) input as +ve 2026-27: 0; Gains in Water Available For Use / Savings in Demand under the selected programme (Ml/d) input as +ve 2027-28: 0; Gains in Water Available For Use / Savings in Demand under the selected programme (Ml/d) input as +ve 2028-29: 0; Gains in Water Available For Use / Savings in Demand under the selected programme (Ml/d) input as +ve 2029-30: 0; Gains in Water Available For Use / Savings in Demand under the selected programme (Ml/d) input as +ve 2030-31: 0; Gains in Water Available For Use / Savings in Demand under the selected programme (Ml/d) input as +ve 2031-32: 0; Gains in Water Available For Use / Savings in Demand under the selected programme (Ml/d) input as +ve 2032-33: 0; Gains in Water Available For Use / Savings in Demand under the selected programme (Ml/d) input as +ve 2033-34: 0; Gains in Water Available For Use / Savings in Demand under the selected programme (Ml/d) input as +ve 2034-35: 0; Gains in Water Available For Use / Savings in Demand under the selected programme (Ml/d) input as +ve 2035-36: 0; Gains in Water Available For Use / Savings in Demand under the selected programme (Ml/d) input as +ve 2036-37: 0; Gains in Water Available For Use / Savings in Demand under the selected programme (Ml/d) input as +ve 2037-38: 0; Gains in Water Available For Use / Savings in Demand under the selected programme (Ml/d) input as +ve 2038-39: 0; Gains in Water Available For Use / Savings in Demand under the selected programme (Ml/d) input as +ve 2039-40: 0; Gains in Water Available For Use / Savings in Demand under the selected programme (Ml/d) input as +ve 2040-41: 0; Gains in Water Available For Use / Savings in Demand under the selected programme (Ml/d) input as +ve 2041-42: 0; Gains in Water Available For Use / Savings in Demand under the selected programme (Ml/d) input as +ve 2042-43: 0; Gains in Water Available For Use / Savings in Demand under the selected programme (Ml/d) input as +ve 2043-44: 0; Gains in Water Available For Use / Savings in Demand under the selected programme (Ml/d) input as +ve 2044-45: 0; Gains in Water Available For Use / Savings in Demand under the selected programme (Ml/d) input as +ve 2045-46: 0; Gains in Water Available For Use / Savings in Demand under the selected programme (Ml/d) input as +ve 2046-47: 0; Gains in Water Available For Use / Savings in Demand under the selected programme (Ml/d) input as +ve 2047-48: 0; Gains in Water Available For Use / Savings in Demand under the selected programme (Ml/d) input as +ve 2048-49: 0; Gains in Water Available For Use / Savings in Demand under the selected programme (Ml/d) input as +ve 2049-50: 0.18
52bA | North Norfolk Coast2 WTW backwash water recovery | NNC6 | Water treatment works loss recovery | Production Options | N | Least Cost | AWSNNC | Ml/d | 2 | Gains in Water Available For Use / Savings in Demand under the selected programme (Ml/d) input as +ve 2025-26: 0; Gains in Water Available For Use / Savings in Demand under the selected programme (Ml/d) input as +ve 2026-27: 0; Gains in Water Available For Use / Savings in Demand under the selected programme (Ml/d) input as +ve 2027-28: 0; Gains in Water Available For Use / Savings in Demand under the selected programme (Ml/d) input as +ve 2028-29: 0; Gains in Water Available For Use / Savings in Demand under the selected programme (Ml/d) input as +ve 2029-30: 0; Gains in Water Available For Use / Savings in Demand under the selected programme (Ml/d) input as +ve 2030-31: 0; Gains in Water Available For Use / Savings in Demand under the selected programme (Ml/d) input as +ve 2031-32: 0; Gains in Water Available For Use / Savings in Demand under the selected programme (Ml/d) input as +ve 2032-33: 0; Gains in Water Available For Use / Savings in Demand under the selected programme (Ml/d) input as +ve 2033-34: 0; Gains in Water Available For Use / Savings in Demand under the selected programme (Ml/d) input as +ve 2034-35: 0; Gains in Water Available For Use / Savings in Demand under the selected programme (Ml/d) input as +ve 2035-36: 0; Gains in Water Available For Use / Savings in Demand under the selected programme (Ml/d) input as +ve 2036-37: 0; Gains in Water Available For Use / Savings in Demand under the selected programme (Ml/d) input as +ve 2037-38: 0; Gains in Water Available For Use / Savings in Demand under the selected programme (Ml/d) input as +ve 2038-39: 0; Gains in Water Available For Use / Savings in Demand under the selected programme (Ml/d) input as +ve 2039-40: 0; Gains in Water Available For Use / Savings in Demand under the selected programme (Ml/d) input as +ve 2040-41: 0; Gains in Water Available For Use / Savings in Demand under the selected programme (Ml/d) input as +ve 2041-42: 0; Gains in Water Available For Use / Savings in Demand under the selected programme (Ml/d) input as +ve 2042-43: 0; Gains in Water Available For Use / Savings in Demand under the selected programme (Ml/d) input as +ve 2043-44: 0; Gains in Water Available For Use / Savings in Demand under the selected programme (Ml/d) input as +ve 2044-45: 0; Gains in Water Available For Use / Savings in Demand under the selected programme (Ml/d) input as +ve 2045-46: 0; Gains in Water Available For Use / Savings in Demand under the selected programme (Ml/d) input as +ve 2046-47: 0; Gains in Water Available For Use / Savings in Demand under the selected programme (Ml/d) input as +ve 2047-48: 0; Gains in Water Available For Use / Savings in Demand under the selected programme (Ml/d) input as +ve 2048-49: 0; Gains in Water Available For Use / Savings in Demand under the selected programme (Ml/d) input as +ve 2049-50: 0.2
52bP | North Norfolk Coast1 WTW backwash water recovery | NNC5 | Water treatment works loss recovery | Production Options | N | Preferred | AWSNNC | Ml/d | 2 | Gains in Water Available For Use / Savings in Demand under the selected programme (Ml/d) input as +ve 2025-26: 0; Gains in Water Available For Use / Savings in Demand under the selected programme (Ml/d) input as +ve 2026-27: 0; Gains in Water Available For Use / Savings in Demand under the selected programme (Ml/d) input as +ve 2027-28: 0; Gains in Water Available For Use / Savings in Demand under the selected programme (Ml/d) input as +ve 2028-29: 0; Gains in Water Available For Use / Savings in Demand under the selected programme (Ml/d) input as +ve 2029-30: 0; Gains in Water Available For Use / Savings in Demand under the selected programme (Ml/d) input as +ve 2030-31: 0.18; Gains in Water Available For Use / Savings in Demand under the selected programme (Ml/d) input as +ve 2031-32: 0.18; Gains in Water Available For Use / Savings in Demand under the selected programme (Ml/d) input as +ve 2032-33: 0.18; Gains in Water Available For Use / Savings in Demand under the selected programme (Ml/d) input as +ve 2033-34: 0.18; Gains in Water Available For Use / Savings in Demand under the selected programme (Ml/d) input as +ve 2034-35: 0.18; Gains in Water Available For Use / Savings in Demand under the selected programme (Ml/d) input as +ve 2035-36: 0.18; Gains in Water Available For Use / Savings in Demand under the selected programme (Ml/d) input as +ve 2036-37: 0.18; Gains in Water Available For Use / Savings in Demand under the selected programme (Ml/d) input as +ve 2037-38: 0.18; Gains in Water Available For Use / Savings in Demand under the selected programme (Ml/d) input as +ve 2038-39: 0.18; Gains in Water Available For Use / Savings in Demand under the selected programme (Ml/d) input as +ve 2039-40: 0.18; Gains in Water Available For Use / Savings in Demand under the selected programme (Ml/d) input as +ve 2040-41: 0.18; Gains in Water Available For Use / Savings in Demand under the selected programme (Ml/d) input as +ve 2041-42: 0.18; Gains in Water Available For Use / Savings in Demand under the selected programme (Ml/d) input as +ve 2042-43: 0.18; Gains in Water Available For Use / Savings in Demand under the selected programme (Ml/d) input as +ve 2043-44: 0.18; Gains in Water Available For Use / Savings in Demand under the selected programme (Ml/d) input as +ve 2044-45: 0.18; Gains in Water Available For Use / Savings in Demand under the selected programme (Ml/d) input as +ve 2045-46: 0.18; Gains in Water Available For Use / Savings in Demand under the selected programme (Ml/d) input as +ve 2046-47: 0.18; Gains in Water Available For Use / Savings in Demand under the selected programme (Ml/d) input as +ve 2047-48: 0.18; Gains in Water Available For Use / Savings in Demand under the selected programme (Ml/d) input as +ve 2048-49: 0.18; Gains in Water Available For Use / Savings in Demand under the selected programme (Ml/d) input as +ve 2049-50: 0.18
52bP | North Norfolk Coast2 WTW backwash water recovery | NNC6 | Water treatment works loss recovery | Production Options | N | Preferred | AWSNNC | Ml/d | 2 | Gains in Water Available For Use / Savings in Demand under the selected programme (Ml/d) input as +ve 2025-26: 0; Gains in Water Available For Use / Savings in Demand under the selected programme (Ml/d) input as +ve 2026-27: 0; Gains in Water Available For Use / Savings in Demand under the selected programme (Ml/d) input as +ve 2027-28: 0; Gains in Water Available For Use / Savings in Demand under the selected programme (Ml/d) input as +ve 2028-29: 0; Gains in Water Available For Use / Savings in Demand under the selected programme (Ml/d) input as +ve 2029-30: 0; Gains in Water Available For Use / Savings in Demand under the selected programme (Ml/d) input as +ve 2030-31: 0.2; Gains in Water Available For Use / Savings in Demand under the selected programme (Ml/d) input as +ve 2031-32: 0.2; Gains in Water Available For Use / Savings in Demand under the selected programme (Ml/d) input as +ve 2032-33: 0.2; Gains in Water Available For Use / Savings in Demand under the selected programme (Ml/d) input as +ve 2033-34: 0.2; Gains in Water Available For Use / Savings in Demand under the selected programme (Ml/d) input as +ve 2034-35: 0.2; Gains in Water Available For Use / Savings in Demand under the selected programme (Ml/d) input as +ve 2035-36: 0.2; Gains in Water Available For Use / Savings in Demand under the selected programme (Ml/d) input as +ve 2036-37: 0.2; Gains in Water Available For Use / Savings in Demand under the selected programme (Ml/d) input as +ve 2037-38: 0.2; Gains in Water Available For Use / Savings in Demand under the selected programme (Ml/d) input as +ve 2038-39: 0.2; Gains in Water Available For Use / Savings in Demand under the selected programme (Ml/d) input as +ve 2039-40: 0.2; Gains in Water Available For Use / Savings in Demand under the selected programme (Ml/d) input as +ve 2040-41: 0.2; Gains in Water Available For Use / Savings in Demand under the selected programme (Ml/d) input as +ve 2041-42: 0.2; Gains in Water Available For Use / Savings in Demand under the selected programme (Ml/d) input as +ve 2042-43: 0.2; Gains in Water Available For Use / Savings in Demand under the selected programme (Ml/d) input as +ve 2043-44: 0.2; Gains in Water Available For Use / Savings in Demand under the selected programme (Ml/d) input as +ve 2044-45: 0.2; Gains in Water Available For Use / Savings in Demand under the selected programme (Ml/d) input as +ve 2045-46: 0.2; Gains in Water Available For Use / Savings in Demand under the selected programme (Ml/d) input as +ve 2046-47: 0.2; Gains in Water Available For Use / Savings in Demand under the selected programme (Ml/d) input as +ve 2047-48: 0.2; Gains in Water Available For Use / Savings in Demand under the selected programme (Ml/d) input as +ve 2048-49: 0.2; Gains in Water Available For Use / Savings in Demand under the selected programme (Ml/d) input as +ve 2049-50: 0.2
52cA | Norfolk East Dereham to North Norfolk Coast potable transfer (10 Ml/d) | NNC4 | Internal potable transfer | Distribution Options | N | Alternative | AWSNNC | Ml/d | 2 | Gains in Water Available For Use / Savings in Demand under the selected programme (Ml/d) input as +ve 2025-26: 0; Gains in Water Available For Use / Savings in Demand under the selected programme (Ml/d) input as +ve 2026-27: 0; Gains in Water Available For Use / Savings in Demand under the selected programme (Ml/d) input as +ve 2027-28: 0; Gains in Water Available For Use / Savings in Demand under the selected programme (Ml/d) input as +ve 2028-29: 0; Gains in Water Available For Use / Savings in Demand under the selected programme (Ml/d) input as +ve 2029-30: 0; Gains in Water Available For Use / Savings in Demand under the selected programme (Ml/d) input as +ve 2030-31: 0; Gains in Water Available For Use / Savings in Demand under the selected programme (Ml/d) input as +ve 2031-32: 0; Gains in Water Available For Use / Savings in Demand under the selected programme (Ml/d) input as +ve 2032-33: 0; Gains in Water Available For Use / Savings in Demand under the selected programme (Ml/d) input as +ve 2033-34: 0; Gains in Water Available For Use / Savings in Demand under the selected programme (Ml/d) input as +ve 2034-35: 0; Gains in Water Available For Use / Savings in Demand under the selected programme (Ml/d) input as +ve 2035-36: 2.15; Gains in Water Available For Use / Savings in Demand under the selected programme (Ml/d) input as +ve 2036-37: 7.8; Gains in Water Available For Use / Savings in Demand under the selected programme (Ml/d) input as +ve 2037-38: 7.77; Gains in Water Available For Use / Savings in Demand under the selected programme (Ml/d) input as +ve 2038-39: 7.75; Gains in Water Available For Use / Savings in Demand under the selected programme (Ml/d) input as +ve 2039-40: 7.59; Gains in Water Available For Use / Savings in Demand under the selected programme (Ml/d) input as +ve 2040-41: 7.54; Gains in Water Available For Use / Savings in Demand under the selected programme (Ml/d) input as +ve 2041-42: 7.49; Gains in Water Available For Use / Savings in Demand under the selected programme (Ml/d) input as +ve 2042-43: 7.35; Gains in Water Available For Use / Savings in Demand under the selected programme (Ml/d) input as +ve 2043-44: 7.29; Gains in Water Available For Use / Savings in Demand under the selected programme (Ml/d) input as +ve 2044-45: 7.21; Gains in Water Available For Use / Savings in Demand under the selected programme (Ml/d) input as +ve 2045-46: 7.02; Gains in Water Available For Use / Savings in Demand under the selected programme (Ml/d) input as +ve 2046-47: 6.95; Gains in Water Available For Use / Savings in Demand under the selected programme (Ml/d) input as +ve 2047-48: 6.91; Gains in Water Available For Use / Savings in Demand under the selected programme (Ml/d) input as +ve 2048-49: 6.85; Gains in Water Available For Use / Savings in Demand under the selected programme (Ml/d) input as +ve 2049-50: 6.42
52cA | Norfolk East Dereham to North Norfolk Coast potable transfer (10 Ml/d) | NNC4 | Internal potable transfer | Distribution Options | N | Least Cost | AWSNNC | Ml/d | 2 | Gains in Water Available For Use / Savings in Demand under the selected programme (Ml/d) input as +ve 2025-26: 0; Gains in Water Available For Use / Savings in Demand under the selected programme (Ml/d) input as +ve 2026-27: 0; Gains in Water Available For Use / Savings in Demand under the selected programme (Ml/d) input as +ve 2027-28: 0; Gains in Water Available For Use / Savings in Demand under the selected programme (Ml/d) input as +ve 2028-29: 0; Gains in Water Available For Use / Savings in Demand under the selected programme (Ml/d) input as +ve 2029-30: 0; Gains in Water Available For Use / Savings in Demand under the selected programme (Ml/d) input as +ve 2030-31: 0; Gains in Water Available For Use / Savings in Demand under the selected programme (Ml/d) input as +ve 2031-32: 0; Gains in Water Available For Use / Savings in Demand under the selected programme (Ml/d) input as +ve 2032-33: 0; Gains in Water Available For Use / Savings in Demand under the selected programme (Ml/d) input as +ve 2033-34: 0; Gains in Water Available For Use / Savings in Demand under the selected programme (Ml/d) input as +ve 2034-35: 0; Gains in Water Available For Use / Savings in Demand under the selected programme (Ml/d) input as +ve 2035-36: 2.15; Gains in Water Available For Use / Savings in Demand under the selected programme (Ml/d) input as +ve 2036-37: 7.8; Gains in Water Available For Use / Savings in Demand under the selected programme (Ml/d) input as +ve 2037-38: 7.77; Gains in Water Available For Use / Savings in Demand under the selected programme (Ml/d) input as +ve 2038-39: 7.75; Gains in Water Available For Use / Savings in Demand under the selected programme (Ml/d) input as +ve 2039-40: 7.59; Gains in Water Available For Use / Savings in Demand under the selected programme (Ml/d) input as +ve 2040-41: 7.54; Gains in Water Available For Use / Savings in Demand under the selected programme (Ml/d) input as +ve 2041-42: 7.49; Gains in Water Available For Use / Savings in Demand under the selected programme (Ml/d) input as +ve 2042-43: 7.35; Gains in Water Available For Use / Savings in Demand under the selected programme (Ml/d) input as +ve 2043-44: 7.29; Gains in Water Available For Use / Savings in Demand under the selected programme (Ml/d) input as +ve 2044-45: 7.21; Gains in Water Available For Use / Savings in Demand under the selected programme (Ml/d) input as +ve 2045-46: 7.02; Gains in Water Available For Use / Savings in Demand under the selected programme (Ml/d) input as +ve 2046-47: 6.95; Gains in Water Available For Use / Savings in Demand under the selected programme (Ml/d) input as +ve 2047-48: 6.91; Gains in Water Available For Use / Savings in Demand under the selected programme (Ml/d) input as +ve 2048-49: 6.85; Gains in Water Available For Use / Savings in Demand under the selected programme (Ml/d) input as +ve 2049-50: 6.42
52cP | Norfolk East Dereham to North Norfolk Coast potable transfer (10 Ml/d) | NNC4 | Internal potable transfer | Distribution Options | N | Preferred | AWSNNC | Ml/d | 2 | Gains in Water Available For Use / Savings in Demand under the selected programme (Ml/d) input as +ve 2025-26: 0; Gains in Water Available For Use / Savings in Demand under the selected programme (Ml/d) input as +ve 2026-27: 0; Gains in Water Available For Use / Savings in Demand under the selected programme (Ml/d) input as +ve 2027-28: 0; Gains in Water Available For Use / Savings in Demand under the selected programme (Ml/d) input as +ve 2028-29: 0; Gains in Water Available For Use / Savings in Demand under the selected programme (Ml/d) input as +ve 2029-30: 0; Gains in Water Available For Use / Savings in Demand under the selected programme (Ml/d) input as +ve 2030-31: 0; Gains in Water Available For Use / Savings in Demand under the selected programme (Ml/d) input as +ve 2031-32: 0; Gains in Water Available For Use / Savings in Demand under the selected programme (Ml/d) input as +ve 2032-33: 0; Gains in Water Available For Use / Savings in Demand under the selected programme (Ml/d) input as +ve 2033-34: 0; Gains in Water Available For Use / Savings in Demand under the selected programme (Ml/d) input as +ve 2034-35: 0; Gains in Water Available For Use / Savings in Demand under the selected programme (Ml/d) input as +ve 2035-36: 2.15; Gains in Water Available For Use / Savings in Demand under the selected programme (Ml/d) input as +ve 2036-37: 7.8; Gains in Water Available For Use / Savings in Demand under the selected programme (Ml/d) input as +ve 2037-38: 7.77; Gains in Water Available For Use / Savings in Demand under the selected programme (Ml/d) input as +ve 2038-39: 7.75; Gains in Water Available For Use / Savings in Demand under the selected programme (Ml/d) input as +ve 2039-40: 7.59; Gains in Water Available For Use / Savings in Demand under the selected programme (Ml/d) input as +ve 2040-41: 7.54; Gains in Water Available For Use / Savings in Demand under the selected programme (Ml/d) input as +ve 2041-42: 7.49; Gains in Water Available For Use / Savings in Demand under the selected programme (Ml/d) input as +ve 2042-43: 7.35; Gains in Water Available For Use / Savings in Demand under the selected programme (Ml/d) input as +ve 2043-44: 7.29; Gains in Water Available For Use / Savings in Demand under the selected programme (Ml/d) input as +ve 2044-45: 7.21; Gains in Water Available For Use / Savings in Demand under the selected programme (Ml/d) input as +ve 2045-46: 7.02; Gains in Water Available For Use / Savings in Demand under the selected programme (Ml/d) input as +ve 2046-47: 6.95; Gains in Water Available For Use / Savings in Demand under the selected programme (Ml/d) input as +ve 2047-48: 6.91; Gains in Water Available For Use / Savings in Demand under the selected programme (Ml/d) input as +ve 2048-49: 6.85; Gains in Water Available For Use / Savings in Demand under the selected programme (Ml/d) input as +ve 2049-50: 6.42
51cF | CC Mains Replacement.AWSNNC | CC Mains Replacement.AWSNNC | Mains replacement (not trunk mains) | Distribution Options | N | Least Cost | AWSNNC | Ml/d | 2 | 0 | 0 | 0 | 0 | 0 | 0 | 0.0026584 | 0.0053169 | 0.0079753 | 0.010634 | 0.013292 | 0.015951 | 0.018609 | 0.021267 | 0.023926 | 0.026584 | 0.029243 | 0.031901 | 0.03456 | 0.037218 | 0.039877 | 0.042535 | 0.045193 | 0.047852 | 0.05051 | 0.053169 | 0.055827 | 0.058486 | 0.061144 | 0.063802 | 0.066461 | 0.069119 | 0.071778 | 0.074436 | 0.077095 | 0.079753 | 0.082412 | 0.08507 | 0.087728 | 0.090387 | 0.093045 | 0.095704 | 0.098362 | 0.10102 | 0.10368 | 0.10634 | 0.109 | 0.11165 | 0.11431 | 0.11697 | 0.11963 | 0.12229 | 0.12495 | 0.1276 | 0.13026 | 0.13292 | 0.13558 | 0.13824 | 0.1409 | 0.14356 | 0.14621 | 0.14887 | 0.15153 | 0.15419 | 0.15685 | 0.15951 | 0.16216 | 0.16482 | 0.16748 | 0.17014 | 0.1728 | 0.17546 | 0.17812 | 0.18077 | 0.18343 | 0.18609 | 0.18875 | 0.19141 | 0.19407 | 0.19672 | 0.19938
51cF | CC Mains Replacement.AWSNNC | CC Mains Replacement.AWSNNC | Mains replacement (not trunk mains) | Distribution Options | N | Ofwat Core | AWSNNC | Ml/d | 2 | 0 | 0 | 0 | 0 | 0 | 0 | 0.0026584 | 0.0053169 | 0.0079753 | 0.010634 | 0.013292 | 0.015951 | 0.018609 | 0.021267 | 0.023926 | 0.026584 | 0.029243 | 0.031901 | 0.03456 | 0.037218 | 0.039877 | 0.042535 | 0.045193 | 0.047852 | 0.05051 | 0.053169 | 0.055827 | 0.058486 | 0.061144 | 0.063802 | 0.066461 | 0.069119 | 0.071778 | 0.074436 | 0.077095 | 0.079753 | 0.082412 | 0.08507 | 0.087728 | 0.090387 | 0.093045 | 0.095704 | 0.098362 | 0.10102 | 0.10368 | 0.10634 | 0.109 | 0.11165 | 0.11431 | 0.11697 | 0.11963 | 0.12229 | 0.12495 | 0.1276 | 0.13026 | 0.13292 | 0.13558 | 0.13824 | 0.1409 | 0.14356 | 0.14621 | 0.14887 | 0.15153 | 0.15419 | 0.15685 | 0.15951 | 0.16216 | 0.16482 | 0.16748 | 0.17014 | 0.1728 | 0.17546 | 0.17812 | 0.18077 | 0.18343 | 0.18609 | 0.18875 | 0.19141 | 0.19407 | 0.19672 | 0.19938
51cP | CC Mains Replacement.AWSNNC | CC Mains Replacement.AWSNNC | Mains replacement (not trunk mains) | Distribution Options | N | Preferred | AWSNNC | Ml/d | 2 | 0 | 0 | 0 | 0 | 0 | 0 | 0.0026584 | 0.0053169 | 0.0079753 | 0.010634 | 0.013292 | 0.015951 | 0.018609 | 0.021267 | 0.023926 | 0.026584 | 0.029243 | 0.031901 | 0.03456 | 0.037218 | 0.039877 | 0.042535 | 0.045193 | 0.047852 | 0.05051 | 0.053169 | 0.055827 | 0.058486 | 0.061144 | 0.063802 | 0.066461 | 0.069119 | 0.071778 | 0.074436 | 0.077095 | 0.079753 | 0.082412 | 0.08507 | 0.087728 | 0.090387 | 0.093045 | 0.095704 | 0.098362 | 0.10102 | 0.10368 | 0.10634 | 0.109 | 0.11165 | 0.11431 | 0.11697 | 0.11963 | 0.12229 | 0.12495 | 0.1276 | 0.13026 | 0.13292 | 0.13558 | 0.13824 | 0.1409 | 0.14356 | 0.14621 | 0.14887 | 0.15153 | 0.15419 | 0.15685 | 0.15951 | 0.16216 | 0.16482 | 0.16748 | 0.17014 | 0.1728 | 0.17546 | 0.17812 | 0.18077 | 0.18343 | 0.18609 | 0.18875 | 0.19141 | 0.19407 | 0.19672 | 0.19938
51dF | 1a WRMP24. Smart Showers.AWSNTB | WEF 1a.AWSNTB | Retrofitting indoor water efficiency devices | Customer Options | N | Least Cost | AWSNTB | Ml/d | 2 | Gains in Water Available For Use / Savings in Demand under the selected programme (Ml/d) input as +ve 2019-20: 0; Gains in Water Available For Use / Savings in Demand under the selected programme (Ml/d) input as +ve 2020-21: 0; Gains in Water Available For Use / Savings in Demand under the selected programme (Ml/d) input as +ve 2021-22: 0; Gains in Water Available For Use / Savings in Demand under the selected programme (Ml/d) input as +ve 2022-23: 0; Gains in Water Available For Use / Savings in Demand under the selected programme (Ml/d) input as +ve 2023-24: 0; Gains in Water Available For Use / Savings in Demand under the selected programme (Ml/d) input as +ve 2024-25: 0; Gains in Water Available For Use / Savings in Demand under the selected programme (Ml/d) input as +ve 2025-26: 0.028927; Gains in Water Available For Use / Savings in Demand under the selected programme (Ml/d) input as +ve 2026-27: 0.054638; Gains in Water Available For Use / Savings in Demand under the selected programme (Ml/d) input as +ve 2027-28: 0.077453; Gains in Water Available For Use / Savings in Demand under the selected programme (Ml/d) input as +ve 2028-29: 0.098243; Gains in Water Available For Use / Savings in Demand under the selected programme (Ml/d) input as +ve 2029-30: 0.11742; Gains in Water Available For Use / Savings in Demand under the selected programme (Ml/d) input as +ve 2030-31: 0.11473; Gains in Water Available For Use / Savings in Demand under the selected programme (Ml/d) input as +ve 2031-32: 0.11451; Gains in Water Available For Use / Savings in Demand under the selected programme (Ml/d) input as +ve 2032-33: 0.11647; Gains in Water Available For Use / Savings in Demand under the selected programme (Ml/d) input as +ve 2033-34: 0.11998; Gains in Water Available For Use / Savings in Demand under the selected programme (Ml/d) input as +ve 2034-35: 0.12469; Gains in Water Available For Use / Savings in Demand under the selected programme (Ml/d) input as +ve 2035-36: 0.12937; Gains in Water Available For Use / Savings in Demand under the selected programme (Ml/d) input as +ve 2036-37: 0.13401; Gains in Water Available For Use / Savings in Demand under the selected programme (Ml/d) input as +ve 2037-38: 0.13865; Gains in Water Available For Use / Savings in Demand under the selected programme (Ml/d) input as +ve 2038-39: 0.14328; Gains in Water Available For Use / Savings in Demand under the selected programme (Ml/d) input as +ve 2039-40: 0.14792; Gains in Water Available For Use / Savings in Demand under the selected programme (Ml/d) input as +ve 2040-41: 0.15256; Gains in Water Available For Use / Savings in Demand under the selected programme (Ml/d) input as +ve 2041-42: 0.15719; Gains in Water Available For Use / Savings in Demand under the selected programme (Ml/d) input as +ve 2042-43: 0.16181; Gains in Water Available For Use / Savings in Demand under the selected programme (Ml/d) input as +ve 2043-44: 0.16642; Gains in Water Available For Use / Savings in Demand under the selected programme (Ml/d) input as +ve 2044-45: 0.17101; Gains in Water Available For Use / Savings in Demand under the selected programme (Ml/d) input as +ve 2045-46: 0.17559; Gains in Water Available For Use / Savings in Demand under the selected programme (Ml/d) input as +ve 2046-47: 0.18014; Gains in Water Available For Use / Savings in Demand under the selected programme (Ml/d) input as +ve 2047-48: 0.18468; Gains in Water Available For Use / Savings in Demand under the selected programme (Ml/d) input as +ve 2048-49: 0.1892; Gains in Water Available For Use / Savings in Demand under the selected programme (Ml/d) input as +ve 2049-50: 0.1937
51dF | 1a WRMP24. Smart Showers.AWSNTB | WEF 1a.AWSNTB | Retrofitting indoor water efficiency devices | Customer Options | N | Ofwat Core | AWSNTB | Ml/d | 2 | Gains in Water Available For Use / Savings in Demand under the selected programme (Ml/d) input as +ve 2019-20: 0; Gains in Water Available For Use / Savings in Demand under the selected programme (Ml/d) input as +ve 2020-21: 0; Gains in Water Available For Use / Savings in Demand under the selected programme (Ml/d) input as +ve 2021-22: 0; Gains in Water Available For Use / Savings in Demand under the selected programme (Ml/d) input as +ve 2022-23: 0; Gains in Water Available For Use / Savings in Demand under the selected programme (Ml/d) input as +ve 2023-24: 0; Gains in Water Available For Use / Savings in Demand under the selected programme (Ml/d) input as +ve 2024-25: 0; Gains in Water Available For Use / Savings in Demand under the selected programme (Ml/d) input as +ve 2025-26: 0.028927; Gains in Water Available For Use / Savings in Demand under the selected programme (Ml/d) input as +ve 2026-27: 0.054638; Gains in Water Available For Use / Savings in Demand under the selected programme (Ml/d) input as +ve 2027-28: 0.077453; Gains in Water Available For Use / Savings in Demand under the selected programme (Ml/d) input as +ve 2028-29: 0.098243; Gains in Water Available For Use / Savings in Demand under the selected programme (Ml/d) input as +ve 2029-30: 0.11742; Gains in Water Available For Use / Savings in Demand under the selected programme (Ml/d) input as +ve 2030-31: 0.11473; Gains in Water Available For Use / Savings in Demand under the selected programme (Ml/d) input as +ve 2031-32: 0.11451; Gains in Water Available For Use / Savings in Demand under the selected programme (Ml/d) input as +ve 2032-33: 0.11647; Gains in Water Available For Use / Savings in Demand under the selected programme (Ml/d) input as +ve 2033-34: 0.11998; Gains in Water Available For Use / Savings in Demand under the selected programme (Ml/d) input as +ve 2034-35: 0.12469; Gains in Water Available For Use / Savings in Demand under the selected programme (Ml/d) input as +ve 2035-36: 0.12937; Gains in Water Available For Use / Savings in Demand under the selected programme (Ml/d) input as +ve 2036-37: 0.13401; Gains in Water Available For Use / Savings in Demand under the selected programme (Ml/d) input as +ve 2037-38: 0.13865; Gains in Water Available For Use / Savings in Demand under the selected programme (Ml/d) input as +ve 2038-39: 0.14328; Gains in Water Available For Use / Savings in Demand under the selected programme (Ml/d) input as +ve 2039-40: 0.14792; Gains in Water Available For Use / Savings in Demand under the selected programme (Ml/d) input as +ve 2040-41: 0.15256; Gains in Water Available For Use / Savings in Demand under the selected programme (Ml/d) input as +ve 2041-42: 0.15719; Gains in Water Available For Use / Savings in Demand under the selected programme (Ml/d) input as +ve 2042-43: 0.16181; Gains in Water Available For Use / Savings in Demand under the selected programme (Ml/d) input as +ve 2043-44: 0.16642; Gains in Water Available For Use / Savings in Demand under the selected programme (Ml/d) input as +ve 2044-45: 0.17101; Gains in Water Available For Use / Savings in Demand under the selected programme (Ml/d) input as +ve 2045-46: 0.17559; Gains in Water Available For Use / Savings in Demand under the selected programme (Ml/d) input as +ve 2046-47: 0.18014; Gains in Water Available For Use / Savings in Demand under the selected programme (Ml/d) input as +ve 2047-48: 0.18468; Gains in Water Available For Use / Savings in Demand under the selected programme (Ml/d) input as +ve 2048-49: 0.1892; Gains in Water Available For Use / Savings in Demand under the selected programme (Ml/d) input as +ve 2049-50: 0.1937
51dP | 1a WRMP24. Smart Showers.AWSNTB | WEF 1a.AWSNTB | Retrofitting indoor water efficiency devices | Customer Options | N | Preferred | AWSNTB | Ml/d | 2 | Gains in Water Available For Use / Savings in Demand under the selected programme (Ml/d) input as +ve 2019-20: 0; Gains in Water Available For Use / Savings in Demand under the selected programme (Ml/d) input as +ve 2020-21: 0; Gains in Water Available For Use / Savings in Demand under the selected programme (Ml/d) input as +ve 2021-22: 0; Gains in Water Available For Use / Savings in Demand under the selected programme (Ml/d) input as +ve 2022-23: 0; Gains in Water Available For Use / Savings in Demand under the selected programme (Ml/d) input as +ve 2023-24: 0; Gains in Water Available For Use / Savings in Demand under the selected programme (Ml/d) input as +ve 2024-25: 0; Gains in Water Available For Use / Savings in Demand under the selected programme (Ml/d) input as +ve 2025-26: 0.028927; Gains in Water Available For Use / Savings in Demand under the selected programme (Ml/d) input as +ve 2026-27: 0.054638; Gains in Water Available For Use / Savings in Demand under the selected programme (Ml/d) input as +ve 2027-28: 0.077453; Gains in Water Available For Use / Savings in Demand under the selected programme (Ml/d) input as +ve 2028-29: 0.098243; Gains in Water Available For Use / Savings in Demand under the selected programme (Ml/d) input as +ve 2029-30: 0.11742; Gains in Water Available For Use / Savings in Demand under the selected programme (Ml/d) input as +ve 2030-31: 0.11473; Gains in Water Available For Use / Savings in Demand under the selected programme (Ml/d) input as +ve 2031-32: 0.11451; Gains in Water Available For Use / Savings in Demand under the selected programme (Ml/d) input as +ve 2032-33: 0.11647; Gains in Water Available For Use / Savings in Demand under the selected programme (Ml/d) input as +ve 2033-34: 0.11998; Gains in Water Available For Use / Savings in Demand under the selected programme (Ml/d) input as +ve 2034-35: 0.12469; Gains in Water Available For Use / Savings in Demand under the selected programme (Ml/d) input as +ve 2035-36: 0.12937; Gains in Water Available For Use / Savings in Demand under the selected programme (Ml/d) input as +ve 2036-37: 0.13401; Gains in Water Available For Use / Savings in Demand under the selected programme (Ml/d) input as +ve 2037-38: 0.13865; Gains in Water Available For Use / Savings in Demand under the selected programme (Ml/d) input as +ve 2038-39: 0.14328; Gains in Water Available For Use / Savings in Demand under the selected programme (Ml/d) input as +ve 2039-40: 0.14792; Gains in Water Available For Use / Savings in Demand under the selected programme (Ml/d) input as +ve 2040-41: 0.15256; Gains in Water Available For Use / Savings in Demand under the selected programme (Ml/d) input as +ve 2041-42: 0.15719; Gains in Water Available For Use / Savings in Demand under the selected programme (Ml/d) input as +ve 2042-43: 0.16181; Gains in Water Available For Use / Savings in Demand under the selected programme (Ml/d) input as +ve 2043-44: 0.16642; Gains in Water Available For Use / Savings in Demand under the selected programme (Ml/d) input as +ve 2044-45: 0.17101; Gains in Water Available For Use / Savings in Demand under the selected programme (Ml/d) input as +ve 2045-46: 0.17559; Gains in Water Available For Use / Savings in Demand under the selected programme (Ml/d) input as +ve 2046-47: 0.18014; Gains in Water Available For Use / Savings in Demand under the selected programme (Ml/d) input as +ve 2047-48: 0.18468; Gains in Water Available For Use / Savings in Demand under the selected programme (Ml/d) input as +ve 2048-49: 0.1892; Gains in Water Available For Use / Savings in Demand under the selected programme (Ml/d) input as +ve 2049-50: 0.1937
51dF | 2c WRMP24. Garden Advice.AWSNTB | WEF 2c.AWSNTB | Water efficiency customer education / awareness | Customer Options | N | Least Cost | AWSNTB | Ml/d | 2 | Gains in Water Available For Use / Savings in Demand under the selected programme (Ml/d) input as +ve 2019-20: 0; Gains in Water Available For Use / Savings in Demand under the selected programme (Ml/d) input as +ve 2020-21: 0; Gains in Water Available For Use / Savings in Demand under the selected programme (Ml/d) input as +ve 2021-22: 0; Gains in Water Available For Use / Savings in Demand under the selected programme (Ml/d) input as +ve 2022-23: 0; Gains in Water Available For Use / Savings in Demand under the selected programme (Ml/d) input as +ve 2023-24: 0; Gains in Water Available For Use / Savings in Demand under the selected programme (Ml/d) input as +ve 2024-25: 0; Gains in Water Available For Use / Savings in Demand under the selected programme (Ml/d) input as +ve 2025-26: 0.0045104; Gains in Water Available For Use / Savings in Demand under the selected programme (Ml/d) input as +ve 2026-27: 0.0090359; Gains in Water Available For Use / Savings in Demand under the selected programme (Ml/d) input as +ve 2027-28: 0.013559; Gains in Water Available For Use / Savings in Demand under the selected programme (Ml/d) input as +ve 2028-29: 0.01809; Gains in Water Available For Use / Savings in Demand under the selected programme (Ml/d) input as +ve 2029-30: 0.022635; Gains in Water Available For Use / Savings in Demand under the selected programme (Ml/d) input as +ve 2030-31: 0.027188; Gains in Water Available For Use / Savings in Demand under the selected programme (Ml/d) input as +ve 2031-32: 0.031745; Gains in Water Available For Use / Savings in Demand under the selected programme (Ml/d) input as +ve 2032-33: 0.036298; Gains in Water Available For Use / Savings in Demand under the selected programme (Ml/d) input as +ve 2033-34: 0.040851; Gains in Water Available For Use / Savings in Demand under the selected programme (Ml/d) input as +ve 2034-35: 0.045398; Gains in Water Available For Use / Savings in Demand under the selected programme (Ml/d) input as +ve 2035-36: 0.049942; Gains in Water Available For Use / Savings in Demand under the selected programme (Ml/d) input as +ve 2036-37: 0.054482; Gains in Water Available For Use / Savings in Demand under the selected programme (Ml/d) input as +ve 2037-38: 0.059021; Gains in Water Available For Use / Savings in Demand under the selected programme (Ml/d) input as +ve 2038-39: 0.063556; Gains in Water Available For Use / Savings in Demand under the selected programme (Ml/d) input as +ve 2039-40: 0.068089; Gains in Water Available For Use / Savings in Demand under the selected programme (Ml/d) input as +ve 2040-41: 0.072618; Gains in Water Available For Use / Savings in Demand under the selected programme (Ml/d) input as +ve 2041-42: 0.077143; Gains in Water Available For Use / Savings in Demand under the selected programme (Ml/d) input as +ve 2042-43: 0.081663; Gains in Water Available For Use / Savings in Demand under the selected programme (Ml/d) input as +ve 2043-44: 0.086179; Gains in Water Available For Use / Savings in Demand under the selected programme (Ml/d) input as +ve 2044-45: 0.090689; Gains in Water Available For Use / Savings in Demand under the selected programme (Ml/d) input as +ve 2045-46: 0.095192; Gains in Water Available For Use / Savings in Demand under the selected programme (Ml/d) input as +ve 2046-47: 0.099689; Gains in Water Available For Use / Savings in Demand under the selected programme (Ml/d) input as +ve 2047-48: 0.10418; Gains in Water Available For Use / Savings in Demand under the selected programme (Ml/d) input as +ve 2048-49: 0.10866; Gains in Water Available For Use / Savings in Demand under the selected programme (Ml/d) input as +ve 2049-50: 0.11313
51dF | 2c WRMP24. Garden Advice.AWSNTB | WEF 2c.AWSNTB | Water efficiency customer education / awareness | Customer Options | N | Ofwat Core | AWSNTB | Ml/d | 2 | Gains in Water Available For Use / Savings in Demand under the selected programme (Ml/d) input as +ve 2019-20: 0; Gains in Water Available For Use / Savings in Demand under the selected programme (Ml/d) input as +ve 2020-21: 0; Gains in Water Available For Use / Savings in Demand under the selected programme (Ml/d) input as +ve 2021-22: 0; Gains in Water Available For Use / Savings in Demand under the selected programme (Ml/d) input as +ve 2022-23: 0; Gains in Water Available For Use / Savings in Demand under the selected programme (Ml/d) input as +ve 2023-24: 0; Gains in Water Available For Use / Savings in Demand under the selected programme (Ml/d) input as +ve 2024-25: 0; Gains in Water Available For Use / Savings in Demand under the selected programme (Ml/d) input as +ve 2025-26: 0.0045104; Gains in Water Available For Use / Savings in Demand under the selected programme (Ml/d) input as +ve 2026-27: 0.0090359; Gains in Water Available For Use / Savings in Demand under the selected programme (Ml/d) input as +ve 2027-28: 0.013559; Gains in Water Available For Use / Savings in Demand under the selected programme (Ml/d) input as +ve 2028-29: 0.01809; Gains in Water Available For Use / Savings in Demand under the selected programme (Ml/d) input as +ve 2029-30: 0.022635; Gains in Water Available For Use / Savings in Demand under the selected programme (Ml/d) input as +ve 2030-31: 0.027188; Gains in Water Available For Use / Savings in Demand under the selected programme (Ml/d) input as +ve 2031-32: 0.031745; Gains in Water Available For Use / Savings in Demand under the selected programme (Ml/d) input as +ve 2032-33: 0.036298; Gains in Water Available For Use / Savings in Demand under the selected programme (Ml/d) input as +ve 2033-34: 0.040851; Gains in Water Available For Use / Savings in Demand under the selected programme (Ml/d) input as +ve 2034-35: 0.045398; Gains in Water Available For Use / Savings in Demand under the selected programme (Ml/d) input as +ve 2035-36: 0.049942; Gains in Water Available For Use / Savings in Demand under the selected programme (Ml/d) input as +ve 2036-37: 0.054482; Gains in Water Available For Use / Savings in Demand under the selected programme (Ml/d) input as +ve 2037-38: 0.059021; Gains in Water Available For Use / Savings in Demand under the selected programme (Ml/d) input as +ve 2038-39: 0.063556; Gains in Water Available For Use / Savings in Demand under the selected programme (Ml/d) input as +ve 2039-40: 0.068089; Gains in Water Available For Use / Savings in Demand under the selected programme (Ml/d) input as +ve 2040-41: 0.072618; Gains in Water Available For Use / Savings in Demand under the selected programme (Ml/d) input as +ve 2041-42: 0.077143; Gains in Water Available For Use / Savings in Demand under the selected programme (Ml/d) input as +ve 2042-43: 0.081663; Gains in Water Available For Use / Savings in Demand under the selected programme (Ml/d) input as +ve 2043-44: 0.086179; Gains in Water Available For Use / Savings in Demand under the selected programme (Ml/d) input as +ve 2044-45: 0.090689; Gains in Water Available For Use / Savings in Demand under the selected programme (Ml/d) input as +ve 2045-46: 0.095192; Gains in Water Available For Use / Savings in Demand under the selected programme (Ml/d) input as +ve 2046-47: 0.099689; Gains in Water Available For Use / Savings in Demand under the selected programme (Ml/d) input as +ve 2047-48: 0.10418; Gains in Water Available For Use / Savings in Demand under the selected programme (Ml/d) input as +ve 2048-49: 0.10866; Gains in Water Available For Use / Savings in Demand under the selected programme (Ml/d) input as +ve 2049-50: 0.11313
51dP | 2c WRMP24. Garden Advice.AWSNTB | WEF 2c.AWSNTB | Water efficiency customer education / awareness | Customer Options | N | Preferred | AWSNTB | Ml/d | 2 | Gains in Water Available For Use / Savings in Demand under the selected programme (Ml/d) input as +ve 2019-20: 0; Gains in Water Available For Use / Savings in Demand under the selected programme (Ml/d) input as +ve 2020-21: 0; Gains in Water Available For Use / Savings in Demand under the selected programme (Ml/d) input as +ve 2021-22: 0; Gains in Water Available For Use / Savings in Demand under the selected programme (Ml/d) input as +ve 2022-23: 0; Gains in Water Available For Use / Savings in Demand under the selected programme (Ml/d) input as +ve 2023-24: 0; Gains in Water Available For Use / Savings in Demand under the selected programme (Ml/d) input as +ve 2024-25: 0; Gains in Water Available For Use / Savings in Demand under the selected programme (Ml/d) input as +ve 2025-26: 0.0045104; Gains in Water Available For Use / Savings in Demand under the selected programme (Ml/d) input as +ve 2026-27: 0.0090359; Gains in Water Available For Use / Savings in Demand under the selected programme (Ml/d) input as +ve 2027-28: 0.013559; Gains in Water Available For Use / Savings in Demand under the selected programme (Ml/d) input as +ve 2028-29: 0.01809; Gains in Water Available For Use / Savings in Demand under the selected programme (Ml/d) input as +ve 2029-30: 0.022635; Gains in Water Available For Use / Savings in Demand under the selected programme (Ml/d) input as +ve 2030-31: 0.027188; Gains in Water Available For Use / Savings in Demand under the selected programme (Ml/d) input as +ve 2031-32: 0.031745; Gains in Water Available For Use / Savings in Demand under the selected programme (Ml/d) input as +ve 2032-33: 0.036298; Gains in Water Available For Use / Savings in Demand under the selected programme (Ml/d) input as +ve 2033-34: 0.040851; Gains in Water Available For Use / Savings in Demand under the selected programme (Ml/d) input as +ve 2034-35: 0.045398; Gains in Water Available For Use / Savings in Demand under the selected programme (Ml/d) input as +ve 2035-36: 0.049942; Gains in Water Available For Use / Savings in Demand under the selected programme (Ml/d) input as +ve 2036-37: 0.054482; Gains in Water Available For Use / Savings in Demand under the selected programme (Ml/d) input as +ve 2037-38: 0.059021; Gains in Water Available For Use / Savings in Demand under the selected programme (Ml/d) input as +ve 2038-39: 0.063556; Gains in Water Available For Use / Savings in Demand under the selected programme (Ml/d) input as +ve 2039-40: 0.068089; Gains in Water Available For Use / Savings in Demand under the selected programme (Ml/d) input as +ve 2040-41: 0.072618; Gains in Water Available For Use / Savings in Demand under the selected programme (Ml/d) input as +ve 2041-42: 0.077143; Gains in Water Available For Use / Savings in Demand under the selected programme (Ml/d) input as +ve 2042-43: 0.081663; Gains in Water Available For Use / Savings in Demand under the selected programme (Ml/d) input as +ve 2043-44: 0.086179; Gains in Water Available For Use / Savings in Demand under the selected programme (Ml/d) input as +ve 2044-45: 0.090689; Gains in Water Available For Use / Savings in Demand under the selected programme (Ml/d) input as +ve 2045-46: 0.095192; Gains in Water Available For Use / Savings in Demand under the selected programme (Ml/d) input as +ve 2046-47: 0.099689; Gains in Water Available For Use / Savings in Demand under the selected programme (Ml/d) input as +ve 2047-48: 0.10418; Gains in Water Available For Use / Savings in Demand under the selected programme (Ml/d) input as +ve 2048-49: 0.10866; Gains in Water Available For Use / Savings in Demand under the selected programme (Ml/d) input as +ve 2049-50: 0.11313
51dF | 3a WRMP24. Community Reward.AWSNTB | WEF 3a.AWSNTB | Water efficiency customer education / awareness | Customer Options | N | Least Cost | AWSNTB | Ml/d | 2 | Gains in Water Available For Use / Savings in Demand under the selected programme (Ml/d) input as +ve 2019-20: 0; Gains in Water Available For Use / Savings in Demand under the selected programme (Ml/d) input as +ve 2020-21: 0; Gains in Water Available For Use / Savings in Demand under the selected programme (Ml/d) input as +ve 2021-22: 0; Gains in Water Available For Use / Savings in Demand under the selected programme (Ml/d) input as +ve 2022-23: 0; Gains in Water Available For Use / Savings in Demand under the selected programme (Ml/d) input as +ve 2023-24: 0; Gains in Water Available For Use / Savings in Demand under the selected programme (Ml/d) input as +ve 2024-25: 0; Gains in Water Available For Use / Savings in Demand under the selected programme (Ml/d) input as +ve 2025-26: 0.0087972; Gains in Water Available For Use / Savings in Demand under the selected programme (Ml/d) input as +ve 2026-27: 0.016562; Gains in Water Available For Use / Savings in Demand under the selected programme (Ml/d) input as +ve 2027-28: 0.023396; Gains in Water Available For Use / Savings in Demand under the selected programme (Ml/d) input as +ve 2028-29: 0.029579; Gains in Water Available For Use / Savings in Demand under the selected programme (Ml/d) input as +ve 2029-30: 0.035238; Gains in Water Available For Use / Savings in Demand under the selected programme (Ml/d) input as +ve 2030-31: 0.040877; Gains in Water Available For Use / Savings in Demand under the selected programme (Ml/d) input as +ve 2031-32: 0.046493; Gains in Water Available For Use / Savings in Demand under the selected programme (Ml/d) input as +ve 2032-33: 0.052084; Gains in Water Available For Use / Savings in Demand under the selected programme (Ml/d) input as +ve 2033-34: 0.057656; Gains in Water Available For Use / Savings in Demand under the selected programme (Ml/d) input as +ve 2034-35: 0.063203; Gains in Water Available For Use / Savings in Demand under the selected programme (Ml/d) input as +ve 2035-36: 0.068729; Gains in Water Available For Use / Savings in Demand under the selected programme (Ml/d) input as +ve 2036-37: 0.07423; Gains in Water Available For Use / Savings in Demand under the selected programme (Ml/d) input as +ve 2037-38: 0.079709; Gains in Water Available For Use / Savings in Demand under the selected programme (Ml/d) input as +ve 2038-39: 0.08517; Gains in Water Available For Use / Savings in Demand under the selected programme (Ml/d) input as +ve 2039-40: 0.090625; Gains in Water Available For Use / Savings in Demand under the selected programme (Ml/d) input as +ve 2040-41: 0.090563; Gains in Water Available For Use / Savings in Demand under the selected programme (Ml/d) input as +ve 2041-42: 0.09116; Gains in Water Available For Use / Savings in Demand under the selected programme (Ml/d) input as +ve 2042-43: 0.092352; Gains in Water Available For Use / Savings in Demand under the selected programme (Ml/d) input as +ve 2043-44: 0.093959; Gains in Water Available For Use / Savings in Demand under the selected programme (Ml/d) input as +ve 2044-45: 0.095901; Gains in Water Available For Use / Savings in Demand under the selected programme (Ml/d) input as +ve 2045-46: 0.097858; Gains in Water Available For Use / Savings in Demand under the selected programme (Ml/d) input as +ve 2046-47: 0.099829; Gains in Water Available For Use / Savings in Demand under the selected programme (Ml/d) input as +ve 2047-48: 0.10182; Gains in Water Available For Use / Savings in Demand under the selected programme (Ml/d) input as +ve 2048-49: 0.10381; Gains in Water Available For Use / Savings in Demand under the selected programme (Ml/d) input as +ve 2049-50: 0.10581
51dF | 3a WRMP24. Community Reward.AWSNTB | WEF 3a.AWSNTB | Water efficiency customer education / awareness | Customer Options | N | Ofwat Core | AWSNTB | Ml/d | 2 | Gains in Water Available For Use / Savings in Demand under the selected programme (Ml/d) input as +ve 2019-20: 0; Gains in Water Available For Use / Savings in Demand under the selected programme (Ml/d) input as +ve 2020-21: 0; Gains in Water Available For Use / Savings in Demand under the selected programme (Ml/d) input as +ve 2021-22: 0; Gains in Water Available For Use / Savings in Demand under the selected programme (Ml/d) input as +ve 2022-23: 0; Gains in Water Available For Use / Savings in Demand under the selected programme (Ml/d) input as +ve 2023-24: 0; Gains in Water Available For Use / Savings in Demand under the selected programme (Ml/d) input as +ve 2024-25: 0; Gains in Water Available For Use / Savings in Demand under the selected programme (Ml/d) input as +ve 2025-26: 0.0087972; Gains in Water Available For Use / Savings in Demand under the selected programme (Ml/d) input as +ve 2026-27: 0.016562; Gains in Water Available For Use / Savings in Demand under the selected programme (Ml/d) input as +ve 2027-28: 0.023396; Gains in Water Available For Use / Savings in Demand under the selected programme (Ml/d) input as +ve 2028-29: 0.029579; Gains in Water Available For Use / Savings in Demand under the selected programme (Ml/d) input as +ve 2029-30: 0.035238; Gains in Water Available For Use / Savings in Demand under the selected programme (Ml/d) input as +ve 2030-31: 0.040877; Gains in Water Available For Use / Savings in Demand under the selected programme (Ml/d) input as +ve 2031-32: 0.046493; Gains in Water Available For Use / Savings in Demand under the selected programme (Ml/d) input as +ve 2032-33: 0.052084; Gains in Water Available For Use / Savings in Demand under the selected programme (Ml/d) input as +ve 2033-34: 0.057656; Gains in Water Available For Use / Savings in Demand under the selected programme (Ml/d) input as +ve 2034-35: 0.063203; Gains in Water Available For Use / Savings in Demand under the selected programme (Ml/d) input as +ve 2035-36: 0.068729; Gains in Water Available For Use / Savings in Demand under the selected programme (Ml/d) input as +ve 2036-37: 0.07423; Gains in Water Available For Use / Savings in Demand under the selected programme (Ml/d) input as +ve 2037-38: 0.079709; Gains in Water Available For Use / Savings in Demand under the selected programme (Ml/d) input as +ve 2038-39: 0.08517; Gains in Water Available For Use / Savings in Demand under the selected programme (Ml/d) input as +ve 2039-40: 0.090625; Gains in Water Available For Use / Savings in Demand under the selected programme (Ml/d) input as +ve 2040-41: 0.090563; Gains in Water Available For Use / Savings in Demand under the selected programme (Ml/d) input as +ve 2041-42: 0.09116; Gains in Water Available For Use / Savings in Demand under the selected programme (Ml/d) input as +ve 2042-43: 0.092352; Gains in Water Available For Use / Savings in Demand under the selected programme (Ml/d) input as +ve 2043-44: 0.093959; Gains in Water Available For Use / Savings in Demand under the selected programme (Ml/d) input as +ve 2044-45: 0.095901; Gains in Water Available For Use / Savings in Demand under the selected programme (Ml/d) input as +ve 2045-46: 0.097858; Gains in Water Available For Use / Savings in Demand under the selected programme (Ml/d) input as +ve 2046-47: 0.099829; Gains in Water Available For Use / Savings in Demand under the selected programme (Ml/d) input as +ve 2047-48: 0.10182; Gains in Water Available For Use / Savings in Demand under the selected programme (Ml/d) input as +ve 2048-49: 0.10381; Gains in Water Available For Use / Savings in Demand under the selected programme (Ml/d) input as +ve 2049-50: 0.10581
51dP | 3a WRMP24. Community Reward.AWSNTB | WEF 3a.AWSNTB | Water efficiency customer education / awareness | Customer Options | N | Preferred | AWSNTB | Ml/d | 2 | Gains in Water Available For Use / Savings in Demand under the selected programme (Ml/d) input as +ve 2019-20: 0; Gains in Water Available For Use / Savings in Demand under the selected programme (Ml/d) input as +ve 2020-21: 0; Gains in Water Available For Use / Savings in Demand under the selected programme (Ml/d) input as +ve 2021-22: 0; Gains in Water Available For Use / Savings in Demand under the selected programme (Ml/d) input as +ve 2022-23: 0; Gains in Water Available For Use / Savings in Demand under the selected programme (Ml/d) input as +ve 2023-24: 0; Gains in Water Available For Use / Savings in Demand under the selected programme (Ml/d) input as +ve 2024-25: 0; Gains in Water Available For Use / Savings in Demand under the selected programme (Ml/d) input as +ve 2025-26: 0.0087972; Gains in Water Available For Use / Savings in Demand under the selected programme (Ml/d) input as +ve 2026-27: 0.016562; Gains in Water Available For Use / Savings in Demand under the selected programme (Ml/d) input as +ve 2027-28: 0.023396; Gains in Water Available For Use / Savings in Demand under the selected programme (Ml/d) input as +ve 2028-29: 0.029579; Gains in Water Available For Use / Savings in Demand under the selected programme (Ml/d) input as +ve 2029-30: 0.035238; Gains in Water Available For Use / Savings in Demand under the selected programme (Ml/d) input as +ve 2030-31: 0.040877; Gains in Water Available For Use / Savings in Demand under the selected programme (Ml/d) input as +ve 2031-32: 0.046493; Gains in Water Available For Use / Savings in Demand under the selected programme (Ml/d) input as +ve 2032-33: 0.052084; Gains in Water Available For Use / Savings in Demand under the selected programme (Ml/d) input as +ve 2033-34: 0.057656; Gains in Water Available For Use / Savings in Demand under the selected programme (Ml/d) input as +ve 2034-35: 0.063203; Gains in Water Available For Use / Savings in Demand under the selected programme (Ml/d) input as +ve 2035-36: 0.068729; Gains in Water Available For Use / Savings in Demand under the selected programme (Ml/d) input as +ve 2036-37: 0.07423; Gains in Water Available For Use / Savings in Demand under the selected programme (Ml/d) input as +ve 2037-38: 0.079709; Gains in Water Available For Use / Savings in Demand under the selected programme (Ml/d) input as +ve 2038-39: 0.08517; Gains in Water Available For Use / Savings in Demand under the selected programme (Ml/d) input as +ve 2039-40: 0.090625; Gains in Water Available For Use / Savings in Demand under the selected programme (Ml/d) input as +ve 2040-41: 0.090563; Gains in Water Available For Use / Savings in Demand under the selected programme (Ml/d) input as +ve 2041-42: 0.09116; Gains in Water Available For Use / Savings in Demand under the selected programme (Ml/d) input as +ve 2042-43: 0.092352; Gains in Water Available For Use / Savings in Demand under the selected programme (Ml/d) input as +ve 2043-44: 0.093959; Gains in Water Available For Use / Savings in Demand under the selected programme (Ml/d) input as +ve 2044-45: 0.095901; Gains in Water Available For Use / Savings in Demand under the selected programme (Ml/d) input as +ve 2045-46: 0.097858; Gains in Water Available For Use / Savings in Demand under the selected programme (Ml/d) input as +ve 2046-47: 0.099829; Gains in Water Available For Use / Savings in Demand under the selected programme (Ml/d) input as +ve 2047-48: 0.10182; Gains in Water Available For Use / Savings in Demand under the selected programme (Ml/d) input as +ve 2048-49: 0.10381; Gains in Water Available For Use / Savings in Demand under the selected programme (Ml/d) input as +ve 2049-50: 0.10581
51dF | 4a WRMP24. PL Uplift - Vulnerable Customers.AWSNTB | WEF 4a.AWSNTB | Other water efficiency | Customer Options | N | Least Cost | AWSNTB | Ml/d | 2 | Gains in Water Available For Use / Savings in Demand under the selected programme (Ml/d) input as +ve 2019-20: 0; Gains in Water Available For Use / Savings in Demand under the selected programme (Ml/d) input as +ve 2020-21: 0; Gains in Water Available For Use / Savings in Demand under the selected programme (Ml/d) input as +ve 2021-22: 0; Gains in Water Available For Use / Savings in Demand under the selected programme (Ml/d) input as +ve 2022-23: 0; Gains in Water Available For Use / Savings in Demand under the selected programme (Ml/d) input as +ve 2023-24: 0; Gains in Water Available For Use / Savings in Demand under the selected programme (Ml/d) input as +ve 2024-25: 0; Gains in Water Available For Use / Savings in Demand under the selected programme (Ml/d) input as +ve 2025-26: 0.020177; Gains in Water Available For Use / Savings in Demand under the selected programme (Ml/d) input as +ve 2026-27: 0.025829; Gains in Water Available For Use / Savings in Demand under the selected programme (Ml/d) input as +ve 2027-28: 0.031605; Gains in Water Available For Use / Savings in Demand under the selected programme (Ml/d) input as +ve 2028-29: 0.037648; Gains in Water Available For Use / Savings in Demand under the selected programme (Ml/d) input as +ve 2029-30: 0.043907; Gains in Water Available For Use / Savings in Demand under the selected programme (Ml/d) input as +ve 2030-31: 0.050269; Gains in Water Available For Use / Savings in Demand under the selected programme (Ml/d) input as +ve 2031-32: 0.056784; Gains in Water Available For Use / Savings in Demand under the selected programme (Ml/d) input as +ve 2032-33: 0.057566; Gains in Water Available For Use / Savings in Demand under the selected programme (Ml/d) input as +ve 2033-34: 0.058346; Gains in Water Available For Use / Savings in Demand under the selected programme (Ml/d) input as +ve 2034-35: 0.059004; Gains in Water Available For Use / Savings in Demand under the selected programme (Ml/d) input as +ve 2035-36: 0.059697; Gains in Water Available For Use / Savings in Demand under the selected programme (Ml/d) input as +ve 2036-37: 0.060379; Gains in Water Available For Use / Savings in Demand under the selected programme (Ml/d) input as +ve 2037-38: 0.061068; Gains in Water Available For Use / Savings in Demand under the selected programme (Ml/d) input as +ve 2038-39: 0.061738; Gains in Water Available For Use / Savings in Demand under the selected programme (Ml/d) input as +ve 2039-40: 0.062391; Gains in Water Available For Use / Savings in Demand under the selected programme (Ml/d) input as +ve 2040-41: 0.063028; Gains in Water Available For Use / Savings in Demand under the selected programme (Ml/d) input as +ve 2041-42: 0.063648; Gains in Water Available For Use / Savings in Demand under the selected programme (Ml/d) input as +ve 2042-43: 0.064252; Gains in Water Available For Use / Savings in Demand under the selected programme (Ml/d) input as +ve 2043-44: 0.06484; Gains in Water Available For Use / Savings in Demand under the selected programme (Ml/d) input as +ve 2044-45: 0.065413; Gains in Water Available For Use / Savings in Demand under the selected programme (Ml/d) input as +ve 2045-46: 0.06589; Gains in Water Available For Use / Savings in Demand under the selected programme (Ml/d) input as +ve 2046-47: 0.066355; Gains in Water Available For Use / Savings in Demand under the selected programme (Ml/d) input as +ve 2047-48: 0.066805; Gains in Water Available For Use / Savings in Demand under the selected programme (Ml/d) input as +ve 2048-49: 0.067241; Gains in Water Available For Use / Savings in Demand under the selected programme (Ml/d) input as +ve 2049-50: 0.067619
51dF | 4a WRMP24. PL Uplift - Vulnerable Customers.AWSNTB | WEF 4a.AWSNTB | Other water efficiency | Customer Options | N | Ofwat Core | AWSNTB | Ml/d | 2 | Gains in Water Available For Use / Savings in Demand under the selected programme (Ml/d) input as +ve 2019-20: 0; Gains in Water Available For Use / Savings in Demand under the selected programme (Ml/d) input as +ve 2020-21: 0; Gains in Water Available For Use / Savings in Demand under the selected programme (Ml/d) input as +ve 2021-22: 0; Gains in Water Available For Use / Savings in Demand under the selected programme (Ml/d) input as +ve 2022-23: 0; Gains in Water Available For Use / Savings in Demand under the selected programme (Ml/d) input as +ve 2023-24: 0; Gains in Water Available For Use / Savings in Demand under the selected programme (Ml/d) input as +ve 2024-25: 0; Gains in Water Available For Use / Savings in Demand under the selected programme (Ml/d) input as +ve 2025-26: 0.020177; Gains in Water Available For Use / Savings in Demand under the selected programme (Ml/d) input as +ve 2026-27: 0.025829; Gains in Water Available For Use / Savings in Demand under the selected programme (Ml/d) input as +ve 2027-28: 0.031605; Gains in Water Available For Use / Savings in Demand under the selected programme (Ml/d) input as +ve 2028-29: 0.037648; Gains in Water Available For Use / Savings in Demand under the selected programme (Ml/d) input as +ve 2029-30: 0.043907; Gains in Water Available For Use / Savings in Demand under the selected programme (Ml/d) input as +ve 2030-31: 0.050269; Gains in Water Available For Use / Savings in Demand under the selected programme (Ml/d) input as +ve 2031-32: 0.056784; Gains in Water Available For Use / Savings in Demand under the selected programme (Ml/d) input as +ve 2032-33: 0.057566; Gains in Water Available For Use / Savings in Demand under the selected programme (Ml/d) input as +ve 2033-34: 0.058346; Gains in Water Available For Use / Savings in Demand under the selected programme (Ml/d) input as +ve 2034-35: 0.059004; Gains in Water Available For Use / Savings in Demand under the selected programme (Ml/d) input as +ve 2035-36: 0.059697; Gains in Water Available For Use / Savings in Demand under the selected programme (Ml/d) input as +ve 2036-37: 0.060379; Gains in Water Available For Use / Savings in Demand under the selected programme (Ml/d) input as +ve 2037-38: 0.061068; Gains in Water Available For Use / Savings in Demand under the selected programme (Ml/d) input as +ve 2038-39: 0.061738; Gains in Water Available For Use / Savings in Demand under the selected programme (Ml/d) input as +ve 2039-40: 0.062391; Gains in Water Available For Use / Savings in Demand under the selected programme (Ml/d) input as +ve 2040-41: 0.063028; Gains in Water Available For Use / Savings in Demand under the selected programme (Ml/d) input as +ve 2041-42: 0.063648; Gains in Water Available For Use / Savings in Demand under the selected programme (Ml/d) input as +ve 2042-43: 0.064252; Gains in Water Available For Use / Savings in Demand under the selected programme (Ml/d) input as +ve 2043-44: 0.06484; Gains in Water Available For Use / Savings in Demand under the selected programme (Ml/d) input as +ve 2044-45: 0.065413; Gains in Water Available For Use / Savings in Demand under the selected programme (Ml/d) input as +ve 2045-46: 0.06589; Gains in Water Available For Use / Savings in Demand under the selected programme (Ml/d) input as +ve 2046-47: 0.066355; Gains in Water Available For Use / Savings in Demand under the selected programme (Ml/d) input as +ve 2047-48: 0.066805; Gains in Water Available For Use / Savings in Demand under the selected programme (Ml/d) input as +ve 2048-49: 0.067241; Gains in Water Available For Use / Savings in Demand under the selected programme (Ml/d) input as +ve 2049-50: 0.067619
51dP | 4a WRMP24. PL Uplift - Vulnerable Customers.AWSNTB | WEF 4a.AWSNTB | Other water efficiency | Customer Options | N | Preferred | AWSNTB | Ml/d | 2 | Gains in Water Available For Use / Savings in Demand under the selected programme (Ml/d) input as +ve 2019-20: 0; Gains in Water Available For Use / Savings in Demand under the selected programme (Ml/d) input as +ve 2020-21: 0; Gains in Water Available For Use / Savings in Demand under the selected programme (Ml/d) input as +ve 2021-22: 0; Gains in Water Available For Use / Savings in Demand under the selected programme (Ml/d) input as +ve 2022-23: 0; Gains in Water Available For Use / Savings in Demand under the selected programme (Ml/d) input as +ve 2023-24: 0; Gains in Water Available For Use / Savings in Demand under the selected programme (Ml/d) input as +ve 2024-25: 0; Gains in Water Available For Use / Savings in Demand under the selected programme (Ml/d) input as +ve 2025-26: 0.020177; Gains in Water Available For Use / Savings in Demand under the selected programme (Ml/d) input as +ve 2026-27: 0.025829; Gains in Water Available For Use / Savings in Demand under the selected programme (Ml/d) input as +ve 2027-28: 0.031605; Gains in Water Available For Use / Savings in Demand under the selected programme (Ml/d) input as +ve 2028-29: 0.037648; Gains in Water Available For Use / Savings in Demand under the selected programme (Ml/d) input as +ve 2029-30: 0.043907; Gains in Water Available For Use / Savings in Demand under the selected programme (Ml/d) input as +ve 2030-31: 0.050269; Gains in Water Available For Use / Savings in Demand under the selected programme (Ml/d) input as +ve 2031-32: 0.056784; Gains in Water Available For Use / Savings in Demand under the selected programme (Ml/d) input as +ve 2032-33: 0.057566; Gains in Water Available For Use / Savings in Demand under the selected programme (Ml/d) input as +ve 2033-34: 0.058346; Gains in Water Available For Use / Savings in Demand under the selected programme (Ml/d) input as +ve 2034-35: 0.059004; Gains in Water Available For Use / Savings in Demand under the selected programme (Ml/d) input as +ve 2035-36: 0.059697; Gains in Water Available For Use / Savings in Demand under the selected programme (Ml/d) input as +ve 2036-37: 0.060379; Gains in Water Available For Use / Savings in Demand under the selected programme (Ml/d) input as +ve 2037-38: 0.061068; Gains in Water Available For Use / Savings in Demand under the selected programme (Ml/d) input as +ve 2038-39: 0.061738; Gains in Water Available For Use / Savings in Demand under the selected programme (Ml/d) input as +ve 2039-40: 0.062391; Gains in Water Available For Use / Savings in Demand under the selected programme (Ml/d) input as +ve 2040-41: 0.063028; Gains in Water Available For Use / Savings in Demand under the selected programme (Ml/d) input as +ve 2041-42: 0.063648; Gains in Water Available For Use / Savings in Demand under the selected programme (Ml/d) input as +ve 2042-43: 0.064252; Gains in Water Available For Use / Savings in Demand under the selected programme (Ml/d) input as +ve 2043-44: 0.06484; Gains in Water Available For Use / Savings in Demand under the selected programme (Ml/d) input as +ve 2044-45: 0.065413; Gains in Water Available For Use / Savings in Demand under the selected programme (Ml/d) input as +ve 2045-46: 0.06589; Gains in Water Available For Use / Savings in Demand under the selected programme (Ml/d) input as +ve 2046-47: 0.066355; Gains in Water Available For Use / Savings in Demand under the selected programme (Ml/d) input as +ve 2047-48: 0.066805; Gains in Water Available For Use / Savings in Demand under the selected programme (Ml/d) input as +ve 2048-49: 0.067241; Gains in Water Available For Use / Savings in Demand under the selected programme (Ml/d) input as +ve 2049-50: 0.067619
51dF | 4c-PL WRMP24. PL uplift - Non-Vulnerable Customers.AWSNTB | WEF 4c-PL.AWSNTB | Other water efficiency | Customer Options | N | Least Cost | AWSNTB | Ml/d | 2 | Gains in Water Available For Use / Savings in Demand under the selected programme (Ml/d) input as +ve 2019-20: 0; Gains in Water Available For Use / Savings in Demand under the selected programme (Ml/d) input as +ve 2020-21: 0; Gains in Water Available For Use / Savings in Demand under the selected programme (Ml/d) input as +ve 2021-22: 0; Gains in Water Available For Use / Savings in Demand under the selected programme (Ml/d) input as +ve 2022-23: 0; Gains in Water Available For Use / Savings in Demand under the selected programme (Ml/d) input as +ve 2023-24: 0; Gains in Water Available For Use / Savings in Demand under the selected programme (Ml/d) input as +ve 2024-25: 0; Gains in Water Available For Use / Savings in Demand under the selected programme (Ml/d) input as +ve 2025-26: 0.17421; Gains in Water Available For Use / Savings in Demand under the selected programme (Ml/d) input as +ve 2026-27: 0.22301; Gains in Water Available For Use / Savings in Demand under the selected programme (Ml/d) input as +ve 2027-28: 0.27288; Gains in Water Available For Use / Savings in Demand under the selected programme (Ml/d) input as +ve 2028-29: 0.32506; Gains in Water Available For Use / Savings in Demand under the selected programme (Ml/d) input as +ve 2029-30: 0.3791; Gains in Water Available For Use / Savings in Demand under the selected programme (Ml/d) input as +ve 2030-31: 0.43403; Gains in Water Available For Use / Savings in Demand under the selected programme (Ml/d) input as +ve 2031-32: 0.49027; Gains in Water Available For Use / Savings in Demand under the selected programme (Ml/d) input as +ve 2032-33: 0.49703; Gains in Water Available For Use / Savings in Demand under the selected programme (Ml/d) input as +ve 2033-34: 0.50376; Gains in Water Available For Use / Savings in Demand under the selected programme (Ml/d) input as +ve 2034-35: 0.50944; Gains in Water Available For Use / Savings in Demand under the selected programme (Ml/d) input as +ve 2035-36: 0.51543; Gains in Water Available For Use / Savings in Demand under the selected programme (Ml/d) input as +ve 2036-37: 0.52132; Gains in Water Available For Use / Savings in Demand under the selected programme (Ml/d) input as +ve 2037-38: 0.52726; Gains in Water Available For Use / Savings in Demand under the selected programme (Ml/d) input as +ve 2038-39: 0.53305; Gains in Water Available For Use / Savings in Demand under the selected programme (Ml/d) input as +ve 2039-40: 0.53869; Gains in Water Available For Use / Savings in Demand under the selected programme (Ml/d) input as +ve 2040-41: 0.54418; Gains in Water Available For Use / Savings in Demand under the selected programme (Ml/d) input as +ve 2041-42: 0.54954; Gains in Water Available For Use / Savings in Demand under the selected programme (Ml/d) input as +ve 2042-43: 0.55475; Gains in Water Available For Use / Savings in Demand under the selected programme (Ml/d) input as +ve 2043-44: 0.55983; Gains in Water Available For Use / Savings in Demand under the selected programme (Ml/d) input as +ve 2044-45: 0.56478; Gains in Water Available For Use / Savings in Demand under the selected programme (Ml/d) input as +ve 2045-46: 0.5689; Gains in Water Available For Use / Savings in Demand under the selected programme (Ml/d) input as +ve 2046-47: 0.57291; Gains in Water Available For Use / Savings in Demand under the selected programme (Ml/d) input as +ve 2047-48: 0.5768; Gains in Water Available For Use / Savings in Demand under the selected programme (Ml/d) input as +ve 2048-49: 0.58056; Gains in Water Available For Use / Savings in Demand under the selected programme (Ml/d) input as +ve 2049-50: 0.58382
51dF | 4c-PL WRMP24. PL uplift - Non-Vulnerable Customers.AWSNTB | WEF 4c-PL.AWSNTB | Other water efficiency | Customer Options | N | Ofwat Core | AWSNTB | Ml/d | 2 | Gains in Water Available For Use / Savings in Demand under the selected programme (Ml/d) input as +ve 2019-20: 0; Gains in Water Available For Use / Savings in Demand under the selected programme (Ml/d) input as +ve 2020-21: 0; Gains in Water Available For Use / Savings in Demand under the selected programme (Ml/d) input as +ve 2021-22: 0; Gains in Water Available For Use / Savings in Demand under the selected programme (Ml/d) input as +ve 2022-23: 0; Gains in Water Available For Use / Savings in Demand under the selected programme (Ml/d) input as +ve 2023-24: 0; Gains in Water Available For Use / Savings in Demand under the selected programme (Ml/d) input as +ve 2024-25: 0; Gains in Water Available For Use / Savings in Demand under the selected programme (Ml/d) input as +ve 2025-26: 0.17421; Gains in Water Available For Use / Savings in Demand under the selected programme (Ml/d) input as +ve 2026-27: 0.22301; Gains in Water Available For Use / Savings in Demand under the selected programme (Ml/d) input as +ve 2027-28: 0.27288; Gains in Water Available For Use / Savings in Demand under the selected programme (Ml/d) input as +ve 2028-29: 0.32506; Gains in Water Available For Use / Savings in Demand under the selected programme (Ml/d) input as +ve 2029-30: 0.3791; Gains in Water Available For Use / Savings in Demand under the selected programme (Ml/d) input as +ve 2030-31: 0.43403; Gains in Water Available For Use / Savings in Demand under the selected programme (Ml/d) input as +ve 2031-32: 0.49027; Gains in Water Available For Use / Savings in Demand under the selected programme (Ml/d) input as +ve 2032-33: 0.49703; Gains in Water Available For Use / Savings in Demand under the selected programme (Ml/d) input as +ve 2033-34: 0.50376; Gains in Water Available For Use / Savings in Demand under the selected programme (Ml/d) input as +ve 2034-35: 0.50944; Gains in Water Available For Use / Savings in Demand under the selected programme (Ml/d) input as +ve 2035-36: 0.51543; Gains in Water Available For Use / Savings in Demand under the selected programme (Ml/d) input as +ve 2036-37: 0.52132; Gains in Water Available For Use / Savings in Demand under the selected programme (Ml/d) input as +ve 2037-38: 0.52726; Gains in Water Available For Use / Savings in Demand under the selected programme (Ml/d) input as +ve 2038-39: 0.53305; Gains in Water Available For Use / Savings in Demand under the selected programme (Ml/d) input as +ve 2039-40: 0.53869; Gains in Water Available For Use / Savings in Demand under the selected programme (Ml/d) input as +ve 2040-41: 0.54418; Gains in Water Available For Use / Savings in Demand under the selected programme (Ml/d) input as +ve 2041-42: 0.54954; Gains in Water Available For Use / Savings in Demand under the selected programme (Ml/d) input as +ve 2042-43: 0.55475; Gains in Water Available For Use / Savings in Demand under the selected programme (Ml/d) input as +ve 2043-44: 0.55983; Gains in Water Available For Use / Savings in Demand under the selected programme (Ml/d) input as +ve 2044-45: 0.56478; Gains in Water Available For Use / Savings in Demand under the selected programme (Ml/d) input as +ve 2045-46: 0.5689; Gains in Water Available For Use / Savings in Demand under the selected programme (Ml/d) input as +ve 2046-47: 0.57291; Gains in Water Available For Use / Savings in Demand under the selected programme (Ml/d) input as +ve 2047-48: 0.5768; Gains in Water Available For Use / Savings in Demand under the selected programme (Ml/d) input as +ve 2048-49: 0.58056; Gains in Water Available For Use / Savings in Demand under the selected programme (Ml/d) input as +ve 2049-50: 0.58382
51dP | 4c-PL WRMP24. PL uplift - Non-Vulnerable Customers.AWSNTB | WEF 4c-PL.AWSNTB | Other water efficiency | Customer Options | N | Preferred | AWSNTB | Ml/d | 2 | Gains in Water Available For Use / Savings in Demand under the selected programme (Ml/d) input as +ve 2019-20: 0; Gains in Water Available For Use / Savings in Demand under the selected programme (Ml/d) input as +ve 2020-21: 0; Gains in Water Available For Use / Savings in Demand under the selected programme (Ml/d) input as +ve 2021-22: 0; Gains in Water Available For Use / Savings in Demand under the selected programme (Ml/d) input as +ve 2022-23: 0; Gains in Water Available For Use / Savings in Demand under the selected programme (Ml/d) input as +ve 2023-24: 0; Gains in Water Available For Use / Savings in Demand under the selected programme (Ml/d) input as +ve 2024-25: 0; Gains in Water Available For Use / Savings in Demand under the selected programme (Ml/d) input as +ve 2025-26: 0.17421; Gains in Water Available For Use / Savings in Demand under the selected programme (Ml/d) input as +ve 2026-27: 0.22301; Gains in Water Available For Use / Savings in Demand under the selected programme (Ml/d) input as +ve 2027-28: 0.27288; Gains in Water Available For Use / Savings in Demand under the selected programme (Ml/d) input as +ve 2028-29: 0.32506; Gains in Water Available For Use / Savings in Demand under the selected programme (Ml/d) input as +ve 2029-30: 0.3791; Gains in Water Available For Use / Savings in Demand under the selected programme (Ml/d) input as +ve 2030-31: 0.43403; Gains in Water Available For Use / Savings in Demand under the selected programme (Ml/d) input as +ve 2031-32: 0.49027; Gains in Water Available For Use / Savings in Demand under the selected programme (Ml/d) input as +ve 2032-33: 0.49703; Gains in Water Available For Use / Savings in Demand under the selected programme (Ml/d) input as +ve 2033-34: 0.50376; Gains in Water Available For Use / Savings in Demand under the selected programme (Ml/d) input as +ve 2034-35: 0.50944; Gains in Water Available For Use / Savings in Demand under the selected programme (Ml/d) input as +ve 2035-36: 0.51543; Gains in Water Available For Use / Savings in Demand under the selected programme (Ml/d) input as +ve 2036-37: 0.52132; Gains in Water Available For Use / Savings in Demand under the selected programme (Ml/d) input as +ve 2037-38: 0.52726; Gains in Water Available For Use / Savings in Demand under the selected programme (Ml/d) input as +ve 2038-39: 0.53305; Gains in Water Available For Use / Savings in Demand under the selected programme (Ml/d) input as +ve 2039-40: 0.53869; Gains in Water Available For Use / Savings in Demand under the selected programme (Ml/d) input as +ve 2040-41: 0.54418; Gains in Water Available For Use / Savings in Demand under the selected programme (Ml/d) input as +ve 2041-42: 0.54954; Gains in Water Available For Use / Savings in Demand under the selected programme (Ml/d) input as +ve 2042-43: 0.55475; Gains in Water Available For Use / Savings in Demand under the selected programme (Ml/d) input as +ve 2043-44: 0.55983; Gains in Water Available For Use / Savings in Demand under the selected programme (Ml/d) input as +ve 2044-45: 0.56478; Gains in Water Available For Use / Savings in Demand under the selected programme (Ml/d) input as +ve 2045-46: 0.5689; Gains in Water Available For Use / Savings in Demand under the selected programme (Ml/d) input as +ve 2046-47: 0.57291; Gains in Water Available For Use / Savings in Demand under the selected programme (Ml/d) input as +ve 2047-48: 0.5768; Gains in Water Available For Use / Savings in Demand under the selected programme (Ml/d) input as +ve 2048-49: 0.58056; Gains in Water Available For Use / Savings in Demand under the selected programme (Ml/d) input as +ve 2049-50: 0.58382
51dF | 4d WRMP24. Leaky Loos Campaign.AWSNTB | WEF 4d.AWSNTB | Other water efficiency | Customer Options | N | Least Cost | AWSNTB | Ml/d | 2 | Gains in Water Available For Use / Savings in Demand under the selected programme (Ml/d) input as +ve 2019-20: 0; Gains in Water Available For Use / Savings in Demand under the selected programme (Ml/d) input as +ve 2020-21: 0; Gains in Water Available For Use / Savings in Demand under the selected programme (Ml/d) input as +ve 2021-22: 0; Gains in Water Available For Use / Savings in Demand under the selected programme (Ml/d) input as +ve 2022-23: 0; Gains in Water Available For Use / Savings in Demand under the selected programme (Ml/d) input as +ve 2023-24: 0; Gains in Water Available For Use / Savings in Demand under the selected programme (Ml/d) input as +ve 2024-25: 0; Gains in Water Available For Use / Savings in Demand under the selected programme (Ml/d) input as +ve 2025-26: 0.0090637; Gains in Water Available For Use / Savings in Demand under the selected programme (Ml/d) input as +ve 2026-27: 0.018127; Gains in Water Available For Use / Savings in Demand under the selected programme (Ml/d) input as +ve 2027-28: 0.027191; Gains in Water Available For Use / Savings in Demand under the selected programme (Ml/d) input as +ve 2028-29: 0.036255; Gains in Water Available For Use / Savings in Demand under the selected programme (Ml/d) input as +ve 2029-30: 0.045318; Gains in Water Available For Use / Savings in Demand under the selected programme (Ml/d) input as +ve 2030-31: 0.045318; Gains in Water Available For Use / Savings in Demand under the selected programme (Ml/d) input as +ve 2031-32: 0.045318; Gains in Water Available For Use / Savings in Demand under the selected programme (Ml/d) input as +ve 2032-33: 0.045318; Gains in Water Available For Use / Savings in Demand under the selected programme (Ml/d) input as +ve 2033-34: 0.045318; Gains in Water Available For Use / Savings in Demand under the selected programme (Ml/d) input as +ve 2034-35: 0.045318; Gains in Water Available For Use / Savings in Demand under the selected programme (Ml/d) input as +ve 2035-36: 0.045318; Gains in Water Available For Use / Savings in Demand under the selected programme (Ml/d) input as +ve 2036-37: 0.045318; Gains in Water Available For Use / Savings in Demand under the selected programme (Ml/d) input as +ve 2037-38: 0.045318; Gains in Water Available For Use / Savings in Demand under the selected programme (Ml/d) input as +ve 2038-39: 0.045318; Gains in Water Available For Use / Savings in Demand under the selected programme (Ml/d) input as +ve 2039-40: 0.045318; Gains in Water Available For Use / Savings in Demand under the selected programme (Ml/d) input as +ve 2040-41: 0.036255; Gains in Water Available For Use / Savings in Demand under the selected programme (Ml/d) input as +ve 2041-42: 0.027191; Gains in Water Available For Use / Savings in Demand under the selected programme (Ml/d) input as +ve 2042-43: 0.018127; Gains in Water Available For Use / Savings in Demand under the selected programme (Ml/d) input as +ve 2043-44: 0.0090637; Gains in Water Available For Use / Savings in Demand under the selected programme (Ml/d) input as +ve 2044-45: 0; Gains in Water Available For Use / Savings in Demand under the selected programme (Ml/d) input as +ve 2045-46: 0; Gains in Water Available For Use / Savings in Demand under the selected programme (Ml/d) input as +ve 2046-47: 0; Gains in Water Available For Use / Savings in Demand under the selected programme (Ml/d) input as +ve 2047-48: 0; Gains in Water Available For Use / Savings in Demand under the selected programme (Ml/d) input as +ve 2048-49: 0; Gains in Water Available For Use / Savings in Demand under the selected programme (Ml/d) input as +ve 2049-50: 0
51dF | 4d WRMP24. Leaky Loos Campaign.AWSNTB | WEF 4d.AWSNTB | Other water efficiency | Customer Options | N | Ofwat Core | AWSNTB | Ml/d | 2 | Gains in Water Available For Use / Savings in Demand under the selected programme (Ml/d) input as +ve 2019-20: 0; Gains in Water Available For Use / Savings in Demand under the selected programme (Ml/d) input as +ve 2020-21: 0; Gains in Water Available For Use / Savings in Demand under the selected programme (Ml/d) input as +ve 2021-22: 0; Gains in Water Available For Use / Savings in Demand under the selected programme (Ml/d) input as +ve 2022-23: 0; Gains in Water Available For Use / Savings in Demand under the selected programme (Ml/d) input as +ve 2023-24: 0; Gains in Water Available For Use / Savings in Demand under the selected programme (Ml/d) input as +ve 2024-25: 0; Gains in Water Available For Use / Savings in Demand under the selected programme (Ml/d) input as +ve 2025-26: 0.0090637; Gains in Water Available For Use / Savings in Demand under the selected programme (Ml/d) input as +ve 2026-27: 0.018127; Gains in Water Available For Use / Savings in Demand under the selected programme (Ml/d) input as +ve 2027-28: 0.027191; Gains in Water Available For Use / Savings in Demand under the selected programme (Ml/d) input as +ve 2028-29: 0.036255; Gains in Water Available For Use / Savings in Demand under the selected programme (Ml/d) input as +ve 2029-30: 0.045318; Gains in Water Available For Use / Savings in Demand under the selected programme (Ml/d) input as +ve 2030-31: 0.045318; Gains in Water Available For Use / Savings in Demand under the selected programme (Ml/d) input as +ve 2031-32: 0.045318; Gains in Water Available For Use / Savings in Demand under the selected programme (Ml/d) input as +ve 2032-33: 0.045318; Gains in Water Available For Use / Savings in Demand under the selected programme (Ml/d) input as +ve 2033-34: 0.045318; Gains in Water Available For Use / Savings in Demand under the selected programme (Ml/d) input as +ve 2034-35: 0.045318; Gains in Water Available For Use / Savings in Demand under the selected programme (Ml/d) input as +ve 2035-36: 0.045318; Gains in Water Available For Use / Savings in Demand under the selected programme (Ml/d) input as +ve 2036-37: 0.045318; Gains in Water Available For Use / Savings in Demand under the selected programme (Ml/d) input as +ve 2037-38: 0.045318; Gains in Water Available For Use / Savings in Demand under the selected programme (Ml/d) input as +ve 2038-39: 0.045318; Gains in Water Available For Use / Savings in Demand under the selected programme (Ml/d) input as +ve 2039-40: 0.045318; Gains in Water Available For Use / Savings in Demand under the selected programme (Ml/d) input as +ve 2040-41: 0.036255; Gains in Water Available For Use / Savings in Demand under the selected programme (Ml/d) input as +ve 2041-42: 0.027191; Gains in Water Available For Use / Savings in Demand under the selected programme (Ml/d) input as +ve 2042-43: 0.018127; Gains in Water Available For Use / Savings in Demand under the selected programme (Ml/d) input as +ve 2043-44: 0.0090637; Gains in Water Available For Use / Savings in Demand under the selected programme (Ml/d) input as +ve 2044-45: 0; Gains in Water Available For Use / Savings in Demand under the selected programme (Ml/d) input as +ve 2045-46: 0; Gains in Water Available For Use / Savings in Demand under the selected programme (Ml/d) input as +ve 2046-47: 0; Gains in Water Available For Use / Savings in Demand under the selected programme (Ml/d) input as +ve 2047-48: 0; Gains in Water Available For Use / Savings in Demand under the selected programme (Ml/d) input as +ve 2048-49: 0; Gains in Water Available For Use / Savings in Demand under the selected programme (Ml/d) input as +ve 2049-50: 0
51dP | 4d WRMP24. Leaky Loos Campaign.AWSNTB | WEF 4d.AWSNTB | Other water efficiency | Customer Options | N | Preferred | AWSNTB | Ml/d | 2 | Gains in Water Available For Use / Savings in Demand under the selected programme (Ml/d) input as +ve 2019-20: 0; Gains in Water Available For Use / Savings in Demand under the selected programme (Ml/d) input as +ve 2020-21: 0; Gains in Water Available For Use / Savings in Demand under the selected programme (Ml/d) input as +ve 2021-22: 0; Gains in Water Available For Use / Savings in Demand under the selected programme (Ml/d) input as +ve 2022-23: 0; Gains in Water Available For Use / Savings in Demand under the selected programme (Ml/d) input as +ve 2023-24: 0; Gains in Water Available For Use / Savings in Demand under the selected programme (Ml/d) input as +ve 2024-25: 0; Gains in Water Available For Use / Savings in Demand under the selected programme (Ml/d) input as +ve 2025-26: 0.0090637; Gains in Water Available For Use / Savings in Demand under the selected programme (Ml/d) input as +ve 2026-27: 0.018127; Gains in Water Available For Use / Savings in Demand under the selected programme (Ml/d) input as +ve 2027-28: 0.027191; Gains in Water Available For Use / Savings in Demand under the selected programme (Ml/d) input as +ve 2028-29: 0.036255; Gains in Water Available For Use / Savings in Demand under the selected programme (Ml/d) input as +ve 2029-30: 0.045318; Gains in Water Available For Use / Savings in Demand under the selected programme (Ml/d) input as +ve 2030-31: 0.045318; Gains in Water Available For Use / Savings in Demand under the selected programme (Ml/d) input as +ve 2031-32: 0.045318; Gains in Water Available For Use / Savings in Demand under the selected programme (Ml/d) input as +ve 2032-33: 0.045318; Gains in Water Available For Use / Savings in Demand under the selected programme (Ml/d) input as +ve 2033-34: 0.045318; Gains in Water Available For Use / Savings in Demand under the selected programme (Ml/d) input as +ve 2034-35: 0.045318; Gains in Water Available For Use / Savings in Demand under the selected programme (Ml/d) input as +ve 2035-36: 0.045318; Gains in Water Available For Use / Savings in Demand under the selected programme (Ml/d) input as +ve 2036-37: 0.045318; Gains in Water Available For Use / Savings in Demand under the selected programme (Ml/d) input as +ve 2037-38: 0.045318; Gains in Water Available For Use / Savings in Demand under the selected programme (Ml/d) input as +ve 2038-39: 0.045318; Gains in Water Available For Use / Savings in Demand under the selected programme (Ml/d) input as +ve 2039-40: 0.045318; Gains in Water Available For Use / Savings in Demand under the selected programme (Ml/d) input as +ve 2040-41: 0.036255; Gains in Water Available For Use / Savings in Demand under the selected programme (Ml/d) input as +ve 2041-42: 0.027191; Gains in Water Available For Use / Savings in Demand under the selected programme (Ml/d) input as +ve 2042-43: 0.018127; Gains in Water Available For Use / Savings in Demand under the selected programme (Ml/d) input as +ve 2043-44: 0.0090637; Gains in Water Available For Use / Savings in Demand under the selected programme (Ml/d) input as +ve 2044-45: 0; Gains in Water Available For Use / Savings in Demand under the selected programme (Ml/d) input as +ve 2045-46: 0; Gains in Water Available For Use / Savings in Demand under the selected programme (Ml/d) input as +ve 2046-47: 0; Gains in Water Available For Use / Savings in Demand under the selected programme (Ml/d) input as +ve 2047-48: 0; Gains in Water Available For Use / Savings in Demand under the selected programme (Ml/d) input as +ve 2048-49: 0; Gains in Water Available For Use / Savings in Demand under the selected programme (Ml/d) input as +ve 2049-50: 0
51cF | Find and Fix.AWSNTB | Find and Fix.AWSNTB | Active leakage management | Distribution Options | N | Least Cost | AWSNTB | Ml/d | 2 | Gains in Water Available For Use / Savings in Demand under the selected programme (Ml/d) input as +ve 2019-20: 0; Gains in Water Available For Use / Savings in Demand under the selected programme (Ml/d) input as +ve 2020-21: 0; Gains in Water Available For Use / Savings in Demand under the selected programme (Ml/d) input as +ve 2021-22: 0; Gains in Water Available For Use / Savings in Demand under the selected programme (Ml/d) input as +ve 2022-23: 0; Gains in Water Available For Use / Savings in Demand under the selected programme (Ml/d) input as +ve 2023-24: 0; Gains in Water Available For Use / Savings in Demand under the selected programme (Ml/d) input as +ve 2024-25: 0; Gains in Water Available For Use / Savings in Demand under the selected programme (Ml/d) input as +ve 2025-26: 0; Gains in Water Available For Use / Savings in Demand under the selected programme (Ml/d) input as +ve 2026-27: 0; Gains in Water Available For Use / Savings in Demand under the selected programme (Ml/d) input as +ve 2027-28: 0.038689; Gains in Water Available For Use / Savings in Demand under the selected programme (Ml/d) input as +ve 2028-29: 0.070936; Gains in Water Available For Use / Savings in Demand under the selected programme (Ml/d) input as +ve 2029-30: 0.070936; Gains in Water Available For Use / Savings in Demand under the selected programme (Ml/d) input as +ve 2030-31: 0.070936; Gains in Water Available For Use / Savings in Demand under the selected programme (Ml/d) input as +ve 2031-32: 0.12618; Gains in Water Available For Use / Savings in Demand under the selected programme (Ml/d) input as +ve 2032-33: 0.12618; Gains in Water Available For Use / Savings in Demand under the selected programme (Ml/d) input as +ve 2033-34: 0.2201; Gains in Water Available For Use / Savings in Demand under the selected programme (Ml/d) input as +ve 2034-35: 0.24136; Gains in Water Available For Use / Savings in Demand under the selected programme (Ml/d) input as +ve 2035-36: 0.24136; Gains in Water Available For Use / Savings in Demand under the selected programme (Ml/d) input as +ve 2036-37: 0.26047; Gains in Water Available For Use / Savings in Demand under the selected programme (Ml/d) input as +ve 2037-38: 0.27879; Gains in Water Available For Use / Savings in Demand under the selected programme (Ml/d) input as +ve 2038-39: 0.29524; Gains in Water Available For Use / Savings in Demand under the selected programme (Ml/d) input as +ve 2039-40: 0.29524; Gains in Water Available For Use / Savings in Demand under the selected programme (Ml/d) input as +ve 2040-41: 0.36861; Gains in Water Available For Use / Savings in Demand under the selected programme (Ml/d) input as +ve 2041-42: 0.38222; Gains in Water Available For Use / Savings in Demand under the selected programme (Ml/d) input as +ve 2042-43: 0.38222; Gains in Water Available For Use / Savings in Demand under the selected programme (Ml/d) input as +ve 2043-44: 0.40499; Gains in Water Available For Use / Savings in Demand under the selected programme (Ml/d) input as +ve 2044-45: 0.41494; Gains in Water Available For Use / Savings in Demand under the selected programme (Ml/d) input as +ve 2045-46: 0.44403; Gains in Water Available For Use / Savings in Demand under the selected programme (Ml/d) input as +ve 2046-47: 0.45976; Gains in Water Available For Use / Savings in Demand under the selected programme (Ml/d) input as +ve 2047-48: 0.47444; Gains in Water Available For Use / Savings in Demand under the selected programme (Ml/d) input as +ve 2048-49: 0.51553; Gains in Water Available For Use / Savings in Demand under the selected programme (Ml/d) input as +ve 2049-50: 0.54096
51cF | Find and Fix.AWSNTB | Find and Fix.AWSNTB | Active leakage management | Distribution Options | N | Ofwat Core | AWSNTB | Ml/d | 2 | Gains in Water Available For Use / Savings in Demand under the selected programme (Ml/d) input as +ve 2019-20: 0; Gains in Water Available For Use / Savings in Demand under the selected programme (Ml/d) input as +ve 2020-21: 0; Gains in Water Available For Use / Savings in Demand under the selected programme (Ml/d) input as +ve 2021-22: 0; Gains in Water Available For Use / Savings in Demand under the selected programme (Ml/d) input as +ve 2022-23: 0; Gains in Water Available For Use / Savings in Demand under the selected programme (Ml/d) input as +ve 2023-24: 0; Gains in Water Available For Use / Savings in Demand under the selected programme (Ml/d) input as +ve 2024-25: 0; Gains in Water Available For Use / Savings in Demand under the selected programme (Ml/d) input as +ve 2025-26: 0; Gains in Water Available For Use / Savings in Demand under the selected programme (Ml/d) input as +ve 2026-27: 0; Gains in Water Available For Use / Savings in Demand under the selected programme (Ml/d) input as +ve 2027-28: 0.038689; Gains in Water Available For Use / Savings in Demand under the selected programme (Ml/d) input as +ve 2028-29: 0.070936; Gains in Water Available For Use / Savings in Demand under the selected programme (Ml/d) input as +ve 2029-30: 0.070936; Gains in Water Available For Use / Savings in Demand under the selected programme (Ml/d) input as +ve 2030-31: 0.070936; Gains in Water Available For Use / Savings in Demand under the selected programme (Ml/d) input as +ve 2031-32: 0.12618; Gains in Water Available For Use / Savings in Demand under the selected programme (Ml/d) input as +ve 2032-33: 0.12618; Gains in Water Available For Use / Savings in Demand under the selected programme (Ml/d) input as +ve 2033-34: 0.2201; Gains in Water Available For Use / Savings in Demand under the selected programme (Ml/d) input as +ve 2034-35: 0.24136; Gains in Water Available For Use / Savings in Demand under the selected programme (Ml/d) input as +ve 2035-36: 0.24136; Gains in Water Available For Use / Savings in Demand under the selected programme (Ml/d) input as +ve 2036-37: 0.26047; Gains in Water Available For Use / Savings in Demand under the selected programme (Ml/d) input as +ve 2037-38: 0.27879; Gains in Water Available For Use / Savings in Demand under the selected programme (Ml/d) input as +ve 2038-39: 0.29524; Gains in Water Available For Use / Savings in Demand under the selected programme (Ml/d) input as +ve 2039-40: 0.29524; Gains in Water Available For Use / Savings in Demand under the selected programme (Ml/d) input as +ve 2040-41: 0.36861; Gains in Water Available For Use / Savings in Demand under the selected programme (Ml/d) input as +ve 2041-42: 0.38222; Gains in Water Available For Use / Savings in Demand under the selected programme (Ml/d) input as +ve 2042-43: 0.38222; Gains in Water Available For Use / Savings in Demand under the selected programme (Ml/d) input as +ve 2043-44: 0.40499; Gains in Water Available For Use / Savings in Demand under the selected programme (Ml/d) input as +ve 2044-45: 0.41494; Gains in Water Available For Use / Savings in Demand under the selected programme (Ml/d) input as +ve 2045-46: 0.44403; Gains in Water Available For Use / Savings in Demand under the selected programme (Ml/d) input as +ve 2046-47: 0.45976; Gains in Water Available For Use / Savings in Demand under the selected programme (Ml/d) input as +ve 2047-48: 0.47444; Gains in Water Available For Use / Savings in Demand under the selected programme (Ml/d) input as +ve 2048-49: 0.51553; Gains in Water Available For Use / Savings in Demand under the selected programme (Ml/d) input as +ve 2049-50: 0.54096
51cP | Find and Fix.AWSNTB | Find and Fix.AWSNTB | Active leakage management | Distribution Options | N | Preferred | AWSNTB | Ml/d | 2 | Gains in Water Available For Use / Savings in Demand under the selected programme (Ml/d) input as +ve 2019-20: 0; Gains in Water Available For Use / Savings in Demand under the selected programme (Ml/d) input as +ve 2020-21: 0; Gains in Water Available For Use / Savings in Demand under the selected programme (Ml/d) input as +ve 2021-22: 0; Gains in Water Available For Use / Savings in Demand under the selected programme (Ml/d) input as +ve 2022-23: 0; Gains in Water Available For Use / Savings in Demand under the selected programme (Ml/d) input as +ve 2023-24: 0; Gains in Water Available For Use / Savings in Demand under the selected programme (Ml/d) input as +ve 2024-25: 0; Gains in Water Available For Use / Savings in Demand under the selected programme (Ml/d) input as +ve 2025-26: 0; Gains in Water Available For Use / Savings in Demand under the selected programme (Ml/d) input as +ve 2026-27: 0; Gains in Water Available For Use / Savings in Demand under the selected programme (Ml/d) input as +ve 2027-28: 0.038689; Gains in Water Available For Use / Savings in Demand under the selected programme (Ml/d) input as +ve 2028-29: 0.070936; Gains in Water Available For Use / Savings in Demand under the selected programme (Ml/d) input as +ve 2029-30: 0.070936; Gains in Water Available For Use / Savings in Demand under the selected programme (Ml/d) input as +ve 2030-31: 0.070936; Gains in Water Available For Use / Savings in Demand under the selected programme (Ml/d) input as +ve 2031-32: 0.12618; Gains in Water Available For Use / Savings in Demand under the selected programme (Ml/d) input as +ve 2032-33: 0.12618; Gains in Water Available For Use / Savings in Demand under the selected programme (Ml/d) input as +ve 2033-34: 0.2201; Gains in Water Available For Use / Savings in Demand under the selected programme (Ml/d) input as +ve 2034-35: 0.24136; Gains in Water Available For Use / Savings in Demand under the selected programme (Ml/d) input as +ve 2035-36: 0.24136; Gains in Water Available For Use / Savings in Demand under the selected programme (Ml/d) input as +ve 2036-37: 0.26047; Gains in Water Available For Use / Savings in Demand under the selected programme (Ml/d) input as +ve 2037-38: 0.27879; Gains in Water Available For Use / Savings in Demand under the selected programme (Ml/d) input as +ve 2038-39: 0.29524; Gains in Water Available For Use / Savings in Demand under the selected programme (Ml/d) input as +ve 2039-40: 0.29524; Gains in Water Available For Use / Savings in Demand under the selected programme (Ml/d) input as +ve 2040-41: 0.36861; Gains in Water Available For Use / Savings in Demand under the selected programme (Ml/d) input as +ve 2041-42: 0.38222; Gains in Water Available For Use / Savings in Demand under the selected programme (Ml/d) input as +ve 2042-43: 0.38222; Gains in Water Available For Use / Savings in Demand under the selected programme (Ml/d) input as +ve 2043-44: 0.40499; Gains in Water Available For Use / Savings in Demand under the selected programme (Ml/d) input as +ve 2044-45: 0.41494; Gains in Water Available For Use / Savings in Demand under the selected programme (Ml/d) input as +ve 2045-46: 0.44403; Gains in Water Available For Use / Savings in Demand under the selected programme (Ml/d) input as +ve 2046-47: 0.45976; Gains in Water Available For Use / Savings in Demand under the selected programme (Ml/d) input as +ve 2047-48: 0.47444; Gains in Water Available For Use / Savings in Demand under the selected programme (Ml/d) input as +ve 2048-49: 0.51553; Gains in Water Available For Use / Savings in Demand under the selected programme (Ml/d) input as +ve 2049-50: 0.54096
51dF | G2. Mandatory water labelling.AWSNTB | WEF g2.AWSNTB | Water efficiency customer education / awareness | Customer Options | N | Least Cost | AWSNTB | Ml/d | 2 | Gains in Water Available For Use / Savings in Demand under the selected programme (Ml/d) input as +ve 2019-20: 0; Gains in Water Available For Use / Savings in Demand under the selected programme (Ml/d) input as +ve 2020-21: 0; Gains in Water Available For Use / Savings in Demand under the selected programme (Ml/d) input as +ve 2021-22: 0; Gains in Water Available For Use / Savings in Demand under the selected programme (Ml/d) input as +ve 2022-23: 0; Gains in Water Available For Use / Savings in Demand under the selected programme (Ml/d) input as +ve 2023-24: 0; Gains in Water Available For Use / Savings in Demand under the selected programme (Ml/d) input as +ve 2024-25: 0; Gains in Water Available For Use / Savings in Demand under the selected programme (Ml/d) input as +ve 2025-26: 0; Gains in Water Available For Use / Savings in Demand under the selected programme (Ml/d) input as +ve 2026-27: 0; Gains in Water Available For Use / Savings in Demand under the selected programme (Ml/d) input as +ve 2027-28: 0; Gains in Water Available For Use / Savings in Demand under the selected programme (Ml/d) input as +ve 2028-29: 0.12919; Gains in Water Available For Use / Savings in Demand under the selected programme (Ml/d) input as +ve 2029-30: 0.26106; Gains in Water Available For Use / Savings in Demand under the selected programme (Ml/d) input as +ve 2030-31: 0.39513; Gains in Water Available For Use / Savings in Demand under the selected programme (Ml/d) input as +ve 2031-32: 0.53039; Gains in Water Available For Use / Savings in Demand under the selected programme (Ml/d) input as +ve 2032-33: 0.66608; Gains in Water Available For Use / Savings in Demand under the selected programme (Ml/d) input as +ve 2033-34: 0.80347; Gains in Water Available For Use / Savings in Demand under the selected programme (Ml/d) input as +ve 2034-35: 1.2167; Gains in Water Available For Use / Savings in Demand under the selected programme (Ml/d) input as +ve 2035-36: 1.6339; Gains in Water Available For Use / Savings in Demand under the selected programme (Ml/d) input as +ve 2036-37: 2.0535; Gains in Water Available For Use / Savings in Demand under the selected programme (Ml/d) input as +ve 2037-38: 2.4772; Gains in Water Available For Use / Savings in Demand under the selected programme (Ml/d) input as +ve 2038-39: 2.9053; Gains in Water Available For Use / Savings in Demand under the selected programme (Ml/d) input as +ve 2039-40: 3.342; Gains in Water Available For Use / Savings in Demand under the selected programme (Ml/d) input as +ve 2040-41: 3.7824; Gains in Water Available For Use / Savings in Demand under the selected programme (Ml/d) input as +ve 2041-42: 4.2273; Gains in Water Available For Use / Savings in Demand under the selected programme (Ml/d) input as +ve 2042-43: 4.677; Gains in Water Available For Use / Savings in Demand under the selected programme (Ml/d) input as +ve 2043-44: 5.1315; Gains in Water Available For Use / Savings in Demand under the selected programme (Ml/d) input as +ve 2044-45: 5.2945; Gains in Water Available For Use / Savings in Demand under the selected programme (Ml/d) input as +ve 2045-46: 5.4569; Gains in Water Available For Use / Savings in Demand under the selected programme (Ml/d) input as +ve 2046-47: 5.6199; Gains in Water Available For Use / Savings in Demand under the selected programme (Ml/d) input as +ve 2047-48: 5.7841; Gains in Water Available For Use / Savings in Demand under the selected programme (Ml/d) input as +ve 2048-49: 5.9484; Gains in Water Available For Use / Savings in Demand under the selected programme (Ml/d) input as +ve 2049-50: 6.1133
51dF | G2. Mandatory water labelling.AWSNTB | WEF g2.AWSNTB | Water efficiency customer education / awareness | Customer Options | N | Ofwat Core | AWSNTB | Ml/d | 2 | Gains in Water Available For Use / Savings in Demand under the selected programme (Ml/d) input as +ve 2019-20: 0; Gains in Water Available For Use / Savings in Demand under the selected programme (Ml/d) input as +ve 2020-21: 0; Gains in Water Available For Use / Savings in Demand under the selected programme (Ml/d) input as +ve 2021-22: 0; Gains in Water Available For Use / Savings in Demand under the selected programme (Ml/d) input as +ve 2022-23: 0; Gains in Water Available For Use / Savings in Demand under the selected programme (Ml/d) input as +ve 2023-24: 0; Gains in Water Available For Use / Savings in Demand under the selected programme (Ml/d) input as +ve 2024-25: 0; Gains in Water Available For Use / Savings in Demand under the selected programme (Ml/d) input as +ve 2025-26: 0; Gains in Water Available For Use / Savings in Demand under the selected programme (Ml/d) input as +ve 2026-27: 0; Gains in Water Available For Use / Savings in Demand under the selected programme (Ml/d) input as +ve 2027-28: 0; Gains in Water Available For Use / Savings in Demand under the selected programme (Ml/d) input as +ve 2028-29: 0.12919; Gains in Water Available For Use / Savings in Demand under the selected programme (Ml/d) input as +ve 2029-30: 0.26106; Gains in Water Available For Use / Savings in Demand under the selected programme (Ml/d) input as +ve 2030-31: 0.39513; Gains in Water Available For Use / Savings in Demand under the selected programme (Ml/d) input as +ve 2031-32: 0.53039; Gains in Water Available For Use / Savings in Demand under the selected programme (Ml/d) input as +ve 2032-33: 0.66608; Gains in Water Available For Use / Savings in Demand under the selected programme (Ml/d) input as +ve 2033-34: 0.80347; Gains in Water Available For Use / Savings in Demand under the selected programme (Ml/d) input as +ve 2034-35: 1.2167; Gains in Water Available For Use / Savings in Demand under the selected programme (Ml/d) input as +ve 2035-36: 1.6339; Gains in Water Available For Use / Savings in Demand under the selected programme (Ml/d) input as +ve 2036-37: 2.0535; Gains in Water Available For Use / Savings in Demand under the selected programme (Ml/d) input as +ve 2037-38: 2.4772; Gains in Water Available For Use / Savings in Demand under the selected programme (Ml/d) input as +ve 2038-39: 2.9053; Gains in Water Available For Use / Savings in Demand under the selected programme (Ml/d) input as +ve 2039-40: 3.342; Gains in Water Available For Use / Savings in Demand under the selected programme (Ml/d) input as +ve 2040-41: 3.7824; Gains in Water Available For Use / Savings in Demand under the selected programme (Ml/d) input as +ve 2041-42: 4.2273; Gains in Water Available For Use / Savings in Demand under the selected programme (Ml/d) input as +ve 2042-43: 4.677; Gains in Water Available For Use / Savings in Demand under the selected programme (Ml/d) input as +ve 2043-44: 5.1315; Gains in Water Available For Use / Savings in Demand under the selected programme (Ml/d) input as +ve 2044-45: 5.2945; Gains in Water Available For Use / Savings in Demand under the selected programme (Ml/d) input as +ve 2045-46: 5.4569; Gains in Water Available For Use / Savings in Demand under the selected programme (Ml/d) input as +ve 2046-47: 5.6199; Gains in Water Available For Use / Savings in Demand under the selected programme (Ml/d) input as +ve 2047-48: 5.7841; Gains in Water Available For Use / Savings in Demand under the selected programme (Ml/d) input as +ve 2048-49: 5.9484; Gains in Water Available For Use / Savings in Demand under the selected programme (Ml/d) input as +ve 2049-50: 6.1133
51dP | G2. Mandatory water labelling.AWSNTB | WEF g2.AWSNTB | Water efficiency customer education / awareness | Customer Options | N | Preferred | AWSNTB | Ml/d | 2 | Gains in Water Available For Use / Savings in Demand under the selected programme (Ml/d) input as +ve 2019-20: 0; Gains in Water Available For Use / Savings in Demand under the selected programme (Ml/d) input as +ve 2020-21: 0; Gains in Water Available For Use / Savings in Demand under the selected programme (Ml/d) input as +ve 2021-22: 0; Gains in Water Available For Use / Savings in Demand under the selected programme (Ml/d) input as +ve 2022-23: 0; Gains in Water Available For Use / Savings in Demand under the selected programme (Ml/d) input as +ve 2023-24: 0; Gains in Water Available For Use / Savings in Demand under the selected programme (Ml/d) input as +ve 2024-25: 0; Gains in Water Available For Use / Savings in Demand under the selected programme (Ml/d) input as +ve 2025-26: 0; Gains in Water Available For Use / Savings in Demand under the selected programme (Ml/d) input as +ve 2026-27: 0; Gains in Water Available For Use / Savings in Demand under the selected programme (Ml/d) input as +ve 2027-28: 0; Gains in Water Available For Use / Savings in Demand under the selected programme (Ml/d) input as +ve 2028-29: 0.12919; Gains in Water Available For Use / Savings in Demand under the selected programme (Ml/d) input as +ve 2029-30: 0.26106; Gains in Water Available For Use / Savings in Demand under the selected programme (Ml/d) input as +ve 2030-31: 0.39513; Gains in Water Available For Use / Savings in Demand under the selected programme (Ml/d) input as +ve 2031-32: 0.53039; Gains in Water Available For Use / Savings in Demand under the selected programme (Ml/d) input as +ve 2032-33: 0.66608; Gains in Water Available For Use / Savings in Demand under the selected programme (Ml/d) input as +ve 2033-34: 0.80347; Gains in Water Available For Use / Savings in Demand under the selected programme (Ml/d) input as +ve 2034-35: 1.2167; Gains in Water Available For Use / Savings in Demand under the selected programme (Ml/d) input as +ve 2035-36: 1.6339; Gains in Water Available For Use / Savings in Demand under the selected programme (Ml/d) input as +ve 2036-37: 2.0535; Gains in Water Available For Use / Savings in Demand under the selected programme (Ml/d) input as +ve 2037-38: 2.4772; Gains in Water Available For Use / Savings in Demand under the selected programme (Ml/d) input as +ve 2038-39: 2.9053; Gains in Water Available For Use / Savings in Demand under the selected programme (Ml/d) input as +ve 2039-40: 3.342; Gains in Water Available For Use / Savings in Demand under the selected programme (Ml/d) input as +ve 2040-41: 3.7824; Gains in Water Available For Use / Savings in Demand under the selected programme (Ml/d) input as +ve 2041-42: 4.2273; Gains in Water Available For Use / Savings in Demand under the selected programme (Ml/d) input as +ve 2042-43: 4.677; Gains in Water Available For Use / Savings in Demand under the selected programme (Ml/d) input as +ve 2043-44: 5.1315; Gains in Water Available For Use / Savings in Demand under the selected programme (Ml/d) input as +ve 2044-45: 5.2945; Gains in Water Available For Use / Savings in Demand under the selected programme (Ml/d) input as +ve 2045-46: 5.4569; Gains in Water Available For Use / Savings in Demand under the selected programme (Ml/d) input as +ve 2046-47: 5.6199; Gains in Water Available For Use / Savings in Demand under the selected programme (Ml/d) input as +ve 2047-48: 5.7841; Gains in Water Available For Use / Savings in Demand under the selected programme (Ml/d) input as +ve 2048-49: 5.9484; Gains in Water Available For Use / Savings in Demand under the selected programme (Ml/d) input as +ve 2049-50: 6.1133
51dF | LEA: NHH. NHH CSPL repairs.AWSNTB | LEA: NHH. NHH CSPL repairs.AWSNTB | Supply pipe repairs / replacement | Customer Options | N | Least Cost | AWSNTB | Ml/d | 2 | Gains in Water Available For Use / Savings in Demand under the selected programme (Ml/d) input as +ve 2019-20: 0; Gains in Water Available For Use / Savings in Demand under the selected programme (Ml/d) input as +ve 2020-21: 0; Gains in Water Available For Use / Savings in Demand under the selected programme (Ml/d) input as +ve 2021-22: 0; Gains in Water Available For Use / Savings in Demand under the selected programme (Ml/d) input as +ve 2022-23: 0; Gains in Water Available For Use / Savings in Demand under the selected programme (Ml/d) input as +ve 2023-24: 0; Gains in Water Available For Use / Savings in Demand under the selected programme (Ml/d) input as +ve 2024-25: 0; Gains in Water Available For Use / Savings in Demand under the selected programme (Ml/d) input as +ve 2025-26: 0.0020853; Gains in Water Available For Use / Savings in Demand under the selected programme (Ml/d) input as +ve 2026-27: 0.0039877; Gains in Water Available For Use / Savings in Demand under the selected programme (Ml/d) input as +ve 2027-28: 0.005702; Gains in Water Available For Use / Savings in Demand under the selected programme (Ml/d) input as +ve 2028-29: 0.0072768; Gains in Water Available For Use / Savings in Demand under the selected programme (Ml/d) input as +ve 2029-30: 0.0087981; Gains in Water Available For Use / Savings in Demand under the selected programme (Ml/d) input as +ve 2030-31: 0.010319; Gains in Water Available For Use / Savings in Demand under the selected programme (Ml/d) input as +ve 2031-32: 0.011839; Gains in Water Available For Use / Savings in Demand under the selected programme (Ml/d) input as +ve 2032-33: 0.01336; Gains in Water Available For Use / Savings in Demand under the selected programme (Ml/d) input as +ve 2033-34: 0.014882; Gains in Water Available For Use / Savings in Demand under the selected programme (Ml/d) input as +ve 2034-35: 0.016405; Gains in Water Available For Use / Savings in Demand under the selected programme (Ml/d) input as +ve 2035-36: 0.01793; Gains in Water Available For Use / Savings in Demand under the selected programme (Ml/d) input as +ve 2036-37: 0.019457; Gains in Water Available For Use / Savings in Demand under the selected programme (Ml/d) input as +ve 2037-38: 0.020986; Gains in Water Available For Use / Savings in Demand under the selected programme (Ml/d) input as +ve 2038-39: 0.022517; Gains in Water Available For Use / Savings in Demand under the selected programme (Ml/d) input as +ve 2039-40: 0.024049; Gains in Water Available For Use / Savings in Demand under the selected programme (Ml/d) input as +ve 2040-41: 0.025582; Gains in Water Available For Use / Savings in Demand under the selected programme (Ml/d) input as +ve 2041-42: 0.027116; Gains in Water Available For Use / Savings in Demand under the selected programme (Ml/d) input as +ve 2042-43: 0.028651; Gains in Water Available For Use / Savings in Demand under the selected programme (Ml/d) input as +ve 2043-44: 0.030186; Gains in Water Available For Use / Savings in Demand under the selected programme (Ml/d) input as +ve 2044-45: 0.031722; Gains in Water Available For Use / Savings in Demand under the selected programme (Ml/d) input as +ve 2045-46: 0.033258; Gains in Water Available For Use / Savings in Demand under the selected programme (Ml/d) input as +ve 2046-47: 0.034795; Gains in Water Available For Use / Savings in Demand under the selected programme (Ml/d) input as +ve 2047-48: 0.036332; Gains in Water Available For Use / Savings in Demand under the selected programme (Ml/d) input as +ve 2048-49: 0.037869; Gains in Water Available For Use / Savings in Demand under the selected programme (Ml/d) input as +ve 2049-50: 0.039406
51dF | LEA: NHH. NHH CSPL repairs.AWSNTB | LEA: NHH. NHH CSPL repairs.AWSNTB | Supply pipe repairs / replacement | Customer Options | N | Ofwat Core | AWSNTB | Ml/d | 2 | Gains in Water Available For Use / Savings in Demand under the selected programme (Ml/d) input as +ve 2019-20: 0; Gains in Water Available For Use / Savings in Demand under the selected programme (Ml/d) input as +ve 2020-21: 0; Gains in Water Available For Use / Savings in Demand under the selected programme (Ml/d) input as +ve 2021-22: 0; Gains in Water Available For Use / Savings in Demand under the selected programme (Ml/d) input as +ve 2022-23: 0; Gains in Water Available For Use / Savings in Demand under the selected programme (Ml/d) input as +ve 2023-24: 0; Gains in Water Available For Use / Savings in Demand under the selected programme (Ml/d) input as +ve 2024-25: 0; Gains in Water Available For Use / Savings in Demand under the selected programme (Ml/d) input as +ve 2025-26: 0.0020853; Gains in Water Available For Use / Savings in Demand under the selected programme (Ml/d) input as +ve 2026-27: 0.0039877; Gains in Water Available For Use / Savings in Demand under the selected programme (Ml/d) input as +ve 2027-28: 0.005702; Gains in Water Available For Use / Savings in Demand under the selected programme (Ml/d) input as +ve 2028-29: 0.0072768; Gains in Water Available For Use / Savings in Demand under the selected programme (Ml/d) input as +ve 2029-30: 0.0087981; Gains in Water Available For Use / Savings in Demand under the selected programme (Ml/d) input as +ve 2030-31: 0.010319; Gains in Water Available For Use / Savings in Demand under the selected programme (Ml/d) input as +ve 2031-32: 0.011839; Gains in Water Available For Use / Savings in Demand under the selected programme (Ml/d) input as +ve 2032-33: 0.01336; Gains in Water Available For Use / Savings in Demand under the selected programme (Ml/d) input as +ve 2033-34: 0.014882; Gains in Water Available For Use / Savings in Demand under the selected programme (Ml/d) input as +ve 2034-35: 0.016405; Gains in Water Available For Use / Savings in Demand under the selected programme (Ml/d) input as +ve 2035-36: 0.01793; Gains in Water Available For Use / Savings in Demand under the selected programme (Ml/d) input as +ve 2036-37: 0.019457; Gains in Water Available For Use / Savings in Demand under the selected programme (Ml/d) input as +ve 2037-38: 0.020986; Gains in Water Available For Use / Savings in Demand under the selected programme (Ml/d) input as +ve 2038-39: 0.022517; Gains in Water Available For Use / Savings in Demand under the selected programme (Ml/d) input as +ve 2039-40: 0.024049; Gains in Water Available For Use / Savings in Demand under the selected programme (Ml/d) input as +ve 2040-41: 0.025582; Gains in Water Available For Use / Savings in Demand under the selected programme (Ml/d) input as +ve 2041-42: 0.027116; Gains in Water Available For Use / Savings in Demand under the selected programme (Ml/d) input as +ve 2042-43: 0.028651; Gains in Water Available For Use / Savings in Demand under the selected programme (Ml/d) input as +ve 2043-44: 0.030186; Gains in Water Available For Use / Savings in Demand under the selected programme (Ml/d) input as +ve 2044-45: 0.031722; Gains in Water Available For Use / Savings in Demand under the selected programme (Ml/d) input as +ve 2045-46: 0.033258; Gains in Water Available For Use / Savings in Demand under the selected programme (Ml/d) input as +ve 2046-47: 0.034795; Gains in Water Available For Use / Savings in Demand under the selected programme (Ml/d) input as +ve 2047-48: 0.036332; Gains in Water Available For Use / Savings in Demand under the selected programme (Ml/d) input as +ve 2048-49: 0.037869; Gains in Water Available For Use / Savings in Demand under the selected programme (Ml/d) input as +ve 2049-50: 0.039406
51dP | LEA: NHH. NHH CSPL repairs.AWSNTB | LEA: NHH. NHH CSPL repairs.AWSNTB | Supply pipe repairs / replacement | Customer Options | N | Preferred | AWSNTB | Ml/d | 2 | Gains in Water Available For Use / Savings in Demand under the selected programme (Ml/d) input as +ve 2019-20: 0; Gains in Water Available For Use / Savings in Demand under the selected programme (Ml/d) input as +ve 2020-21: 0; Gains in Water Available For Use / Savings in Demand under the selected programme (Ml/d) input as +ve 2021-22: 0; Gains in Water Available For Use / Savings in Demand under the selected programme (Ml/d) input as +ve 2022-23: 0; Gains in Water Available For Use / Savings in Demand under the selected programme (Ml/d) input as +ve 2023-24: 0; Gains in Water Available For Use / Savings in Demand under the selected programme (Ml/d) input as +ve 2024-25: 0; Gains in Water Available For Use / Savings in Demand under the selected programme (Ml/d) input as +ve 2025-26: 0.0020853; Gains in Water Available For Use / Savings in Demand under the selected programme (Ml/d) input as +ve 2026-27: 0.0039877; Gains in Water Available For Use / Savings in Demand under the selected programme (Ml/d) input as +ve 2027-28: 0.005702; Gains in Water Available For Use / Savings in Demand under the selected programme (Ml/d) input as +ve 2028-29: 0.0072768; Gains in Water Available For Use / Savings in Demand under the selected programme (Ml/d) input as +ve 2029-30: 0.0087981; Gains in Water Available For Use / Savings in Demand under the selected programme (Ml/d) input as +ve 2030-31: 0.010319; Gains in Water Available For Use / Savings in Demand under the selected programme (Ml/d) input as +ve 2031-32: 0.011839; Gains in Water Available For Use / Savings in Demand under the selected programme (Ml/d) input as +ve 2032-33: 0.01336; Gains in Water Available For Use / Savings in Demand under the selected programme (Ml/d) input as +ve 2033-34: 0.014882; Gains in Water Available For Use / Savings in Demand under the selected programme (Ml/d) input as +ve 2034-35: 0.016405; Gains in Water Available For Use / Savings in Demand under the selected programme (Ml/d) input as +ve 2035-36: 0.01793; Gains in Water Available For Use / Savings in Demand under the selected programme (Ml/d) input as +ve 2036-37: 0.019457; Gains in Water Available For Use / Savings in Demand under the selected programme (Ml/d) input as +ve 2037-38: 0.020986; Gains in Water Available For Use / Savings in Demand under the selected programme (Ml/d) input as +ve 2038-39: 0.022517; Gains in Water Available For Use / Savings in Demand under the selected programme (Ml/d) input as +ve 2039-40: 0.024049; Gains in Water Available For Use / Savings in Demand under the selected programme (Ml/d) input as +ve 2040-41: 0.025582; Gains in Water Available For Use / Savings in Demand under the selected programme (Ml/d) input as +ve 2041-42: 0.027116; Gains in Water Available For Use / Savings in Demand under the selected programme (Ml/d) input as +ve 2042-43: 0.028651; Gains in Water Available For Use / Savings in Demand under the selected programme (Ml/d) input as +ve 2043-44: 0.030186; Gains in Water Available For Use / Savings in Demand under the selected programme (Ml/d) input as +ve 2044-45: 0.031722; Gains in Water Available For Use / Savings in Demand under the selected programme (Ml/d) input as +ve 2045-46: 0.033258; Gains in Water Available For Use / Savings in Demand under the selected programme (Ml/d) input as +ve 2046-47: 0.034795; Gains in Water Available For Use / Savings in Demand under the selected programme (Ml/d) input as +ve 2047-48: 0.036332; Gains in Water Available For Use / Savings in Demand under the selected programme (Ml/d) input as +ve 2048-49: 0.037869; Gains in Water Available For Use / Savings in Demand under the selected programme (Ml/d) input as +ve 2049-50: 0.039406
51cF | Mains Replacement (MR1500).AWSNTB | Mains Replacement (MR1500).AWSNTB | Mains replacement (not trunk mains) | Distribution Options | N | Ofwat Core | AWSNTB | Ml/d | 2 | Gains in Water Available For Use / Savings in Demand under the selected programme (Ml/d) input as +ve 2019-20: 0; Gains in Water Available For Use / Savings in Demand under the selected programme (Ml/d) input as +ve 2020-21: 0; Gains in Water Available For Use / Savings in Demand under the selected programme (Ml/d) input as +ve 2021-22: 0; Gains in Water Available For Use / Savings in Demand under the selected programme (Ml/d) input as +ve 2022-23: 0; Gains in Water Available For Use / Savings in Demand under the selected programme (Ml/d) input as +ve 2023-24: 0; Gains in Water Available For Use / Savings in Demand under the selected programme (Ml/d) input as +ve 2024-25: 0; Gains in Water Available For Use / Savings in Demand under the selected programme (Ml/d) input as +ve 2025-26: 0; Gains in Water Available For Use / Savings in Demand under the selected programme (Ml/d) input as +ve 2026-27: 0; Gains in Water Available For Use / Savings in Demand under the selected programme (Ml/d) input as +ve 2027-28: 0; Gains in Water Available For Use / Savings in Demand under the selected programme (Ml/d) input as +ve 2028-29: 0; Gains in Water Available For Use / Savings in Demand under the selected programme (Ml/d) input as +ve 2029-30: 0; Gains in Water Available For Use / Savings in Demand under the selected programme (Ml/d) input as +ve 2030-31: 0; Gains in Water Available For Use / Savings in Demand under the selected programme (Ml/d) input as +ve 2031-32: 0; Gains in Water Available For Use / Savings in Demand under the selected programme (Ml/d) input as +ve 2032-33: 0; Gains in Water Available For Use / Savings in Demand under the selected programme (Ml/d) input as +ve 2033-34: 0; Gains in Water Available For Use / Savings in Demand under the selected programme (Ml/d) input as +ve 2034-35: 0; Gains in Water Available For Use / Savings in Demand under the selected programme (Ml/d) input as +ve 2035-36: 0; Gains in Water Available For Use / Savings in Demand under the selected programme (Ml/d) input as +ve 2036-37: 0; Gains in Water Available For Use / Savings in Demand under the selected programme (Ml/d) input as +ve 2037-38: 0; Gains in Water Available For Use / Savings in Demand under the selected programme (Ml/d) input as +ve 2038-39: 0; Gains in Water Available For Use / Savings in Demand under the selected programme (Ml/d) input as +ve 2039-40: 0; Gains in Water Available For Use / Savings in Demand under the selected programme (Ml/d) input as +ve 2040-41: 0; Gains in Water Available For Use / Savings in Demand under the selected programme (Ml/d) input as +ve 2041-42: 0; Gains in Water Available For Use / Savings in Demand under the selected programme (Ml/d) input as +ve 2042-43: 0; Gains in Water Available For Use / Savings in Demand under the selected programme (Ml/d) input as +ve 2043-44: 0; Gains in Water Available For Use / Savings in Demand under the selected programme (Ml/d) input as +ve 2044-45: 0; Gains in Water Available For Use / Savings in Demand under the selected programme (Ml/d) input as +ve 2045-46: 0; Gains in Water Available For Use / Savings in Demand under the selected programme (Ml/d) input as +ve 2046-47: 0; Gains in Water Available For Use / Savings in Demand under the selected programme (Ml/d) input as +ve 2047-48: 0; Gains in Water Available For Use / Savings in Demand under the selected programme (Ml/d) input as +ve 2048-49: 0; Gains in Water Available For Use / Savings in Demand under the selected programme (Ml/d) input as +ve 2049-50: 0.11876
51cP | Mains Replacement (MRMax).AWSNTB | Mains Replacement (MRMax).AWSNTB | Mains replacement (not trunk mains) | Distribution Options | N | Preferred | AWSNTB | Ml/d | 2 | Gains in Water Available For Use / Savings in Demand under the selected programme (Ml/d) input as +ve 2019-20: 0; Gains in Water Available For Use / Savings in Demand under the selected programme (Ml/d) input as +ve 2020-21: 0; Gains in Water Available For Use / Savings in Demand under the selected programme (Ml/d) input as +ve 2021-22: 0; Gains in Water Available For Use / Savings in Demand under the selected programme (Ml/d) input as +ve 2022-23: 0; Gains in Water Available For Use / Savings in Demand under the selected programme (Ml/d) input as +ve 2023-24: 0; Gains in Water Available For Use / Savings in Demand under the selected programme (Ml/d) input as +ve 2024-25: 0; Gains in Water Available For Use / Savings in Demand under the selected programme (Ml/d) input as +ve 2025-26: 0; Gains in Water Available For Use / Savings in Demand under the selected programme (Ml/d) input as +ve 2026-27: 0; Gains in Water Available For Use / Savings in Demand under the selected programme (Ml/d) input as +ve 2027-28: 0; Gains in Water Available For Use / Savings in Demand under the selected programme (Ml/d) input as +ve 2028-29: 0; Gains in Water Available For Use / Savings in Demand under the selected programme (Ml/d) input as +ve 2029-30: 0; Gains in Water Available For Use / Savings in Demand under the selected programme (Ml/d) input as +ve 2030-31: 0; Gains in Water Available For Use / Savings in Demand under the selected programme (Ml/d) input as +ve 2031-32: 0; Gains in Water Available For Use / Savings in Demand under the selected programme (Ml/d) input as +ve 2032-33: 0; Gains in Water Available For Use / Savings in Demand under the selected programme (Ml/d) input as +ve 2033-34: 0; Gains in Water Available For Use / Savings in Demand under the selected programme (Ml/d) input as +ve 2034-35: 0; Gains in Water Available For Use / Savings in Demand under the selected programme (Ml/d) input as +ve 2035-36: 0; Gains in Water Available For Use / Savings in Demand under the selected programme (Ml/d) input as +ve 2036-37: 0; Gains in Water Available For Use / Savings in Demand under the selected programme (Ml/d) input as +ve 2037-38: 0; Gains in Water Available For Use / Savings in Demand under the selected programme (Ml/d) input as +ve 2038-39: 0; Gains in Water Available For Use / Savings in Demand under the selected programme (Ml/d) input as +ve 2039-40: 0; Gains in Water Available For Use / Savings in Demand under the selected programme (Ml/d) input as +ve 2040-41: 0.11939; Gains in Water Available For Use / Savings in Demand under the selected programme (Ml/d) input as +ve 2041-42: 0.11876; Gains in Water Available For Use / Savings in Demand under the selected programme (Ml/d) input as +ve 2042-43: 0.11876; Gains in Water Available For Use / Savings in Demand under the selected programme (Ml/d) input as +ve 2043-44: 0.11876; Gains in Water Available For Use / Savings in Demand under the selected programme (Ml/d) input as +ve 2044-45: 0.11876; Gains in Water Available For Use / Savings in Demand under the selected programme (Ml/d) input as +ve 2045-46: 0.16002; Gains in Water Available For Use / Savings in Demand under the selected programme (Ml/d) input as +ve 2046-47: 0.19422; Gains in Water Available For Use / Savings in Demand under the selected programme (Ml/d) input as +ve 2047-48: 0.24508; Gains in Water Available For Use / Savings in Demand under the selected programme (Ml/d) input as +ve 2048-49: 0.26813; Gains in Water Available For Use / Savings in Demand under the selected programme (Ml/d) input as +ve 2049-50: 0.26813
51dF | NHH. NHH PL repairs.AWSNTB | NHH. NHH PL repairs.AWSNTB | Non-household water audit | Customer Options | N | Least Cost | AWSNTB | Ml/d | 2 | Gains in Water Available For Use / Savings in Demand under the selected programme (Ml/d) input as +ve 2019-20: 0; Gains in Water Available For Use / Savings in Demand under the selected programme (Ml/d) input as +ve 2020-21: 0; Gains in Water Available For Use / Savings in Demand under the selected programme (Ml/d) input as +ve 2021-22: 0; Gains in Water Available For Use / Savings in Demand under the selected programme (Ml/d) input as +ve 2022-23: 0; Gains in Water Available For Use / Savings in Demand under the selected programme (Ml/d) input as +ve 2023-24: 0; Gains in Water Available For Use / Savings in Demand under the selected programme (Ml/d) input as +ve 2024-25: 0; Gains in Water Available For Use / Savings in Demand under the selected programme (Ml/d) input as +ve 2025-26: 0.059097; Gains in Water Available For Use / Savings in Demand under the selected programme (Ml/d) input as +ve 2026-27: 0.11301; Gains in Water Available For Use / Savings in Demand under the selected programme (Ml/d) input as +ve 2027-28: 0.1616; Gains in Water Available For Use / Savings in Demand under the selected programme (Ml/d) input as +ve 2028-29: 0.20623; Gains in Water Available For Use / Savings in Demand under the selected programme (Ml/d) input as +ve 2029-30: 0.24935; Gains in Water Available For Use / Savings in Demand under the selected programme (Ml/d) input as +ve 2030-31: 0.29245; Gains in Water Available For Use / Savings in Demand under the selected programme (Ml/d) input as +ve 2031-32: 0.33555; Gains in Water Available For Use / Savings in Demand under the selected programme (Ml/d) input as +ve 2032-33: 0.37866; Gains in Water Available For Use / Savings in Demand under the selected programme (Ml/d) input as +ve 2033-34: 0.4218; Gains in Water Available For Use / Savings in Demand under the selected programme (Ml/d) input as +ve 2034-35: 0.46499; Gains in Water Available For Use / Savings in Demand under the selected programme (Ml/d) input as +ve 2035-36: 0.50823; Gains in Water Available For Use / Savings in Demand under the selected programme (Ml/d) input as +ve 2036-37: 0.55153; Gains in Water Available For Use / Savings in Demand under the selected programme (Ml/d) input as +ve 2037-38: 0.59488; Gains in Water Available For Use / Savings in Demand under the selected programme (Ml/d) input as +ve 2038-39: 0.63828; Gains in Water Available For Use / Savings in Demand under the selected programme (Ml/d) input as +ve 2039-40: 0.68173; Gains in Water Available For Use / Savings in Demand under the selected programme (Ml/d) input as +ve 2040-41: 0.72521; Gains in Water Available For Use / Savings in Demand under the selected programme (Ml/d) input as +ve 2041-42: 0.76873; Gains in Water Available For Use / Savings in Demand under the selected programme (Ml/d) input as +ve 2042-43: 0.81227; Gains in Water Available For Use / Savings in Demand under the selected programme (Ml/d) input as +ve 2043-44: 0.85584; Gains in Water Available For Use / Savings in Demand under the selected programme (Ml/d) input as +ve 2044-45: 0.89942; Gains in Water Available For Use / Savings in Demand under the selected programme (Ml/d) input as +ve 2045-46: 0.94302; Gains in Water Available For Use / Savings in Demand under the selected programme (Ml/d) input as +ve 2046-47: 0.98663; Gains in Water Available For Use / Savings in Demand under the selected programme (Ml/d) input as +ve 2047-48: 1.0303; Gains in Water Available For Use / Savings in Demand under the selected programme (Ml/d) input as +ve 2048-49: 1.0739; Gains in Water Available For Use / Savings in Demand under the selected programme (Ml/d) input as +ve 2049-50: 1.1175
51dF | NHH. NHH PL repairs.AWSNTB | NHH. NHH PL repairs.AWSNTB | Non-household water audit | Customer Options | N | Ofwat Core | AWSNTB | Ml/d | 2 | Gains in Water Available For Use / Savings in Demand under the selected programme (Ml/d) input as +ve 2019-20: 0; Gains in Water Available For Use / Savings in Demand under the selected programme (Ml/d) input as +ve 2020-21: 0; Gains in Water Available For Use / Savings in Demand under the selected programme (Ml/d) input as +ve 2021-22: 0; Gains in Water Available For Use / Savings in Demand under the selected programme (Ml/d) input as +ve 2022-23: 0; Gains in Water Available For Use / Savings in Demand under the selected programme (Ml/d) input as +ve 2023-24: 0; Gains in Water Available For Use / Savings in Demand under the selected programme (Ml/d) input as +ve 2024-25: 0; Gains in Water Available For Use / Savings in Demand under the selected programme (Ml/d) input as +ve 2025-26: 0.059097; Gains in Water Available For Use / Savings in Demand under the selected programme (Ml/d) input as +ve 2026-27: 0.11301; Gains in Water Available For Use / Savings in Demand under the selected programme (Ml/d) input as +ve 2027-28: 0.1616; Gains in Water Available For Use / Savings in Demand under the selected programme (Ml/d) input as +ve 2028-29: 0.20623; Gains in Water Available For Use / Savings in Demand under the selected programme (Ml/d) input as +ve 2029-30: 0.24935; Gains in Water Available For Use / Savings in Demand under the selected programme (Ml/d) input as +ve 2030-31: 0.29245; Gains in Water Available For Use / Savings in Demand under the selected programme (Ml/d) input as +ve 2031-32: 0.33555; Gains in Water Available For Use / Savings in Demand under the selected programme (Ml/d) input as +ve 2032-33: 0.37866; Gains in Water Available For Use / Savings in Demand under the selected programme (Ml/d) input as +ve 2033-34: 0.4218; Gains in Water Available For Use / Savings in Demand under the selected programme (Ml/d) input as +ve 2034-35: 0.46499; Gains in Water Available For Use / Savings in Demand under the selected programme (Ml/d) input as +ve 2035-36: 0.50823; Gains in Water Available For Use / Savings in Demand under the selected programme (Ml/d) input as +ve 2036-37: 0.55153; Gains in Water Available For Use / Savings in Demand under the selected programme (Ml/d) input as +ve 2037-38: 0.59488; Gains in Water Available For Use / Savings in Demand under the selected programme (Ml/d) input as +ve 2038-39: 0.63828; Gains in Water Available For Use / Savings in Demand under the selected programme (Ml/d) input as +ve 2039-40: 0.68173; Gains in Water Available For Use / Savings in Demand under the selected programme (Ml/d) input as +ve 2040-41: 0.72521; Gains in Water Available For Use / Savings in Demand under the selected programme (Ml/d) input as +ve 2041-42: 0.76873; Gains in Water Available For Use / Savings in Demand under the selected programme (Ml/d) input as +ve 2042-43: 0.81227; Gains in Water Available For Use / Savings in Demand under the selected programme (Ml/d) input as +ve 2043-44: 0.85584; Gains in Water Available For Use / Savings in Demand under the selected programme (Ml/d) input as +ve 2044-45: 0.89942; Gains in Water Available For Use / Savings in Demand under the selected programme (Ml/d) input as +ve 2045-46: 0.94302; Gains in Water Available For Use / Savings in Demand under the selected programme (Ml/d) input as +ve 2046-47: 0.98663; Gains in Water Available For Use / Savings in Demand under the selected programme (Ml/d) input as +ve 2047-48: 1.0303; Gains in Water Available For Use / Savings in Demand under the selected programme (Ml/d) input as +ve 2048-49: 1.0739; Gains in Water Available For Use / Savings in Demand under the selected programme (Ml/d) input as +ve 2049-50: 1.1175
51dP | NHH. NHH PL repairs.AWSNTB | NHH. NHH PL repairs.AWSNTB | Non-household water audit | Customer Options | N | Preferred | AWSNTB | Ml/d | 2 | Gains in Water Available For Use / Savings in Demand under the selected programme (Ml/d) input as +ve 2019-20: 0; Gains in Water Available For Use / Savings in Demand under the selected programme (Ml/d) input as +ve 2020-21: 0; Gains in Water Available For Use / Savings in Demand under the selected programme (Ml/d) input as +ve 2021-22: 0; Gains in Water Available For Use / Savings in Demand under the selected programme (Ml/d) input as +ve 2022-23: 0; Gains in Water Available For Use / Savings in Demand under the selected programme (Ml/d) input as +ve 2023-24: 0; Gains in Water Available For Use / Savings in Demand under the selected programme (Ml/d) input as +ve 2024-25: 0; Gains in Water Available For Use / Savings in Demand under the selected programme (Ml/d) input as +ve 2025-26: 0.059097; Gains in Water Available For Use / Savings in Demand under the selected programme (Ml/d) input as +ve 2026-27: 0.11301; Gains in Water Available For Use / Savings in Demand under the selected programme (Ml/d) input as +ve 2027-28: 0.1616; Gains in Water Available For Use / Savings in Demand under the selected programme (Ml/d) input as +ve 2028-29: 0.20623; Gains in Water Available For Use / Savings in Demand under the selected programme (Ml/d) input as +ve 2029-30: 0.24935; Gains in Water Available For Use / Savings in Demand under the selected programme (Ml/d) input as +ve 2030-31: 0.29245; Gains in Water Available For Use / Savings in Demand under the selected programme (Ml/d) input as +ve 2031-32: 0.33555; Gains in Water Available For Use / Savings in Demand under the selected programme (Ml/d) input as +ve 2032-33: 0.37866; Gains in Water Available For Use / Savings in Demand under the selected programme (Ml/d) input as +ve 2033-34: 0.4218; Gains in Water Available For Use / Savings in Demand under the selected programme (Ml/d) input as +ve 2034-35: 0.46499; Gains in Water Available For Use / Savings in Demand under the selected programme (Ml/d) input as +ve 2035-36: 0.50823; Gains in Water Available For Use / Savings in Demand under the selected programme (Ml/d) input as +ve 2036-37: 0.55153; Gains in Water Available For Use / Savings in Demand under the selected programme (Ml/d) input as +ve 2037-38: 0.59488; Gains in Water Available For Use / Savings in Demand under the selected programme (Ml/d) input as +ve 2038-39: 0.63828; Gains in Water Available For Use / Savings in Demand under the selected programme (Ml/d) input as +ve 2039-40: 0.68173; Gains in Water Available For Use / Savings in Demand under the selected programme (Ml/d) input as +ve 2040-41: 0.72521; Gains in Water Available For Use / Savings in Demand under the selected programme (Ml/d) input as +ve 2041-42: 0.76873; Gains in Water Available For Use / Savings in Demand under the selected programme (Ml/d) input as +ve 2042-43: 0.81227; Gains in Water Available For Use / Savings in Demand under the selected programme (Ml/d) input as +ve 2043-44: 0.85584; Gains in Water Available For Use / Savings in Demand under the selected programme (Ml/d) input as +ve 2044-45: 0.89942; Gains in Water Available For Use / Savings in Demand under the selected programme (Ml/d) input as +ve 2045-46: 0.94302; Gains in Water Available For Use / Savings in Demand under the selected programme (Ml/d) input as +ve 2046-47: 0.98663; Gains in Water Available For Use / Savings in Demand under the selected programme (Ml/d) input as +ve 2047-48: 1.0303; Gains in Water Available For Use / Savings in Demand under the selected programme (Ml/d) input as +ve 2048-49: 1.0739; Gains in Water Available For Use / Savings in Demand under the selected programme (Ml/d) input as +ve 2049-50: 1.1175
51dF | NHH. NHH PL100 repairs.AWSNTB | NHH. NHH PL100 repairs.AWSNTB | Non-household water audit | Customer Options | N | Least Cost | AWSNTB | Ml/d | 2 | Gains in Water Available For Use / Savings in Demand under the selected programme (Ml/d) input as +ve 2019-20: 0; Gains in Water Available For Use / Savings in Demand under the selected programme (Ml/d) input as +ve 2020-21: 0; Gains in Water Available For Use / Savings in Demand under the selected programme (Ml/d) input as +ve 2021-22: 0; Gains in Water Available For Use / Savings in Demand under the selected programme (Ml/d) input as +ve 2022-23: 0; Gains in Water Available For Use / Savings in Demand under the selected programme (Ml/d) input as +ve 2023-24: 0; Gains in Water Available For Use / Savings in Demand under the selected programme (Ml/d) input as +ve 2024-25: 0; Gains in Water Available For Use / Savings in Demand under the selected programme (Ml/d) input as +ve 2025-26: 0.014528; Gains in Water Available For Use / Savings in Demand under the selected programme (Ml/d) input as +ve 2026-27: 0.027782; Gains in Water Available For Use / Savings in Demand under the selected programme (Ml/d) input as +ve 2027-28: 0.039726; Gains in Water Available For Use / Savings in Demand under the selected programme (Ml/d) input as +ve 2028-29: 0.050699; Gains in Water Available For Use / Savings in Demand under the selected programme (Ml/d) input as +ve 2029-30: 0.061299; Gains in Water Available For Use / Savings in Demand under the selected programme (Ml/d) input as +ve 2030-31: 0.071895; Gains in Water Available For Use / Savings in Demand under the selected programme (Ml/d) input as +ve 2031-32: 0.082489; Gains in Water Available For Use / Savings in Demand under the selected programme (Ml/d) input as +ve 2032-33: 0.093087; Gains in Water Available For Use / Savings in Demand under the selected programme (Ml/d) input as +ve 2033-34: 0.10369; Gains in Water Available For Use / Savings in Demand under the selected programme (Ml/d) input as +ve 2034-35: 0.11431; Gains in Water Available For Use / Savings in Demand under the selected programme (Ml/d) input as +ve 2035-36: 0.12494; Gains in Water Available For Use / Savings in Demand under the selected programme (Ml/d) input as +ve 2036-37: 0.13558; Gains in Water Available For Use / Savings in Demand under the selected programme (Ml/d) input as +ve 2037-38: 0.14624; Gains in Water Available For Use / Savings in Demand under the selected programme (Ml/d) input as +ve 2038-39: 0.15691; Gains in Water Available For Use / Savings in Demand under the selected programme (Ml/d) input as +ve 2039-40: 0.16759; Gains in Water Available For Use / Savings in Demand under the selected programme (Ml/d) input as +ve 2040-41: 0.17828; Gains in Water Available For Use / Savings in Demand under the selected programme (Ml/d) input as +ve 2041-42: 0.18898; Gains in Water Available For Use / Savings in Demand under the selected programme (Ml/d) input as +ve 2042-43: 0.19968; Gains in Water Available For Use / Savings in Demand under the selected programme (Ml/d) input as +ve 2043-44: 0.21039; Gains in Water Available For Use / Savings in Demand under the selected programme (Ml/d) input as +ve 2044-45: 0.22111; Gains in Water Available For Use / Savings in Demand under the selected programme (Ml/d) input as +ve 2045-46: 0.23183; Gains in Water Available For Use / Savings in Demand under the selected programme (Ml/d) input as +ve 2046-47: 0.24255; Gains in Water Available For Use / Savings in Demand under the selected programme (Ml/d) input as +ve 2047-48: 0.25327; Gains in Water Available For Use / Savings in Demand under the selected programme (Ml/d) input as +ve 2048-49: 0.264; Gains in Water Available For Use / Savings in Demand under the selected programme (Ml/d) input as +ve 2049-50: 0.27473
51dF | NHH. NHH PL100 repairs.AWSNTB | NHH. NHH PL100 repairs.AWSNTB | Non-household water audit | Customer Options | N | Ofwat Core | AWSNTB | Ml/d | 2 | Gains in Water Available For Use / Savings in Demand under the selected programme (Ml/d) input as +ve 2019-20: 0; Gains in Water Available For Use / Savings in Demand under the selected programme (Ml/d) input as +ve 2020-21: 0; Gains in Water Available For Use / Savings in Demand under the selected programme (Ml/d) input as +ve 2021-22: 0; Gains in Water Available For Use / Savings in Demand under the selected programme (Ml/d) input as +ve 2022-23: 0; Gains in Water Available For Use / Savings in Demand under the selected programme (Ml/d) input as +ve 2023-24: 0; Gains in Water Available For Use / Savings in Demand under the selected programme (Ml/d) input as +ve 2024-25: 0; Gains in Water Available For Use / Savings in Demand under the selected programme (Ml/d) input as +ve 2025-26: 0.014528; Gains in Water Available For Use / Savings in Demand under the selected programme (Ml/d) input as +ve 2026-27: 0.027782; Gains in Water Available For Use / Savings in Demand under the selected programme (Ml/d) input as +ve 2027-28: 0.039726; Gains in Water Available For Use / Savings in Demand under the selected programme (Ml/d) input as +ve 2028-29: 0.050699; Gains in Water Available For Use / Savings in Demand under the selected programme (Ml/d) input as +ve 2029-30: 0.061299; Gains in Water Available For Use / Savings in Demand under the selected programme (Ml/d) input as +ve 2030-31: 0.071895; Gains in Water Available For Use / Savings in Demand under the selected programme (Ml/d) input as +ve 2031-32: 0.082489; Gains in Water Available For Use / Savings in Demand under the selected programme (Ml/d) input as +ve 2032-33: 0.093087; Gains in Water Available For Use / Savings in Demand under the selected programme (Ml/d) input as +ve 2033-34: 0.10369; Gains in Water Available For Use / Savings in Demand under the selected programme (Ml/d) input as +ve 2034-35: 0.11431; Gains in Water Available For Use / Savings in Demand under the selected programme (Ml/d) input as +ve 2035-36: 0.12494; Gains in Water Available For Use / Savings in Demand under the selected programme (Ml/d) input as +ve 2036-37: 0.13558; Gains in Water Available For Use / Savings in Demand under the selected programme (Ml/d) input as +ve 2037-38: 0.14624; Gains in Water Available For Use / Savings in Demand under the selected programme (Ml/d) input as +ve 2038-39: 0.15691; Gains in Water Available For Use / Savings in Demand under the selected programme (Ml/d) input as +ve 2039-40: 0.16759; Gains in Water Available For Use / Savings in Demand under the selected programme (Ml/d) input as +ve 2040-41: 0.17828; Gains in Water Available For Use / Savings in Demand under the selected programme (Ml/d) input as +ve 2041-42: 0.18898; Gains in Water Available For Use / Savings in Demand under the selected programme (Ml/d) input as +ve 2042-43: 0.19968; Gains in Water Available For Use / Savings in Demand under the selected programme (Ml/d) input as +ve 2043-44: 0.21039; Gains in Water Available For Use / Savings in Demand under the selected programme (Ml/d) input as +ve 2044-45: 0.22111; Gains in Water Available For Use / Savings in Demand under the selected programme (Ml/d) input as +ve 2045-46: 0.23183; Gains in Water Available For Use / Savings in Demand under the selected programme (Ml/d) input as +ve 2046-47: 0.24255; Gains in Water Available For Use / Savings in Demand under the selected programme (Ml/d) input as +ve 2047-48: 0.25327; Gains in Water Available For Use / Savings in Demand under the selected programme (Ml/d) input as +ve 2048-49: 0.264; Gains in Water Available For Use / Savings in Demand under the selected programme (Ml/d) input as +ve 2049-50: 0.27473
51dP | NHH. NHH PL100 repairs.AWSNTB | NHH. NHH PL100 repairs.AWSNTB | Non-household water audit | Customer Options | N | Preferred | AWSNTB | Ml/d | 2 | Gains in Water Available For Use / Savings in Demand under the selected programme (Ml/d) input as +ve 2019-20: 0; Gains in Water Available For Use / Savings in Demand under the selected programme (Ml/d) input as +ve 2020-21: 0; Gains in Water Available For Use / Savings in Demand under the selected programme (Ml/d) input as +ve 2021-22: 0; Gains in Water Available For Use / Savings in Demand under the selected programme (Ml/d) input as +ve 2022-23: 0; Gains in Water Available For Use / Savings in Demand under the selected programme (Ml/d) input as +ve 2023-24: 0; Gains in Water Available For Use / Savings in Demand under the selected programme (Ml/d) input as +ve 2024-25: 0; Gains in Water Available For Use / Savings in Demand under the selected programme (Ml/d) input as +ve 2025-26: 0.014528; Gains in Water Available For Use / Savings in Demand under the selected programme (Ml/d) input as +ve 2026-27: 0.027782; Gains in Water Available For Use / Savings in Demand under the selected programme (Ml/d) input as +ve 2027-28: 0.039726; Gains in Water Available For Use / Savings in Demand under the selected programme (Ml/d) input as +ve 2028-29: 0.050699; Gains in Water Available For Use / Savings in Demand under the selected programme (Ml/d) input as +ve 2029-30: 0.061299; Gains in Water Available For Use / Savings in Demand under the selected programme (Ml/d) input as +ve 2030-31: 0.071895; Gains in Water Available For Use / Savings in Demand under the selected programme (Ml/d) input as +ve 2031-32: 0.082489; Gains in Water Available For Use / Savings in Demand under the selected programme (Ml/d) input as +ve 2032-33: 0.093087; Gains in Water Available For Use / Savings in Demand under the selected programme (Ml/d) input as +ve 2033-34: 0.10369; Gains in Water Available For Use / Savings in Demand under the selected programme (Ml/d) input as +ve 2034-35: 0.11431; Gains in Water Available For Use / Savings in Demand under the selected programme (Ml/d) input as +ve 2035-36: 0.12494; Gains in Water Available For Use / Savings in Demand under the selected programme (Ml/d) input as +ve 2036-37: 0.13558; Gains in Water Available For Use / Savings in Demand under the selected programme (Ml/d) input as +ve 2037-38: 0.14624; Gains in Water Available For Use / Savings in Demand under the selected programme (Ml/d) input as +ve 2038-39: 0.15691; Gains in Water Available For Use / Savings in Demand under the selected programme (Ml/d) input as +ve 2039-40: 0.16759; Gains in Water Available For Use / Savings in Demand under the selected programme (Ml/d) input as +ve 2040-41: 0.17828; Gains in Water Available For Use / Savings in Demand under the selected programme (Ml/d) input as +ve 2041-42: 0.18898; Gains in Water Available For Use / Savings in Demand under the selected programme (Ml/d) input as +ve 2042-43: 0.19968; Gains in Water Available For Use / Savings in Demand under the selected programme (Ml/d) input as +ve 2043-44: 0.21039; Gains in Water Available For Use / Savings in Demand under the selected programme (Ml/d) input as +ve 2044-45: 0.22111; Gains in Water Available For Use / Savings in Demand under the selected programme (Ml/d) input as +ve 2045-46: 0.23183; Gains in Water Available For Use / Savings in Demand under the selected programme (Ml/d) input as +ve 2046-47: 0.24255; Gains in Water Available For Use / Savings in Demand under the selected programme (Ml/d) input as +ve 2047-48: 0.25327; Gains in Water Available For Use / Savings in Demand under the selected programme (Ml/d) input as +ve 2048-49: 0.264; Gains in Water Available For Use / Savings in Demand under the selected programme (Ml/d) input as +ve 2049-50: 0.27473
51dF | NHH. WEF Visit Lower.AWSNTB | NHH. WEF Visit Lower.AWSNTB | Non-household water audit | Customer Options | N | Least Cost | AWSNTB | Ml/d | 2 | Gains in Water Available For Use / Savings in Demand under the selected programme (Ml/d) input as +ve 2019-20: 0; Gains in Water Available For Use / Savings in Demand under the selected programme (Ml/d) input as +ve 2020-21: 0; Gains in Water Available For Use / Savings in Demand under the selected programme (Ml/d) input as +ve 2021-22: 0; Gains in Water Available For Use / Savings in Demand under the selected programme (Ml/d) input as +ve 2022-23: 0; Gains in Water Available For Use / Savings in Demand under the selected programme (Ml/d) input as +ve 2023-24: 0; Gains in Water Available For Use / Savings in Demand under the selected programme (Ml/d) input as +ve 2024-25: 0; Gains in Water Available For Use / Savings in Demand under the selected programme (Ml/d) input as +ve 2025-26: 0.034905; Gains in Water Available For Use / Savings in Demand under the selected programme (Ml/d) input as +ve 2026-27: 0.066749; Gains in Water Available For Use / Savings in Demand under the selected programme (Ml/d) input as +ve 2027-28: 0.095447; Gains in Water Available For Use / Savings in Demand under the selected programme (Ml/d) input as +ve 2028-29: 0.12181; Gains in Water Available For Use / Savings in Demand under the selected programme (Ml/d) input as +ve 2029-30: 0.14728; Gains in Water Available For Use / Savings in Demand under the selected programme (Ml/d) input as +ve 2030-31: 0.17274; Gains in Water Available For Use / Savings in Demand under the selected programme (Ml/d) input as +ve 2031-32: 0.19819; Gains in Water Available For Use / Savings in Demand under the selected programme (Ml/d) input as +ve 2032-33: 0.22365; Gains in Water Available For Use / Savings in Demand under the selected programme (Ml/d) input as +ve 2033-34: 0.24914; Gains in Water Available For Use / Savings in Demand under the selected programme (Ml/d) input as +ve 2034-35: 0.27464; Gains in Water Available For Use / Savings in Demand under the selected programme (Ml/d) input as +ve 2035-36: 0.30018; Gains in Water Available For Use / Savings in Demand under the selected programme (Ml/d) input as +ve 2036-37: 0.32576; Gains in Water Available For Use / Savings in Demand under the selected programme (Ml/d) input as +ve 2037-38: 0.35136; Gains in Water Available For Use / Savings in Demand under the selected programme (Ml/d) input as +ve 2038-39: 0.377; Gains in Water Available For Use / Savings in Demand under the selected programme (Ml/d) input as +ve 2039-40: 0.40266; Gains in Water Available For Use / Savings in Demand under the selected programme (Ml/d) input as +ve 2040-41: 0.42834; Gains in Water Available For Use / Savings in Demand under the selected programme (Ml/d) input as +ve 2041-42: 0.45404; Gains in Water Available For Use / Savings in Demand under the selected programme (Ml/d) input as +ve 2042-43: 0.47976; Gains in Water Available For Use / Savings in Demand under the selected programme (Ml/d) input as +ve 2043-44: 0.50549; Gains in Water Available For Use / Savings in Demand under the selected programme (Ml/d) input as +ve 2044-45: 0.53124; Gains in Water Available For Use / Savings in Demand under the selected programme (Ml/d) input as +ve 2045-46: 0.55699; Gains in Water Available For Use / Savings in Demand under the selected programme (Ml/d) input as +ve 2046-47: 0.58275; Gains in Water Available For Use / Savings in Demand under the selected programme (Ml/d) input as +ve 2047-48: 0.60851; Gains in Water Available For Use / Savings in Demand under the selected programme (Ml/d) input as +ve 2048-49: 0.63428; Gains in Water Available For Use / Savings in Demand under the selected programme (Ml/d) input as +ve 2049-50: 0.66006
51dF | NHH. WEF Visit Lower.AWSNTB | NHH. WEF Visit Lower.AWSNTB | Non-household water audit | Customer Options | N | Ofwat Core | AWSNTB | Ml/d | 2 | Gains in Water Available For Use / Savings in Demand under the selected programme (Ml/d) input as +ve 2019-20: 0; Gains in Water Available For Use / Savings in Demand under the selected programme (Ml/d) input as +ve 2020-21: 0; Gains in Water Available For Use / Savings in Demand under the selected programme (Ml/d) input as +ve 2021-22: 0; Gains in Water Available For Use / Savings in Demand under the selected programme (Ml/d) input as +ve 2022-23: 0; Gains in Water Available For Use / Savings in Demand under the selected programme (Ml/d) input as +ve 2023-24: 0; Gains in Water Available For Use / Savings in Demand under the selected programme (Ml/d) input as +ve 2024-25: 0; Gains in Water Available For Use / Savings in Demand under the selected programme (Ml/d) input as +ve 2025-26: 0.034905; Gains in Water Available For Use / Savings in Demand under the selected programme (Ml/d) input as +ve 2026-27: 0.066749; Gains in Water Available For Use / Savings in Demand under the selected programme (Ml/d) input as +ve 2027-28: 0.095447; Gains in Water Available For Use / Savings in Demand under the selected programme (Ml/d) input as +ve 2028-29: 0.12181; Gains in Water Available For Use / Savings in Demand under the selected programme (Ml/d) input as +ve 2029-30: 0.14728; Gains in Water Available For Use / Savings in Demand under the selected programme (Ml/d) input as +ve 2030-31: 0.17274; Gains in Water Available For Use / Savings in Demand under the selected programme (Ml/d) input as +ve 2031-32: 0.19819; Gains in Water Available For Use / Savings in Demand under the selected programme (Ml/d) input as +ve 2032-33: 0.22365; Gains in Water Available For Use / Savings in Demand under the selected programme (Ml/d) input as +ve 2033-34: 0.24914; Gains in Water Available For Use / Savings in Demand under the selected programme (Ml/d) input as +ve 2034-35: 0.27464; Gains in Water Available For Use / Savings in Demand under the selected programme (Ml/d) input as +ve 2035-36: 0.30018; Gains in Water Available For Use / Savings in Demand under the selected programme (Ml/d) input as +ve 2036-37: 0.32576; Gains in Water Available For Use / Savings in Demand under the selected programme (Ml/d) input as +ve 2037-38: 0.35136; Gains in Water Available For Use / Savings in Demand under the selected programme (Ml/d) input as +ve 2038-39: 0.377; Gains in Water Available For Use / Savings in Demand under the selected programme (Ml/d) input as +ve 2039-40: 0.40266; Gains in Water Available For Use / Savings in Demand under the selected programme (Ml/d) input as +ve 2040-41: 0.42834; Gains in Water Available For Use / Savings in Demand under the selected programme (Ml/d) input as +ve 2041-42: 0.45404; Gains in Water Available For Use / Savings in Demand under the selected programme (Ml/d) input as +ve 2042-43: 0.47976; Gains in Water Available For Use / Savings in Demand under the selected programme (Ml/d) input as +ve 2043-44: 0.50549; Gains in Water Available For Use / Savings in Demand under the selected programme (Ml/d) input as +ve 2044-45: 0.53124; Gains in Water Available For Use / Savings in Demand under the selected programme (Ml/d) input as +ve 2045-46: 0.55699; Gains in Water Available For Use / Savings in Demand under the selected programme (Ml/d) input as +ve 2046-47: 0.58275; Gains in Water Available For Use / Savings in Demand under the selected programme (Ml/d) input as +ve 2047-48: 0.60851; Gains in Water Available For Use / Savings in Demand under the selected programme (Ml/d) input as +ve 2048-49: 0.63428; Gains in Water Available For Use / Savings in Demand under the selected programme (Ml/d) input as +ve 2049-50: 0.66006
51dP | NHH. WEF Visit Lower.AWSNTB | NHH. WEF Visit Lower.AWSNTB | Non-household water audit | Customer Options | N | Preferred | AWSNTB | Ml/d | 2 | Gains in Water Available For Use / Savings in Demand under the selected programme (Ml/d) input as +ve 2019-20: 0; Gains in Water Available For Use / Savings in Demand under the selected programme (Ml/d) input as +ve 2020-21: 0; Gains in Water Available For Use / Savings in Demand under the selected programme (Ml/d) input as +ve 2021-22: 0; Gains in Water Available For Use / Savings in Demand under the selected programme (Ml/d) input as +ve 2022-23: 0; Gains in Water Available For Use / Savings in Demand under the selected programme (Ml/d) input as +ve 2023-24: 0; Gains in Water Available For Use / Savings in Demand under the selected programme (Ml/d) input as +ve 2024-25: 0; Gains in Water Available For Use / Savings in Demand under the selected programme (Ml/d) input as +ve 2025-26: 0.034905; Gains in Water Available For Use / Savings in Demand under the selected programme (Ml/d) input as +ve 2026-27: 0.066749; Gains in Water Available For Use / Savings in Demand under the selected programme (Ml/d) input as +ve 2027-28: 0.095447; Gains in Water Available For Use / Savings in Demand under the selected programme (Ml/d) input as +ve 2028-29: 0.12181; Gains in Water Available For Use / Savings in Demand under the selected programme (Ml/d) input as +ve 2029-30: 0.14728; Gains in Water Available For Use / Savings in Demand under the selected programme (Ml/d) input as +ve 2030-31: 0.17274; Gains in Water Available For Use / Savings in Demand under the selected programme (Ml/d) input as +ve 2031-32: 0.19819; Gains in Water Available For Use / Savings in Demand under the selected programme (Ml/d) input as +ve 2032-33: 0.22365; Gains in Water Available For Use / Savings in Demand under the selected programme (Ml/d) input as +ve 2033-34: 0.24914; Gains in Water Available For Use / Savings in Demand under the selected programme (Ml/d) input as +ve 2034-35: 0.27464; Gains in Water Available For Use / Savings in Demand under the selected programme (Ml/d) input as +ve 2035-36: 0.30018; Gains in Water Available For Use / Savings in Demand under the selected programme (Ml/d) input as +ve 2036-37: 0.32576; Gains in Water Available For Use / Savings in Demand under the selected programme (Ml/d) input as +ve 2037-38: 0.35136; Gains in Water Available For Use / Savings in Demand under the selected programme (Ml/d) input as +ve 2038-39: 0.377; Gains in Water Available For Use / Savings in Demand under the selected programme (Ml/d) input as +ve 2039-40: 0.40266; Gains in Water Available For Use / Savings in Demand under the selected programme (Ml/d) input as +ve 2040-41: 0.42834; Gains in Water Available For Use / Savings in Demand under the selected programme (Ml/d) input as +ve 2041-42: 0.45404; Gains in Water Available For Use / Savings in Demand under the selected programme (Ml/d) input as +ve 2042-43: 0.47976; Gains in Water Available For Use / Savings in Demand under the selected programme (Ml/d) input as +ve 2043-44: 0.50549; Gains in Water Available For Use / Savings in Demand under the selected programme (Ml/d) input as +ve 2044-45: 0.53124; Gains in Water Available For Use / Savings in Demand under the selected programme (Ml/d) input as +ve 2045-46: 0.55699; Gains in Water Available For Use / Savings in Demand under the selected programme (Ml/d) input as +ve 2046-47: 0.58275; Gains in Water Available For Use / Savings in Demand under the selected programme (Ml/d) input as +ve 2047-48: 0.60851; Gains in Water Available For Use / Savings in Demand under the selected programme (Ml/d) input as +ve 2048-49: 0.63428; Gains in Water Available For Use / Savings in Demand under the selected programme (Ml/d) input as +ve 2049-50: 0.66006
51dF | NHH. WEF Visit Super High.AWSNTB | NHH. WEF Visit Super High.AWSNTB | Non-household water audit | Customer Options | N | Least Cost | AWSNTB | Ml/d | 2 | Gains in Water Available For Use / Savings in Demand under the selected programme (Ml/d) input as +ve 2019-20: 0; Gains in Water Available For Use / Savings in Demand under the selected programme (Ml/d) input as +ve 2020-21: 0; Gains in Water Available For Use / Savings in Demand under the selected programme (Ml/d) input as +ve 2021-22: 0; Gains in Water Available For Use / Savings in Demand under the selected programme (Ml/d) input as +ve 2022-23: 0; Gains in Water Available For Use / Savings in Demand under the selected programme (Ml/d) input as +ve 2023-24: 0; Gains in Water Available For Use / Savings in Demand under the selected programme (Ml/d) input as +ve 2024-25: 0; Gains in Water Available For Use / Savings in Demand under the selected programme (Ml/d) input as +ve 2025-26: 0.03593; Gains in Water Available For Use / Savings in Demand under the selected programme (Ml/d) input as +ve 2026-27: 0.06871; Gains in Water Available For Use / Savings in Demand under the selected programme (Ml/d) input as +ve 2027-28: 0.09825; Gains in Water Available For Use / Savings in Demand under the selected programme (Ml/d) input as +ve 2028-29: 0.12539; Gains in Water Available For Use / Savings in Demand under the selected programme (Ml/d) input as +ve 2029-30: 0.1516; Gains in Water Available For Use / Savings in Demand under the selected programme (Ml/d) input as +ve 2030-31: 0.17781; Gains in Water Available For Use / Savings in Demand under the selected programme (Ml/d) input as +ve 2031-32: 0.20401; Gains in Water Available For Use / Savings in Demand under the selected programme (Ml/d) input as +ve 2032-33: 0.23022; Gains in Water Available For Use / Savings in Demand under the selected programme (Ml/d) input as +ve 2033-34: 0.25645; Gains in Water Available For Use / Savings in Demand under the selected programme (Ml/d) input as +ve 2034-35: 0.28271; Gains in Water Available For Use / Savings in Demand under the selected programme (Ml/d) input as +ve 2035-36: 0.309; Gains in Water Available For Use / Savings in Demand under the selected programme (Ml/d) input as +ve 2036-37: 0.33532; Gains in Water Available For Use / Savings in Demand under the selected programme (Ml/d) input as +ve 2037-38: 0.36168; Gains in Water Available For Use / Savings in Demand under the selected programme (Ml/d) input as +ve 2038-39: 0.38807; Gains in Water Available For Use / Savings in Demand under the selected programme (Ml/d) input as +ve 2039-40: 0.41448; Gains in Water Available For Use / Savings in Demand under the selected programme (Ml/d) input as +ve 2040-41: 0.44092; Gains in Water Available For Use / Savings in Demand under the selected programme (Ml/d) input as +ve 2041-42: 0.46738; Gains in Water Available For Use / Savings in Demand under the selected programme (Ml/d) input as +ve 2042-43: 0.49385; Gains in Water Available For Use / Savings in Demand under the selected programme (Ml/d) input as +ve 2043-44: 0.52034; Gains in Water Available For Use / Savings in Demand under the selected programme (Ml/d) input as +ve 2044-45: 0.54684; Gains in Water Available For Use / Savings in Demand under the selected programme (Ml/d) input as +ve 2045-46: 0.57334; Gains in Water Available For Use / Savings in Demand under the selected programme (Ml/d) input as +ve 2046-47: 0.59986; Gains in Water Available For Use / Savings in Demand under the selected programme (Ml/d) input as +ve 2047-48: 0.62638; Gains in Water Available For Use / Savings in Demand under the selected programme (Ml/d) input as +ve 2048-49: 0.65291; Gains in Water Available For Use / Savings in Demand under the selected programme (Ml/d) input as +ve 2049-50: 0.67945
51dF | NHH. WEF Visit Super High.AWSNTB | NHH. WEF Visit Super High.AWSNTB | Non-household water audit | Customer Options | N | Ofwat Core | AWSNTB | Ml/d | 2 | Gains in Water Available For Use / Savings in Demand under the selected programme (Ml/d) input as +ve 2019-20: 0; Gains in Water Available For Use / Savings in Demand under the selected programme (Ml/d) input as +ve 2020-21: 0; Gains in Water Available For Use / Savings in Demand under the selected programme (Ml/d) input as +ve 2021-22: 0; Gains in Water Available For Use / Savings in Demand under the selected programme (Ml/d) input as +ve 2022-23: 0; Gains in Water Available For Use / Savings in Demand under the selected programme (Ml/d) input as +ve 2023-24: 0; Gains in Water Available For Use / Savings in Demand under the selected programme (Ml/d) input as +ve 2024-25: 0; Gains in Water Available For Use / Savings in Demand under the selected programme (Ml/d) input as +ve 2025-26: 0.03593; Gains in Water Available For Use / Savings in Demand under the selected programme (Ml/d) input as +ve 2026-27: 0.06871; Gains in Water Available For Use / Savings in Demand under the selected programme (Ml/d) input as +ve 2027-28: 0.09825; Gains in Water Available For Use / Savings in Demand under the selected programme (Ml/d) input as +ve 2028-29: 0.12539; Gains in Water Available For Use / Savings in Demand under the selected programme (Ml/d) input as +ve 2029-30: 0.1516; Gains in Water Available For Use / Savings in Demand under the selected programme (Ml/d) input as +ve 2030-31: 0.17781; Gains in Water Available For Use / Savings in Demand under the selected programme (Ml/d) input as +ve 2031-32: 0.20401; Gains in Water Available For Use / Savings in Demand under the selected programme (Ml/d) input as +ve 2032-33: 0.23022; Gains in Water Available For Use / Savings in Demand under the selected programme (Ml/d) input as +ve 2033-34: 0.25645; Gains in Water Available For Use / Savings in Demand under the selected programme (Ml/d) input as +ve 2034-35: 0.28271; Gains in Water Available For Use / Savings in Demand under the selected programme (Ml/d) input as +ve 2035-36: 0.309; Gains in Water Available For Use / Savings in Demand under the selected programme (Ml/d) input as +ve 2036-37: 0.33532; Gains in Water Available For Use / Savings in Demand under the selected programme (Ml/d) input as +ve 2037-38: 0.36168; Gains in Water Available For Use / Savings in Demand under the selected programme (Ml/d) input as +ve 2038-39: 0.38807; Gains in Water Available For Use / Savings in Demand under the selected programme (Ml/d) input as +ve 2039-40: 0.41448; Gains in Water Available For Use / Savings in Demand under the selected programme (Ml/d) input as +ve 2040-41: 0.44092; Gains in Water Available For Use / Savings in Demand under the selected programme (Ml/d) input as +ve 2041-42: 0.46738; Gains in Water Available For Use / Savings in Demand under the selected programme (Ml/d) input as +ve 2042-43: 0.49385; Gains in Water Available For Use / Savings in Demand under the selected programme (Ml/d) input as +ve 2043-44: 0.52034; Gains in Water Available For Use / Savings in Demand under the selected programme (Ml/d) input as +ve 2044-45: 0.54684; Gains in Water Available For Use / Savings in Demand under the selected programme (Ml/d) input as +ve 2045-46: 0.57334; Gains in Water Available For Use / Savings in Demand under the selected programme (Ml/d) input as +ve 2046-47: 0.59986; Gains in Water Available For Use / Savings in Demand under the selected programme (Ml/d) input as +ve 2047-48: 0.62638; Gains in Water Available For Use / Savings in Demand under the selected programme (Ml/d) input as +ve 2048-49: 0.65291; Gains in Water Available For Use / Savings in Demand under the selected programme (Ml/d) input as +ve 2049-50: 0.67945
51dP | NHH. WEF Visit Super High.AWSNTB | NHH. WEF Visit Super High.AWSNTB | Non-household water audit | Customer Options | N | Preferred | AWSNTB | Ml/d | 2 | Gains in Water Available For Use / Savings in Demand under the selected programme (Ml/d) input as +ve 2019-20: 0; Gains in Water Available For Use / Savings in Demand under the selected programme (Ml/d) input as +ve 2020-21: 0; Gains in Water Available For Use / Savings in Demand under the selected programme (Ml/d) input as +ve 2021-22: 0; Gains in Water Available For Use / Savings in Demand under the selected programme (Ml/d) input as +ve 2022-23: 0; Gains in Water Available For Use / Savings in Demand under the selected programme (Ml/d) input as +ve 2023-24: 0; Gains in Water Available For Use / Savings in Demand under the selected programme (Ml/d) input as +ve 2024-25: 0; Gains in Water Available For Use / Savings in Demand under the selected programme (Ml/d) input as +ve 2025-26: 0.03593; Gains in Water Available For Use / Savings in Demand under the selected programme (Ml/d) input as +ve 2026-27: 0.06871; Gains in Water Available For Use / Savings in Demand under the selected programme (Ml/d) input as +ve 2027-28: 0.09825; Gains in Water Available For Use / Savings in Demand under the selected programme (Ml/d) input as +ve 2028-29: 0.12539; Gains in Water Available For Use / Savings in Demand under the selected programme (Ml/d) input as +ve 2029-30: 0.1516; Gains in Water Available For Use / Savings in Demand under the selected programme (Ml/d) input as +ve 2030-31: 0.17781; Gains in Water Available For Use / Savings in Demand under the selected programme (Ml/d) input as +ve 2031-32: 0.20401; Gains in Water Available For Use / Savings in Demand under the selected programme (Ml/d) input as +ve 2032-33: 0.23022; Gains in Water Available For Use / Savings in Demand under the selected programme (Ml/d) input as +ve 2033-34: 0.25645; Gains in Water Available For Use / Savings in Demand under the selected programme (Ml/d) input as +ve 2034-35: 0.28271; Gains in Water Available For Use / Savings in Demand under the selected programme (Ml/d) input as +ve 2035-36: 0.309; Gains in Water Available For Use / Savings in Demand under the selected programme (Ml/d) input as +ve 2036-37: 0.33532; Gains in Water Available For Use / Savings in Demand under the selected programme (Ml/d) input as +ve 2037-38: 0.36168; Gains in Water Available For Use / Savings in Demand under the selected programme (Ml/d) input as +ve 2038-39: 0.38807; Gains in Water Available For Use / Savings in Demand under the selected programme (Ml/d) input as +ve 2039-40: 0.41448; Gains in Water Available For Use / Savings in Demand under the selected programme (Ml/d) input as +ve 2040-41: 0.44092; Gains in Water Available For Use / Savings in Demand under the selected programme (Ml/d) input as +ve 2041-42: 0.46738; Gains in Water Available For Use / Savings in Demand under the selected programme (Ml/d) input as +ve 2042-43: 0.49385; Gains in Water Available For Use / Savings in Demand under the selected programme (Ml/d) input as +ve 2043-44: 0.52034; Gains in Water Available For Use / Savings in Demand under the selected programme (Ml/d) input as +ve 2044-45: 0.54684; Gains in Water Available For Use / Savings in Demand under the selected programme (Ml/d) input as +ve 2045-46: 0.57334; Gains in Water Available For Use / Savings in Demand under the selected programme (Ml/d) input as +ve 2046-47: 0.59986; Gains in Water Available For Use / Savings in Demand under the selected programme (Ml/d) input as +ve 2047-48: 0.62638; Gains in Water Available For Use / Savings in Demand under the selected programme (Ml/d) input as +ve 2048-49: 0.65291; Gains in Water Available For Use / Savings in Demand under the selected programme (Ml/d) input as +ve 2049-50: 0.67945
51dF | NHH. WEF Visit Upper.AWSNTB | NHH. WEF Visit Upper.AWSNTB | Non-household water audit | Customer Options | N | Least Cost | AWSNTB | Ml/d | 2 | Gains in Water Available For Use / Savings in Demand under the selected programme (Ml/d) input as +ve 2019-20: 0; Gains in Water Available For Use / Savings in Demand under the selected programme (Ml/d) input as +ve 2020-21: 0; Gains in Water Available For Use / Savings in Demand under the selected programme (Ml/d) input as +ve 2021-22: 0; Gains in Water Available For Use / Savings in Demand under the selected programme (Ml/d) input as +ve 2022-23: 0; Gains in Water Available For Use / Savings in Demand under the selected programme (Ml/d) input as +ve 2023-24: 0; Gains in Water Available For Use / Savings in Demand under the selected programme (Ml/d) input as +ve 2024-25: 0; Gains in Water Available For Use / Savings in Demand under the selected programme (Ml/d) input as +ve 2025-26: 0.018855; Gains in Water Available For Use / Savings in Demand under the selected programme (Ml/d) input as +ve 2026-27: 0.036056; Gains in Water Available For Use / Savings in Demand under the selected programme (Ml/d) input as +ve 2027-28: 0.051558; Gains in Water Available For Use / Savings in Demand under the selected programme (Ml/d) input as +ve 2028-29: 0.065799; Gains in Water Available For Use / Savings in Demand under the selected programme (Ml/d) input as +ve 2029-30: 0.079556; Gains in Water Available For Use / Savings in Demand under the selected programme (Ml/d) input as +ve 2030-31: 0.093308; Gains in Water Available For Use / Savings in Demand under the selected programme (Ml/d) input as +ve 2031-32: 0.10706; Gains in Water Available For Use / Savings in Demand under the selected programme (Ml/d) input as +ve 2032-33: 0.12081; Gains in Water Available For Use / Savings in Demand under the selected programme (Ml/d) input as +ve 2033-34: 0.13458; Gains in Water Available For Use / Savings in Demand under the selected programme (Ml/d) input as +ve 2034-35: 0.14836; Gains in Water Available For Use / Savings in Demand under the selected programme (Ml/d) input as +ve 2035-36: 0.16215; Gains in Water Available For Use / Savings in Demand under the selected programme (Ml/d) input as +ve 2036-37: 0.17596; Gains in Water Available For Use / Savings in Demand under the selected programme (Ml/d) input as +ve 2037-38: 0.1898; Gains in Water Available For Use / Savings in Demand under the selected programme (Ml/d) input as +ve 2038-39: 0.20364; Gains in Water Available For Use / Savings in Demand under the selected programme (Ml/d) input as +ve 2039-40: 0.21751; Gains in Water Available For Use / Savings in Demand under the selected programme (Ml/d) input as +ve 2040-41: 0.23138; Gains in Water Available For Use / Savings in Demand under the selected programme (Ml/d) input as +ve 2041-42: 0.24526; Gains in Water Available For Use / Savings in Demand under the selected programme (Ml/d) input as +ve 2042-43: 0.25915; Gains in Water Available For Use / Savings in Demand under the selected programme (Ml/d) input as +ve 2043-44: 0.27305; Gains in Water Available For Use / Savings in Demand under the selected programme (Ml/d) input as +ve 2044-45: 0.28696; Gains in Water Available For Use / Savings in Demand under the selected programme (Ml/d) input as +ve 2045-46: 0.30087; Gains in Water Available For Use / Savings in Demand under the selected programme (Ml/d) input as +ve 2046-47: 0.31479; Gains in Water Available For Use / Savings in Demand under the selected programme (Ml/d) input as +ve 2047-48: 0.3287; Gains in Water Available For Use / Savings in Demand under the selected programme (Ml/d) input as +ve 2048-49: 0.34262; Gains in Water Available For Use / Savings in Demand under the selected programme (Ml/d) input as +ve 2049-50: 0.35655
51dF | NHH. WEF Visit Upper.AWSNTB | NHH. WEF Visit Upper.AWSNTB | Non-household water audit | Customer Options | N | Ofwat Core | AWSNTB | Ml/d | 2 | Gains in Water Available For Use / Savings in Demand under the selected programme (Ml/d) input as +ve 2019-20: 0; Gains in Water Available For Use / Savings in Demand under the selected programme (Ml/d) input as +ve 2020-21: 0; Gains in Water Available For Use / Savings in Demand under the selected programme (Ml/d) input as +ve 2021-22: 0; Gains in Water Available For Use / Savings in Demand under the selected programme (Ml/d) input as +ve 2022-23: 0; Gains in Water Available For Use / Savings in Demand under the selected programme (Ml/d) input as +ve 2023-24: 0; Gains in Water Available For Use / Savings in Demand under the selected programme (Ml/d) input as +ve 2024-25: 0; Gains in Water Available For Use / Savings in Demand under the selected programme (Ml/d) input as +ve 2025-26: 0.018855; Gains in Water Available For Use / Savings in Demand under the selected programme (Ml/d) input as +ve 2026-27: 0.036056; Gains in Water Available For Use / Savings in Demand under the selected programme (Ml/d) input as +ve 2027-28: 0.051558; Gains in Water Available For Use / Savings in Demand under the selected programme (Ml/d) input as +ve 2028-29: 0.065799; Gains in Water Available For Use / Savings in Demand under the selected programme (Ml/d) input as +ve 2029-30: 0.079556; Gains in Water Available For Use / Savings in Demand under the selected programme (Ml/d) input as +ve 2030-31: 0.093308; Gains in Water Available For Use / Savings in Demand under the selected programme (Ml/d) input as +ve 2031-32: 0.10706; Gains in Water Available For Use / Savings in Demand under the selected programme (Ml/d) input as +ve 2032-33: 0.12081; Gains in Water Available For Use / Savings in Demand under the selected programme (Ml/d) input as +ve 2033-34: 0.13458; Gains in Water Available For Use / Savings in Demand under the selected programme (Ml/d) input as +ve 2034-35: 0.14836; Gains in Water Available For Use / Savings in Demand under the selected programme (Ml/d) input as +ve 2035-36: 0.16215; Gains in Water Available For Use / Savings in Demand under the selected programme (Ml/d) input as +ve 2036-37: 0.17596; Gains in Water Available For Use / Savings in Demand under the selected programme (Ml/d) input as +ve 2037-38: 0.1898; Gains in Water Available For Use / Savings in Demand under the selected programme (Ml/d) input as +ve 2038-39: 0.20364; Gains in Water Available For Use / Savings in Demand under the selected programme (Ml/d) input as +ve 2039-40: 0.21751; Gains in Water Available For Use / Savings in Demand under the selected programme (Ml/d) input as +ve 2040-41: 0.23138; Gains in Water Available For Use / Savings in Demand under the selected programme (Ml/d) input as +ve 2041-42: 0.24526; Gains in Water Available For Use / Savings in Demand under the selected programme (Ml/d) input as +ve 2042-43: 0.25915; Gains in Water Available For Use / Savings in Demand under the selected programme (Ml/d) input as +ve 2043-44: 0.27305; Gains in Water Available For Use / Savings in Demand under the selected programme (Ml/d) input as +ve 2044-45: 0.28696; Gains in Water Available For Use / Savings in Demand under the selected programme (Ml/d) input as +ve 2045-46: 0.30087; Gains in Water Available For Use / Savings in Demand under the selected programme (Ml/d) input as +ve 2046-47: 0.31479; Gains in Water Available For Use / Savings in Demand under the selected programme (Ml/d) input as +ve 2047-48: 0.3287; Gains in Water Available For Use / Savings in Demand under the selected programme (Ml/d) input as +ve 2048-49: 0.34262; Gains in Water Available For Use / Savings in Demand under the selected programme (Ml/d) input as +ve 2049-50: 0.35655
51dP | NHH. WEF Visit Upper.AWSNTB | NHH. WEF Visit Upper.AWSNTB | Non-household water audit | Customer Options | N | Preferred | AWSNTB | Ml/d | 2 | Gains in Water Available For Use / Savings in Demand under the selected programme (Ml/d) input as +ve 2019-20: 0; Gains in Water Available For Use / Savings in Demand under the selected programme (Ml/d) input as +ve 2020-21: 0; Gains in Water Available For Use / Savings in Demand under the selected programme (Ml/d) input as +ve 2021-22: 0; Gains in Water Available For Use / Savings in Demand under the selected programme (Ml/d) input as +ve 2022-23: 0; Gains in Water Available For Use / Savings in Demand under the selected programme (Ml/d) input as +ve 2023-24: 0; Gains in Water Available For Use / Savings in Demand under the selected programme (Ml/d) input as +ve 2024-25: 0; Gains in Water Available For Use / Savings in Demand under the selected programme (Ml/d) input as +ve 2025-26: 0.018855; Gains in Water Available For Use / Savings in Demand under the selected programme (Ml/d) input as +ve 2026-27: 0.036056; Gains in Water Available For Use / Savings in Demand under the selected programme (Ml/d) input as +ve 2027-28: 0.051558; Gains in Water Available For Use / Savings in Demand under the selected programme (Ml/d) input as +ve 2028-29: 0.065799; Gains in Water Available For Use / Savings in Demand under the selected programme (Ml/d) input as +ve 2029-30: 0.079556; Gains in Water Available For Use / Savings in Demand under the selected programme (Ml/d) input as +ve 2030-31: 0.093308; Gains in Water Available For Use / Savings in Demand under the selected programme (Ml/d) input as +ve 2031-32: 0.10706; Gains in Water Available For Use / Savings in Demand under the selected programme (Ml/d) input as +ve 2032-33: 0.12081; Gains in Water Available For Use / Savings in Demand under the selected programme (Ml/d) input as +ve 2033-34: 0.13458; Gains in Water Available For Use / Savings in Demand under the selected programme (Ml/d) input as +ve 2034-35: 0.14836; Gains in Water Available For Use / Savings in Demand under the selected programme (Ml/d) input as +ve 2035-36: 0.16215; Gains in Water Available For Use / Savings in Demand under the selected programme (Ml/d) input as +ve 2036-37: 0.17596; Gains in Water Available For Use / Savings in Demand under the selected programme (Ml/d) input as +ve 2037-38: 0.1898; Gains in Water Available For Use / Savings in Demand under the selected programme (Ml/d) input as +ve 2038-39: 0.20364; Gains in Water Available For Use / Savings in Demand under the selected programme (Ml/d) input as +ve 2039-40: 0.21751; Gains in Water Available For Use / Savings in Demand under the selected programme (Ml/d) input as +ve 2040-41: 0.23138; Gains in Water Available For Use / Savings in Demand under the selected programme (Ml/d) input as +ve 2041-42: 0.24526; Gains in Water Available For Use / Savings in Demand under the selected programme (Ml/d) input as +ve 2042-43: 0.25915; Gains in Water Available For Use / Savings in Demand under the selected programme (Ml/d) input as +ve 2043-44: 0.27305; Gains in Water Available For Use / Savings in Demand under the selected programme (Ml/d) input as +ve 2044-45: 0.28696; Gains in Water Available For Use / Savings in Demand under the selected programme (Ml/d) input as +ve 2045-46: 0.30087; Gains in Water Available For Use / Savings in Demand under the selected programme (Ml/d) input as +ve 2046-47: 0.31479; Gains in Water Available For Use / Savings in Demand under the selected programme (Ml/d) input as +ve 2047-48: 0.3287; Gains in Water Available For Use / Savings in Demand under the selected programme (Ml/d) input as +ve 2048-49: 0.34262; Gains in Water Available For Use / Savings in Demand under the selected programme (Ml/d) input as +ve 2049-50: 0.35655
51dF | Smart Metering.AWSNTB | Smart Metering.AWSNTB | Metering other selective | Customer Options | N | Least Cost | AWSNTB | Ml/d | 2 | Gains in Water Available For Use / Savings in Demand under the selected programme (Ml/d) input as +ve 2019-20: 0; Gains in Water Available For Use / Savings in Demand under the selected programme (Ml/d) input as +ve 2020-21: 0; Gains in Water Available For Use / Savings in Demand under the selected programme (Ml/d) input as +ve 2021-22: 0; Gains in Water Available For Use / Savings in Demand under the selected programme (Ml/d) input as +ve 2022-23: 0; Gains in Water Available For Use / Savings in Demand under the selected programme (Ml/d) input as +ve 2023-24: 0; Gains in Water Available For Use / Savings in Demand under the selected programme (Ml/d) input as +ve 2024-25: 0; Gains in Water Available For Use / Savings in Demand under the selected programme (Ml/d) input as +ve 2025-26: 0.028945; Gains in Water Available For Use / Savings in Demand under the selected programme (Ml/d) input as +ve 2026-27: 0.068209; Gains in Water Available For Use / Savings in Demand under the selected programme (Ml/d) input as +ve 2027-28: 0.10806; Gains in Water Available For Use / Savings in Demand under the selected programme (Ml/d) input as +ve 2028-29: 0.15679; Gains in Water Available For Use / Savings in Demand under the selected programme (Ml/d) input as +ve 2029-30: 0.21157; Gains in Water Available For Use / Savings in Demand under the selected programme (Ml/d) input as +ve 2030-31: 0.26753; Gains in Water Available For Use / Savings in Demand under the selected programme (Ml/d) input as +ve 2031-32: 0.32737; Gains in Water Available For Use / Savings in Demand under the selected programme (Ml/d) input as +ve 2032-33: 0.36198; Gains in Water Available For Use / Savings in Demand under the selected programme (Ml/d) input as +ve 2033-34: 0.39637; Gains in Water Available For Use / Savings in Demand under the selected programme (Ml/d) input as +ve 2034-35: 0.42552; Gains in Water Available For Use / Savings in Demand under the selected programme (Ml/d) input as +ve 2035-36: 0.45612; Gains in Water Available For Use / Savings in Demand under the selected programme (Ml/d) input as +ve 2036-37: 0.48621; Gains in Water Available For Use / Savings in Demand under the selected programme (Ml/d) input as +ve 2037-38: 0.5165; Gains in Water Available For Use / Savings in Demand under the selected programme (Ml/d) input as +ve 2038-39: 0.54598; Gains in Water Available For Use / Savings in Demand under the selected programme (Ml/d) input as +ve 2039-40: 0.57471; Gains in Water Available For Use / Savings in Demand under the selected programme (Ml/d) input as +ve 2040-41: 0.60268; Gains in Water Available For Use / Savings in Demand under the selected programme (Ml/d) input as +ve 2041-42: 0.62993; Gains in Water Available For Use / Savings in Demand under the selected programme (Ml/d) input as +ve 2042-43: 0.6565; Gains in Water Available For Use / Savings in Demand under the selected programme (Ml/d) input as +ve 2043-44: 0.68236; Gains in Water Available For Use / Savings in Demand under the selected programme (Ml/d) input as +ve 2044-45: 0.70754; Gains in Water Available For Use / Savings in Demand under the selected programme (Ml/d) input as +ve 2045-46: 0.72828; Gains in Water Available For Use / Savings in Demand under the selected programme (Ml/d) input as +ve 2046-47: 0.74848; Gains in Water Available For Use / Savings in Demand under the selected programme (Ml/d) input as +ve 2047-48: 0.76807; Gains in Water Available For Use / Savings in Demand under the selected programme (Ml/d) input as +ve 2048-49: 0.78704; Gains in Water Available For Use / Savings in Demand under the selected programme (Ml/d) input as +ve 2049-50: 0.80327
51dF | Smart Metering.AWSNTB | Smart Metering.AWSNTB | Metering other selective | Customer Options | N | Ofwat Core | AWSNTB | Ml/d | 2 | Gains in Water Available For Use / Savings in Demand under the selected programme (Ml/d) input as +ve 2019-20: 0; Gains in Water Available For Use / Savings in Demand under the selected programme (Ml/d) input as +ve 2020-21: 0; Gains in Water Available For Use / Savings in Demand under the selected programme (Ml/d) input as +ve 2021-22: 0; Gains in Water Available For Use / Savings in Demand under the selected programme (Ml/d) input as +ve 2022-23: 0; Gains in Water Available For Use / Savings in Demand under the selected programme (Ml/d) input as +ve 2023-24: 0; Gains in Water Available For Use / Savings in Demand under the selected programme (Ml/d) input as +ve 2024-25: 0; Gains in Water Available For Use / Savings in Demand under the selected programme (Ml/d) input as +ve 2025-26: 0.028945; Gains in Water Available For Use / Savings in Demand under the selected programme (Ml/d) input as +ve 2026-27: 0.068209; Gains in Water Available For Use / Savings in Demand under the selected programme (Ml/d) input as +ve 2027-28: 0.10806; Gains in Water Available For Use / Savings in Demand under the selected programme (Ml/d) input as +ve 2028-29: 0.15679; Gains in Water Available For Use / Savings in Demand under the selected programme (Ml/d) input as +ve 2029-30: 0.21157; Gains in Water Available For Use / Savings in Demand under the selected programme (Ml/d) input as +ve 2030-31: 0.26753; Gains in Water Available For Use / Savings in Demand under the selected programme (Ml/d) input as +ve 2031-32: 0.32737; Gains in Water Available For Use / Savings in Demand under the selected programme (Ml/d) input as +ve 2032-33: 0.36198; Gains in Water Available For Use / Savings in Demand under the selected programme (Ml/d) input as +ve 2033-34: 0.39637; Gains in Water Available For Use / Savings in Demand under the selected programme (Ml/d) input as +ve 2034-35: 0.42552; Gains in Water Available For Use / Savings in Demand under the selected programme (Ml/d) input as +ve 2035-36: 0.45612; Gains in Water Available For Use / Savings in Demand under the selected programme (Ml/d) input as +ve 2036-37: 0.48621; Gains in Water Available For Use / Savings in Demand under the selected programme (Ml/d) input as +ve 2037-38: 0.5165; Gains in Water Available For Use / Savings in Demand under the selected programme (Ml/d) input as +ve 2038-39: 0.54598; Gains in Water Available For Use / Savings in Demand under the selected programme (Ml/d) input as +ve 2039-40: 0.57471; Gains in Water Available For Use / Savings in Demand under the selected programme (Ml/d) input as +ve 2040-41: 0.60268; Gains in Water Available For Use / Savings in Demand under the selected programme (Ml/d) input as +ve 2041-42: 0.62993; Gains in Water Available For Use / Savings in Demand under the selected programme (Ml/d) input as +ve 2042-43: 0.6565; Gains in Water Available For Use / Savings in Demand under the selected programme (Ml/d) input as +ve 2043-44: 0.68236; Gains in Water Available For Use / Savings in Demand under the selected programme (Ml/d) input as +ve 2044-45: 0.70754; Gains in Water Available For Use / Savings in Demand under the selected programme (Ml/d) input as +ve 2045-46: 0.72828; Gains in Water Available For Use / Savings in Demand under the selected programme (Ml/d) input as +ve 2046-47: 0.74848; Gains in Water Available For Use / Savings in Demand under the selected programme (Ml/d) input as +ve 2047-48: 0.76807; Gains in Water Available For Use / Savings in Demand under the selected programme (Ml/d) input as +ve 2048-49: 0.78704; Gains in Water Available For Use / Savings in Demand under the selected programme (Ml/d) input as +ve 2049-50: 0.80327
51dP | Smart Metering.AWSNTB | Smart Metering.AWSNTB | Metering other selective | Customer Options | N | Preferred | AWSNTB | Ml/d | 2 | Gains in Water Available For Use / Savings in Demand under the selected programme (Ml/d) input as +ve 2019-20: 0; Gains in Water Available For Use / Savings in Demand under the selected programme (Ml/d) input as +ve 2020-21: 0; Gains in Water Available For Use / Savings in Demand under the selected programme (Ml/d) input as +ve 2021-22: 0; Gains in Water Available For Use / Savings in Demand under the selected programme (Ml/d) input as +ve 2022-23: 0; Gains in Water Available For Use / Savings in Demand under the selected programme (Ml/d) input as +ve 2023-24: 0; Gains in Water Available For Use / Savings in Demand under the selected programme (Ml/d) input as +ve 2024-25: 0; Gains in Water Available For Use / Savings in Demand under the selected programme (Ml/d) input as +ve 2025-26: 0.028945; Gains in Water Available For Use / Savings in Demand under the selected programme (Ml/d) input as +ve 2026-27: 0.068209; Gains in Water Available For Use / Savings in Demand under the selected programme (Ml/d) input as +ve 2027-28: 0.10806; Gains in Water Available For Use / Savings in Demand under the selected programme (Ml/d) input as +ve 2028-29: 0.15679; Gains in Water Available For Use / Savings in Demand under the selected programme (Ml/d) input as +ve 2029-30: 0.21157; Gains in Water Available For Use / Savings in Demand under the selected programme (Ml/d) input as +ve 2030-31: 0.26753; Gains in Water Available For Use / Savings in Demand under the selected programme (Ml/d) input as +ve 2031-32: 0.32737; Gains in Water Available For Use / Savings in Demand under the selected programme (Ml/d) input as +ve 2032-33: 0.36198; Gains in Water Available For Use / Savings in Demand under the selected programme (Ml/d) input as +ve 2033-34: 0.39637; Gains in Water Available For Use / Savings in Demand under the selected programme (Ml/d) input as +ve 2034-35: 0.42552; Gains in Water Available For Use / Savings in Demand under the selected programme (Ml/d) input as +ve 2035-36: 0.45612; Gains in Water Available For Use / Savings in Demand under the selected programme (Ml/d) input as +ve 2036-37: 0.48621; Gains in Water Available For Use / Savings in Demand under the selected programme (Ml/d) input as +ve 2037-38: 0.5165; Gains in Water Available For Use / Savings in Demand under the selected programme (Ml/d) input as +ve 2038-39: 0.54598; Gains in Water Available For Use / Savings in Demand under the selected programme (Ml/d) input as +ve 2039-40: 0.57471; Gains in Water Available For Use / Savings in Demand under the selected programme (Ml/d) input as +ve 2040-41: 0.60268; Gains in Water Available For Use / Savings in Demand under the selected programme (Ml/d) input as +ve 2041-42: 0.62993; Gains in Water Available For Use / Savings in Demand under the selected programme (Ml/d) input as +ve 2042-43: 0.6565; Gains in Water Available For Use / Savings in Demand under the selected programme (Ml/d) input as +ve 2043-44: 0.68236; Gains in Water Available For Use / Savings in Demand under the selected programme (Ml/d) input as +ve 2044-45: 0.70754; Gains in Water Available For Use / Savings in Demand under the selected programme (Ml/d) input as +ve 2045-46: 0.72828; Gains in Water Available For Use / Savings in Demand under the selected programme (Ml/d) input as +ve 2046-47: 0.74848; Gains in Water Available For Use / Savings in Demand under the selected programme (Ml/d) input as +ve 2047-48: 0.76807; Gains in Water Available For Use / Savings in Demand under the selected programme (Ml/d) input as +ve 2048-49: 0.78704; Gains in Water Available For Use / Savings in Demand under the selected programme (Ml/d) input as +ve 2049-50: 0.80327
51dF | USPL_HH_MET.AWSNTB | USPL_HH_MET.AWSNTB | Supply pipe repairs / replacement | Customer Options | N | Least Cost | AWSNTB | Ml/d | 2 | Gains in Water Available For Use / Savings in Demand under the selected programme (Ml/d) input as +ve 2019-20: 0; Gains in Water Available For Use / Savings in Demand under the selected programme (Ml/d) input as +ve 2020-21: 0; Gains in Water Available For Use / Savings in Demand under the selected programme (Ml/d) input as +ve 2021-22: 0; Gains in Water Available For Use / Savings in Demand under the selected programme (Ml/d) input as +ve 2022-23: 0; Gains in Water Available For Use / Savings in Demand under the selected programme (Ml/d) input as +ve 2023-24: 0; Gains in Water Available For Use / Savings in Demand under the selected programme (Ml/d) input as +ve 2024-25: 0; Gains in Water Available For Use / Savings in Demand under the selected programme (Ml/d) input as +ve 2025-26: 0.0054719; Gains in Water Available For Use / Savings in Demand under the selected programme (Ml/d) input as +ve 2026-27: 0.014763; Gains in Water Available For Use / Savings in Demand under the selected programme (Ml/d) input as +ve 2027-28: 0.025546; Gains in Water Available For Use / Savings in Demand under the selected programme (Ml/d) input as +ve 2028-29: 0.039867; Gains in Water Available For Use / Savings in Demand under the selected programme (Ml/d) input as +ve 2029-30: 0.057007; Gains in Water Available For Use / Savings in Demand under the selected programme (Ml/d) input as +ve 2030-31: 0.075376; Gains in Water Available For Use / Savings in Demand under the selected programme (Ml/d) input as +ve 2031-32: 0.095687; Gains in Water Available For Use / Savings in Demand under the selected programme (Ml/d) input as +ve 2032-33: 0.10562; Gains in Water Available For Use / Savings in Demand under the selected programme (Ml/d) input as +ve 2033-34: 0.11553; Gains in Water Available For Use / Savings in Demand under the selected programme (Ml/d) input as +ve 2034-35: 0.12378; Gains in Water Available For Use / Savings in Demand under the selected programme (Ml/d) input as +ve 2035-36: 0.13256; Gains in Water Available For Use / Savings in Demand under the selected programme (Ml/d) input as +ve 2036-37: 0.14122; Gains in Water Available For Use / Savings in Demand under the selected programme (Ml/d) input as +ve 2037-38: 0.15; Gains in Water Available For Use / Savings in Demand under the selected programme (Ml/d) input as +ve 2038-39: 0.15857; Gains in Water Available For Use / Savings in Demand under the selected programme (Ml/d) input as +ve 2039-40: 0.16694; Gains in Water Available For Use / Savings in Demand under the selected programme (Ml/d) input as +ve 2040-41: 0.17509; Gains in Water Available For Use / Savings in Demand under the selected programme (Ml/d) input as +ve 2041-42: 0.18305; Gains in Water Available For Use / Savings in Demand under the selected programme (Ml/d) input as +ve 2042-43: 0.19082; Gains in Water Available For Use / Savings in Demand under the selected programme (Ml/d) input as +ve 2043-44: 0.19839; Gains in Water Available For Use / Savings in Demand under the selected programme (Ml/d) input as +ve 2044-45: 0.20577; Gains in Water Available For Use / Savings in Demand under the selected programme (Ml/d) input as +ve 2045-46: 0.21232; Gains in Water Available For Use / Savings in Demand under the selected programme (Ml/d) input as +ve 2046-47: 0.2187; Gains in Water Available For Use / Savings in Demand under the selected programme (Ml/d) input as +ve 2047-48: 0.2249; Gains in Water Available For Use / Savings in Demand under the selected programme (Ml/d) input as +ve 2048-49: 0.2309; Gains in Water Available For Use / Savings in Demand under the selected programme (Ml/d) input as +ve 2049-50: 0.2363
51dF | USPL_HH_MET.AWSNTB | USPL_HH_MET.AWSNTB | Supply pipe repairs / replacement | Customer Options | N | Ofwat Core | AWSNTB | Ml/d | 2 | Gains in Water Available For Use / Savings in Demand under the selected programme (Ml/d) input as +ve 2019-20: 0; Gains in Water Available For Use / Savings in Demand under the selected programme (Ml/d) input as +ve 2020-21: 0; Gains in Water Available For Use / Savings in Demand under the selected programme (Ml/d) input as +ve 2021-22: 0; Gains in Water Available For Use / Savings in Demand under the selected programme (Ml/d) input as +ve 2022-23: 0; Gains in Water Available For Use / Savings in Demand under the selected programme (Ml/d) input as +ve 2023-24: 0; Gains in Water Available For Use / Savings in Demand under the selected programme (Ml/d) input as +ve 2024-25: 0; Gains in Water Available For Use / Savings in Demand under the selected programme (Ml/d) input as +ve 2025-26: 0.0054719; Gains in Water Available For Use / Savings in Demand under the selected programme (Ml/d) input as +ve 2026-27: 0.014763; Gains in Water Available For Use / Savings in Demand under the selected programme (Ml/d) input as +ve 2027-28: 0.025546; Gains in Water Available For Use / Savings in Demand under the selected programme (Ml/d) input as +ve 2028-29: 0.039867; Gains in Water Available For Use / Savings in Demand under the selected programme (Ml/d) input as +ve 2029-30: 0.057007; Gains in Water Available For Use / Savings in Demand under the selected programme (Ml/d) input as +ve 2030-31: 0.075376; Gains in Water Available For Use / Savings in Demand under the selected programme (Ml/d) input as +ve 2031-32: 0.095687; Gains in Water Available For Use / Savings in Demand under the selected programme (Ml/d) input as +ve 2032-33: 0.10562; Gains in Water Available For Use / Savings in Demand under the selected programme (Ml/d) input as +ve 2033-34: 0.11553; Gains in Water Available For Use / Savings in Demand under the selected programme (Ml/d) input as +ve 2034-35: 0.12378; Gains in Water Available For Use / Savings in Demand under the selected programme (Ml/d) input as +ve 2035-36: 0.13256; Gains in Water Available For Use / Savings in Demand under the selected programme (Ml/d) input as +ve 2036-37: 0.14122; Gains in Water Available For Use / Savings in Demand under the selected programme (Ml/d) input as +ve 2037-38: 0.15; Gains in Water Available For Use / Savings in Demand under the selected programme (Ml/d) input as +ve 2038-39: 0.15857; Gains in Water Available For Use / Savings in Demand under the selected programme (Ml/d) input as +ve 2039-40: 0.16694; Gains in Water Available For Use / Savings in Demand under the selected programme (Ml/d) input as +ve 2040-41: 0.17509; Gains in Water Available For Use / Savings in Demand under the selected programme (Ml/d) input as +ve 2041-42: 0.18305; Gains in Water Available For Use / Savings in Demand under the selected programme (Ml/d) input as +ve 2042-43: 0.19082; Gains in Water Available For Use / Savings in Demand under the selected programme (Ml/d) input as +ve 2043-44: 0.19839; Gains in Water Available For Use / Savings in Demand under the selected programme (Ml/d) input as +ve 2044-45: 0.20577; Gains in Water Available For Use / Savings in Demand under the selected programme (Ml/d) input as +ve 2045-46: 0.21232; Gains in Water Available For Use / Savings in Demand under the selected programme (Ml/d) input as +ve 2046-47: 0.2187; Gains in Water Available For Use / Savings in Demand under the selected programme (Ml/d) input as +ve 2047-48: 0.2249; Gains in Water Available For Use / Savings in Demand under the selected programme (Ml/d) input as +ve 2048-49: 0.2309; Gains in Water Available For Use / Savings in Demand under the selected programme (Ml/d) input as +ve 2049-50: 0.2363
51dP | USPL_HH_MET.AWSNTB | USPL_HH_MET.AWSNTB | Supply pipe repairs / replacement | Customer Options | N | Preferred | AWSNTB | Ml/d | 2 | Gains in Water Available For Use / Savings in Demand under the selected programme (Ml/d) input as +ve 2019-20: 0; Gains in Water Available For Use / Savings in Demand under the selected programme (Ml/d) input as +ve 2020-21: 0; Gains in Water Available For Use / Savings in Demand under the selected programme (Ml/d) input as +ve 2021-22: 0; Gains in Water Available For Use / Savings in Demand under the selected programme (Ml/d) input as +ve 2022-23: 0; Gains in Water Available For Use / Savings in Demand under the selected programme (Ml/d) input as +ve 2023-24: 0; Gains in Water Available For Use / Savings in Demand under the selected programme (Ml/d) input as +ve 2024-25: 0; Gains in Water Available For Use / Savings in Demand under the selected programme (Ml/d) input as +ve 2025-26: 0.0054719; Gains in Water Available For Use / Savings in Demand under the selected programme (Ml/d) input as +ve 2026-27: 0.014763; Gains in Water Available For Use / Savings in Demand under the selected programme (Ml/d) input as +ve 2027-28: 0.025546; Gains in Water Available For Use / Savings in Demand under the selected programme (Ml/d) input as +ve 2028-29: 0.039867; Gains in Water Available For Use / Savings in Demand under the selected programme (Ml/d) input as +ve 2029-30: 0.057007; Gains in Water Available For Use / Savings in Demand under the selected programme (Ml/d) input as +ve 2030-31: 0.075376; Gains in Water Available For Use / Savings in Demand under the selected programme (Ml/d) input as +ve 2031-32: 0.095687; Gains in Water Available For Use / Savings in Demand under the selected programme (Ml/d) input as +ve 2032-33: 0.10562; Gains in Water Available For Use / Savings in Demand under the selected programme (Ml/d) input as +ve 2033-34: 0.11553; Gains in Water Available For Use / Savings in Demand under the selected programme (Ml/d) input as +ve 2034-35: 0.12378; Gains in Water Available For Use / Savings in Demand under the selected programme (Ml/d) input as +ve 2035-36: 0.13256; Gains in Water Available For Use / Savings in Demand under the selected programme (Ml/d) input as +ve 2036-37: 0.14122; Gains in Water Available For Use / Savings in Demand under the selected programme (Ml/d) input as +ve 2037-38: 0.15; Gains in Water Available For Use / Savings in Demand under the selected programme (Ml/d) input as +ve 2038-39: 0.15857; Gains in Water Available For Use / Savings in Demand under the selected programme (Ml/d) input as +ve 2039-40: 0.16694; Gains in Water Available For Use / Savings in Demand under the selected programme (Ml/d) input as +ve 2040-41: 0.17509; Gains in Water Available For Use / Savings in Demand under the selected programme (Ml/d) input as +ve 2041-42: 0.18305; Gains in Water Available For Use / Savings in Demand under the selected programme (Ml/d) input as +ve 2042-43: 0.19082; Gains in Water Available For Use / Savings in Demand under the selected programme (Ml/d) input as +ve 2043-44: 0.19839; Gains in Water Available For Use / Savings in Demand under the selected programme (Ml/d) input as +ve 2044-45: 0.20577; Gains in Water Available For Use / Savings in Demand under the selected programme (Ml/d) input as +ve 2045-46: 0.21232; Gains in Water Available For Use / Savings in Demand under the selected programme (Ml/d) input as +ve 2046-47: 0.2187; Gains in Water Available For Use / Savings in Demand under the selected programme (Ml/d) input as +ve 2047-48: 0.2249; Gains in Water Available For Use / Savings in Demand under the selected programme (Ml/d) input as +ve 2048-49: 0.2309; Gains in Water Available For Use / Savings in Demand under the selected programme (Ml/d) input as +ve 2049-50: 0.2363
51dF | USPL_ShSupplies.AWSNTB | USPL_ShSupplies.AWSNTB | Supply pipe repairs / replacement | Customer Options | N | Least Cost | AWSNTB | Ml/d | 2 | Gains in Water Available For Use / Savings in Demand under the selected programme (Ml/d) input as +ve 2019-20: 0; Gains in Water Available For Use / Savings in Demand under the selected programme (Ml/d) input as +ve 2020-21: 0; Gains in Water Available For Use / Savings in Demand under the selected programme (Ml/d) input as +ve 2021-22: 0; Gains in Water Available For Use / Savings in Demand under the selected programme (Ml/d) input as +ve 2022-23: 0; Gains in Water Available For Use / Savings in Demand under the selected programme (Ml/d) input as +ve 2023-24: 0; Gains in Water Available For Use / Savings in Demand under the selected programme (Ml/d) input as +ve 2024-25: 0; Gains in Water Available For Use / Savings in Demand under the selected programme (Ml/d) input as +ve 2025-26: 0.36158; Gains in Water Available For Use / Savings in Demand under the selected programme (Ml/d) input as +ve 2026-27: 0.36158; Gains in Water Available For Use / Savings in Demand under the selected programme (Ml/d) input as +ve 2027-28: 0.36158; Gains in Water Available For Use / Savings in Demand under the selected programme (Ml/d) input as +ve 2028-29: 0.36158; Gains in Water Available For Use / Savings in Demand under the selected programme (Ml/d) input as +ve 2029-30: 0.36158; Gains in Water Available For Use / Savings in Demand under the selected programme (Ml/d) input as +ve 2030-31: 0.36158; Gains in Water Available For Use / Savings in Demand under the selected programme (Ml/d) input as +ve 2031-32: 0.36158; Gains in Water Available For Use / Savings in Demand under the selected programme (Ml/d) input as +ve 2032-33: 0.36158; Gains in Water Available For Use / Savings in Demand under the selected programme (Ml/d) input as +ve 2033-34: 0.36158; Gains in Water Available For Use / Savings in Demand under the selected programme (Ml/d) input as +ve 2034-35: 0.36158; Gains in Water Available For Use / Savings in Demand under the selected programme (Ml/d) input as +ve 2035-36: 0.36158; Gains in Water Available For Use / Savings in Demand under the selected programme (Ml/d) input as +ve 2036-37: 0.36158; Gains in Water Available For Use / Savings in Demand under the selected programme (Ml/d) input as +ve 2037-38: 0.36158; Gains in Water Available For Use / Savings in Demand under the selected programme (Ml/d) input as +ve 2038-39: 0.36158; Gains in Water Available For Use / Savings in Demand under the selected programme (Ml/d) input as +ve 2039-40: 0.36158; Gains in Water Available For Use / Savings in Demand under the selected programme (Ml/d) input as +ve 2040-41: 0.36158; Gains in Water Available For Use / Savings in Demand under the selected programme (Ml/d) input as +ve 2041-42: 0.36158; Gains in Water Available For Use / Savings in Demand under the selected programme (Ml/d) input as +ve 2042-43: 0.36158; Gains in Water Available For Use / Savings in Demand under the selected programme (Ml/d) input as +ve 2043-44: 0.36158; Gains in Water Available For Use / Savings in Demand under the selected programme (Ml/d) input as +ve 2044-45: 0.36158; Gains in Water Available For Use / Savings in Demand under the selected programme (Ml/d) input as +ve 2045-46: 0.36158; Gains in Water Available For Use / Savings in Demand under the selected programme (Ml/d) input as +ve 2046-47: 0.36158; Gains in Water Available For Use / Savings in Demand under the selected programme (Ml/d) input as +ve 2047-48: 0.36158; Gains in Water Available For Use / Savings in Demand under the selected programme (Ml/d) input as +ve 2048-49: 0.36158; Gains in Water Available For Use / Savings in Demand under the selected programme (Ml/d) input as +ve 2049-50: 0.36158
51dF | USPL_ShSupplies.AWSNTB | USPL_ShSupplies.AWSNTB | Supply pipe repairs / replacement | Customer Options | N | Ofwat Core | AWSNTB | Ml/d | 2 | Gains in Water Available For Use / Savings in Demand under the selected programme (Ml/d) input as +ve 2019-20: 0; Gains in Water Available For Use / Savings in Demand under the selected programme (Ml/d) input as +ve 2020-21: 0; Gains in Water Available For Use / Savings in Demand under the selected programme (Ml/d) input as +ve 2021-22: 0; Gains in Water Available For Use / Savings in Demand under the selected programme (Ml/d) input as +ve 2022-23: 0; Gains in Water Available For Use / Savings in Demand under the selected programme (Ml/d) input as +ve 2023-24: 0; Gains in Water Available For Use / Savings in Demand under the selected programme (Ml/d) input as +ve 2024-25: 0; Gains in Water Available For Use / Savings in Demand under the selected programme (Ml/d) input as +ve 2025-26: 0.36158; Gains in Water Available For Use / Savings in Demand under the selected programme (Ml/d) input as +ve 2026-27: 0.36158; Gains in Water Available For Use / Savings in Demand under the selected programme (Ml/d) input as +ve 2027-28: 0.36158; Gains in Water Available For Use / Savings in Demand under the selected programme (Ml/d) input as +ve 2028-29: 0.36158; Gains in Water Available For Use / Savings in Demand under the selected programme (Ml/d) input as +ve 2029-30: 0.36158; Gains in Water Available For Use / Savings in Demand under the selected programme (Ml/d) input as +ve 2030-31: 0.36158; Gains in Water Available For Use / Savings in Demand under the selected programme (Ml/d) input as +ve 2031-32: 0.36158; Gains in Water Available For Use / Savings in Demand under the selected programme (Ml/d) input as +ve 2032-33: 0.36158; Gains in Water Available For Use / Savings in Demand under the selected programme (Ml/d) input as +ve 2033-34: 0.36158; Gains in Water Available For Use / Savings in Demand under the selected programme (Ml/d) input as +ve 2034-35: 0.36158; Gains in Water Available For Use / Savings in Demand under the selected programme (Ml/d) input as +ve 2035-36: 0.36158; Gains in Water Available For Use / Savings in Demand under the selected programme (Ml/d) input as +ve 2036-37: 0.36158; Gains in Water Available For Use / Savings in Demand under the selected programme (Ml/d) input as +ve 2037-38: 0.36158; Gains in Water Available For Use / Savings in Demand under the selected programme (Ml/d) input as +ve 2038-39: 0.36158; Gains in Water Available For Use / Savings in Demand under the selected programme (Ml/d) input as +ve 2039-40: 0.36158; Gains in Water Available For Use / Savings in Demand under the selected programme (Ml/d) input as +ve 2040-41: 0.36158; Gains in Water Available For Use / Savings in Demand under the selected programme (Ml/d) input as +ve 2041-42: 0.36158; Gains in Water Available For Use / Savings in Demand under the selected programme (Ml/d) input as +ve 2042-43: 0.36158; Gains in Water Available For Use / Savings in Demand under the selected programme (Ml/d) input as +ve 2043-44: 0.36158; Gains in Water Available For Use / Savings in Demand under the selected programme (Ml/d) input as +ve 2044-45: 0.36158; Gains in Water Available For Use / Savings in Demand under the selected programme (Ml/d) input as +ve 2045-46: 0.36158; Gains in Water Available For Use / Savings in Demand under the selected programme (Ml/d) input as +ve 2046-47: 0.36158; Gains in Water Available For Use / Savings in Demand under the selected programme (Ml/d) input as +ve 2047-48: 0.36158; Gains in Water Available For Use / Savings in Demand under the selected programme (Ml/d) input as +ve 2048-49: 0.36158; Gains in Water Available For Use / Savings in Demand under the selected programme (Ml/d) input as +ve 2049-50: 0.36158
51dP | USPL_ShSupplies.AWSNTB | USPL_ShSupplies.AWSNTB | Supply pipe repairs / replacement | Customer Options | N | Preferred | AWSNTB | Ml/d | 2 | Gains in Water Available For Use / Savings in Demand under the selected programme (Ml/d) input as +ve 2019-20: 0; Gains in Water Available For Use / Savings in Demand under the selected programme (Ml/d) input as +ve 2020-21: 0; Gains in Water Available For Use / Savings in Demand under the selected programme (Ml/d) input as +ve 2021-22: 0; Gains in Water Available For Use / Savings in Demand under the selected programme (Ml/d) input as +ve 2022-23: 0; Gains in Water Available For Use / Savings in Demand under the selected programme (Ml/d) input as +ve 2023-24: 0; Gains in Water Available For Use / Savings in Demand under the selected programme (Ml/d) input as +ve 2024-25: 0; Gains in Water Available For Use / Savings in Demand under the selected programme (Ml/d) input as +ve 2025-26: 0.36158; Gains in Water Available For Use / Savings in Demand under the selected programme (Ml/d) input as +ve 2026-27: 0.36158; Gains in Water Available For Use / Savings in Demand under the selected programme (Ml/d) input as +ve 2027-28: 0.36158; Gains in Water Available For Use / Savings in Demand under the selected programme (Ml/d) input as +ve 2028-29: 0.36158; Gains in Water Available For Use / Savings in Demand under the selected programme (Ml/d) input as +ve 2029-30: 0.36158; Gains in Water Available For Use / Savings in Demand under the selected programme (Ml/d) input as +ve 2030-31: 0.36158; Gains in Water Available For Use / Savings in Demand under the selected programme (Ml/d) input as +ve 2031-32: 0.36158; Gains in Water Available For Use / Savings in Demand under the selected programme (Ml/d) input as +ve 2032-33: 0.36158; Gains in Water Available For Use / Savings in Demand under the selected programme (Ml/d) input as +ve 2033-34: 0.36158; Gains in Water Available For Use / Savings in Demand under the selected programme (Ml/d) input as +ve 2034-35: 0.36158; Gains in Water Available For Use / Savings in Demand under the selected programme (Ml/d) input as +ve 2035-36: 0.36158; Gains in Water Available For Use / Savings in Demand under the selected programme (Ml/d) input as +ve 2036-37: 0.36158; Gains in Water Available For Use / Savings in Demand under the selected programme (Ml/d) input as +ve 2037-38: 0.36158; Gains in Water Available For Use / Savings in Demand under the selected programme (Ml/d) input as +ve 2038-39: 0.36158; Gains in Water Available For Use / Savings in Demand under the selected programme (Ml/d) input as +ve 2039-40: 0.36158; Gains in Water Available For Use / Savings in Demand under the selected programme (Ml/d) input as +ve 2040-41: 0.36158; Gains in Water Available For Use / Savings in Demand under the selected programme (Ml/d) input as +ve 2041-42: 0.36158; Gains in Water Available For Use / Savings in Demand under the selected programme (Ml/d) input as +ve 2042-43: 0.36158; Gains in Water Available For Use / Savings in Demand under the selected programme (Ml/d) input as +ve 2043-44: 0.36158; Gains in Water Available For Use / Savings in Demand under the selected programme (Ml/d) input as +ve 2044-45: 0.36158; Gains in Water Available For Use / Savings in Demand under the selected programme (Ml/d) input as +ve 2045-46: 0.36158; Gains in Water Available For Use / Savings in Demand under the selected programme (Ml/d) input as +ve 2046-47: 0.36158; Gains in Water Available For Use / Savings in Demand under the selected programme (Ml/d) input as +ve 2047-48: 0.36158; Gains in Water Available For Use / Savings in Demand under the selected programme (Ml/d) input as +ve 2048-49: 0.36158; Gains in Water Available For Use / Savings in Demand under the selected programme (Ml/d) input as +ve 2049-50: 0.36158
52aA | Adjustment for Licence cap scenario 8 | LC13 | Other changes to DO | Resource Options | N | Ofwat Core | AWSNTB | Ml/d | 2 | Gains in Water Available For Use / Savings in Demand under the selected programme (Ml/d) input as +ve 2025-26: 16.75; Gains in Water Available For Use / Savings in Demand under the selected programme (Ml/d) input as +ve 2026-27: 16.75; Gains in Water Available For Use / Savings in Demand under the selected programme (Ml/d) input as +ve 2027-28: 16.75; Gains in Water Available For Use / Savings in Demand under the selected programme (Ml/d) input as +ve 2028-29: 16.75; Gains in Water Available For Use / Savings in Demand under the selected programme (Ml/d) input as +ve 2029-30: 16.75; Gains in Water Available For Use / Savings in Demand under the selected programme (Ml/d) input as +ve 2030-31: 0; Gains in Water Available For Use / Savings in Demand under the selected programme (Ml/d) input as +ve 2031-32: 0; Gains in Water Available For Use / Savings in Demand under the selected programme (Ml/d) input as +ve 2032-33: 0; Gains in Water Available For Use / Savings in Demand under the selected programme (Ml/d) input as +ve 2033-34: 0; Gains in Water Available For Use / Savings in Demand under the selected programme (Ml/d) input as +ve 2034-35: 0; Gains in Water Available For Use / Savings in Demand under the selected programme (Ml/d) input as +ve 2035-36: 0; Gains in Water Available For Use / Savings in Demand under the selected programme (Ml/d) input as +ve 2036-37: 0; Gains in Water Available For Use / Savings in Demand under the selected programme (Ml/d) input as +ve 2037-38: 0; Gains in Water Available For Use / Savings in Demand under the selected programme (Ml/d) input as +ve 2038-39: 0; Gains in Water Available For Use / Savings in Demand under the selected programme (Ml/d) input as +ve 2039-40: 0; Gains in Water Available For Use / Savings in Demand under the selected programme (Ml/d) input as +ve 2040-41: 0; Gains in Water Available For Use / Savings in Demand under the selected programme (Ml/d) input as +ve 2041-42: 0; Gains in Water Available For Use / Savings in Demand under the selected programme (Ml/d) input as +ve 2042-43: 0; Gains in Water Available For Use / Savings in Demand under the selected programme (Ml/d) input as +ve 2043-44: 0; Gains in Water Available For Use / Savings in Demand under the selected programme (Ml/d) input as +ve 2044-45: 0; Gains in Water Available For Use / Savings in Demand under the selected programme (Ml/d) input as +ve 2045-46: 0; Gains in Water Available For Use / Savings in Demand under the selected programme (Ml/d) input as +ve 2046-47: 0; Gains in Water Available For Use / Savings in Demand under the selected programme (Ml/d) input as +ve 2047-48: 0; Gains in Water Available For Use / Savings in Demand under the selected programme (Ml/d) input as +ve 2048-49: 0; Gains in Water Available For Use / Savings in Demand under the selected programme (Ml/d) input as +ve 2049-50: 0
52aA | AMP8 OPI Adjustment | OPI3 | Other changes to DO | Resource Options | N | Ofwat Core | AWSNTB | Ml/d | 2 | Gains in Water Available For Use / Savings in Demand under the selected programme (Ml/d) input as +ve 2025-26: 1.15; Gains in Water Available For Use / Savings in Demand under the selected programme (Ml/d) input as +ve 2026-27: 1.15; Gains in Water Available For Use / Savings in Demand under the selected programme (Ml/d) input as +ve 2027-28: 1.15; Gains in Water Available For Use / Savings in Demand under the selected programme (Ml/d) input as +ve 2028-29: 0; Gains in Water Available For Use / Savings in Demand under the selected programme (Ml/d) input as +ve 2029-30: 0; Gains in Water Available For Use / Savings in Demand under the selected programme (Ml/d) input as +ve 2030-31: 0; Gains in Water Available For Use / Savings in Demand under the selected programme (Ml/d) input as +ve 2031-32: 0; Gains in Water Available For Use / Savings in Demand under the selected programme (Ml/d) input as +ve 2032-33: 0; Gains in Water Available For Use / Savings in Demand under the selected programme (Ml/d) input as +ve 2033-34: 0; Gains in Water Available For Use / Savings in Demand under the selected programme (Ml/d) input as +ve 2034-35: 0; Gains in Water Available For Use / Savings in Demand under the selected programme (Ml/d) input as +ve 2035-36: 0; Gains in Water Available For Use / Savings in Demand under the selected programme (Ml/d) input as +ve 2036-37: 0; Gains in Water Available For Use / Savings in Demand under the selected programme (Ml/d) input as +ve 2037-38: 0; Gains in Water Available For Use / Savings in Demand under the selected programme (Ml/d) input as +ve 2038-39: 0; Gains in Water Available For Use / Savings in Demand under the selected programme (Ml/d) input as +ve 2039-40: 0; Gains in Water Available For Use / Savings in Demand under the selected programme (Ml/d) input as +ve 2040-41: 0; Gains in Water Available For Use / Savings in Demand under the selected programme (Ml/d) input as +ve 2041-42: 0; Gains in Water Available For Use / Savings in Demand under the selected programme (Ml/d) input as +ve 2042-43: 0; Gains in Water Available For Use / Savings in Demand under the selected programme (Ml/d) input as +ve 2043-44: 0; Gains in Water Available For Use / Savings in Demand under the selected programme (Ml/d) input as +ve 2044-45: 0; Gains in Water Available For Use / Savings in Demand under the selected programme (Ml/d) input as +ve 2045-46: 0; Gains in Water Available For Use / Savings in Demand under the selected programme (Ml/d) input as +ve 2046-47: 0; Gains in Water Available For Use / Savings in Demand under the selected programme (Ml/d) input as +ve 2047-48: 0; Gains in Water Available For Use / Savings in Demand under the selected programme (Ml/d) input as +ve 2048-49: 0; Gains in Water Available For Use / Savings in Demand under the selected programme (Ml/d) input as +ve 2049-50: 0
52aA | Bacton desalination (seawater) 25 Ml/d | NTB17 | Desalination | Resource Options | N | Alternative | AWSNTB | Ml/d | 2 | Gains in Water Available For Use / Savings in Demand under the selected programme (Ml/d) input as +ve 2025-26: 0; Gains in Water Available For Use / Savings in Demand under the selected programme (Ml/d) input as +ve 2026-27: 0; Gains in Water Available For Use / Savings in Demand under the selected programme (Ml/d) input as +ve 2027-28: 0; Gains in Water Available For Use / Savings in Demand under the selected programme (Ml/d) input as +ve 2028-29: 0; Gains in Water Available For Use / Savings in Demand under the selected programme (Ml/d) input as +ve 2029-30: 0; Gains in Water Available For Use / Savings in Demand under the selected programme (Ml/d) input as +ve 2030-31: 0; Gains in Water Available For Use / Savings in Demand under the selected programme (Ml/d) input as +ve 2031-32: 0; Gains in Water Available For Use / Savings in Demand under the selected programme (Ml/d) input as +ve 2032-33: 0; Gains in Water Available For Use / Savings in Demand under the selected programme (Ml/d) input as +ve 2033-34: 0; Gains in Water Available For Use / Savings in Demand under the selected programme (Ml/d) input as +ve 2034-35: 0; Gains in Water Available For Use / Savings in Demand under the selected programme (Ml/d) input as +ve 2035-36: 0; Gains in Water Available For Use / Savings in Demand under the selected programme (Ml/d) input as +ve 2036-37: 0; Gains in Water Available For Use / Savings in Demand under the selected programme (Ml/d) input as +ve 2037-38: 0; Gains in Water Available For Use / Savings in Demand under the selected programme (Ml/d) input as +ve 2038-39: 0; Gains in Water Available For Use / Savings in Demand under the selected programme (Ml/d) input as +ve 2039-40: 0; Gains in Water Available For Use / Savings in Demand under the selected programme (Ml/d) input as +ve 2040-41: 25; Gains in Water Available For Use / Savings in Demand under the selected programme (Ml/d) input as +ve 2041-42: 25; Gains in Water Available For Use / Savings in Demand under the selected programme (Ml/d) input as +ve 2042-43: 25; Gains in Water Available For Use / Savings in Demand under the selected programme (Ml/d) input as +ve 2043-44: 25; Gains in Water Available For Use / Savings in Demand under the selected programme (Ml/d) input as +ve 2044-45: 25; Gains in Water Available For Use / Savings in Demand under the selected programme (Ml/d) input as +ve 2045-46: 25; Gains in Water Available For Use / Savings in Demand under the selected programme (Ml/d) input as +ve 2046-47: 25; Gains in Water Available For Use / Savings in Demand under the selected programme (Ml/d) input as +ve 2047-48: 25; Gains in Water Available For Use / Savings in Demand under the selected programme (Ml/d) input as +ve 2048-49: 25; Gains in Water Available For Use / Savings in Demand under the selected programme (Ml/d) input as +ve 2049-50: 25
52aA | Adjustment for Licence cap scenario 8 | LC13 | Other changes to DO | Resource Options | N | Least Cost | AWSNTB | Ml/d | 2 | Gains in Water Available For Use / Savings in Demand under the selected programme (Ml/d) input as +ve 2025-26: 16.75; Gains in Water Available For Use / Savings in Demand under the selected programme (Ml/d) input as +ve 2026-27: 16.75; Gains in Water Available For Use / Savings in Demand under the selected programme (Ml/d) input as +ve 2027-28: 16.75; Gains in Water Available For Use / Savings in Demand under the selected programme (Ml/d) input as +ve 2028-29: 16.75; Gains in Water Available For Use / Savings in Demand under the selected programme (Ml/d) input as +ve 2029-30: 16.75; Gains in Water Available For Use / Savings in Demand under the selected programme (Ml/d) input as +ve 2030-31: 0; Gains in Water Available For Use / Savings in Demand under the selected programme (Ml/d) input as +ve 2031-32: 0; Gains in Water Available For Use / Savings in Demand under the selected programme (Ml/d) input as +ve 2032-33: 0; Gains in Water Available For Use / Savings in Demand under the selected programme (Ml/d) input as +ve 2033-34: 0; Gains in Water Available For Use / Savings in Demand under the selected programme (Ml/d) input as +ve 2034-35: 0; Gains in Water Available For Use / Savings in Demand under the selected programme (Ml/d) input as +ve 2035-36: 0; Gains in Water Available For Use / Savings in Demand under the selected programme (Ml/d) input as +ve 2036-37: 0; Gains in Water Available For Use / Savings in Demand under the selected programme (Ml/d) input as +ve 2037-38: 0; Gains in Water Available For Use / Savings in Demand under the selected programme (Ml/d) input as +ve 2038-39: 0; Gains in Water Available For Use / Savings in Demand under the selected programme (Ml/d) input as +ve 2039-40: 0; Gains in Water Available For Use / Savings in Demand under the selected programme (Ml/d) input as +ve 2040-41: 0; Gains in Water Available For Use / Savings in Demand under the selected programme (Ml/d) input as +ve 2041-42: 0; Gains in Water Available For Use / Savings in Demand under the selected programme (Ml/d) input as +ve 2042-43: 0; Gains in Water Available For Use / Savings in Demand under the selected programme (Ml/d) input as +ve 2043-44: 0; Gains in Water Available For Use / Savings in Demand under the selected programme (Ml/d) input as +ve 2044-45: 0; Gains in Water Available For Use / Savings in Demand under the selected programme (Ml/d) input as +ve 2045-46: 0; Gains in Water Available For Use / Savings in Demand under the selected programme (Ml/d) input as +ve 2046-47: 0; Gains in Water Available For Use / Savings in Demand under the selected programme (Ml/d) input as +ve 2047-48: 0; Gains in Water Available For Use / Savings in Demand under the selected programme (Ml/d) input as +ve 2048-49: 0; Gains in Water Available For Use / Savings in Demand under the selected programme (Ml/d) input as +ve 2049-50: 0
52aA | AMP8 OPI Adjustment | OPI3 | Other changes to DO | Resource Options | N | Least Cost | AWSNTB | Ml/d | 2 | Gains in Water Available For Use / Savings in Demand under the selected programme (Ml/d) input as +ve 2025-26: 1.15; Gains in Water Available For Use / Savings in Demand under the selected programme (Ml/d) input as +ve 2026-27: 1.15; Gains in Water Available For Use / Savings in Demand under the selected programme (Ml/d) input as +ve 2027-28: 1.15; Gains in Water Available For Use / Savings in Demand under the selected programme (Ml/d) input as +ve 2028-29: 0; Gains in Water Available For Use / Savings in Demand under the selected programme (Ml/d) input as +ve 2029-30: 0; Gains in Water Available For Use / Savings in Demand under the selected programme (Ml/d) input as +ve 2030-31: 0; Gains in Water Available For Use / Savings in Demand under the selected programme (Ml/d) input as +ve 2031-32: 0; Gains in Water Available For Use / Savings in Demand under the selected programme (Ml/d) input as +ve 2032-33: 0; Gains in Water Available For Use / Savings in Demand under the selected programme (Ml/d) input as +ve 2033-34: 0; Gains in Water Available For Use / Savings in Demand under the selected programme (Ml/d) input as +ve 2034-35: 0; Gains in Water Available For Use / Savings in Demand under the selected programme (Ml/d) input as +ve 2035-36: 0; Gains in Water Available For Use / Savings in Demand under the selected programme (Ml/d) input as +ve 2036-37: 0; Gains in Water Available For Use / Savings in Demand under the selected programme (Ml/d) input as +ve 2037-38: 0; Gains in Water Available For Use / Savings in Demand under the selected programme (Ml/d) input as +ve 2038-39: 0; Gains in Water Available For Use / Savings in Demand under the selected programme (Ml/d) input as +ve 2039-40: 0; Gains in Water Available For Use / Savings in Demand under the selected programme (Ml/d) input as +ve 2040-41: 0; Gains in Water Available For Use / Savings in Demand under the selected programme (Ml/d) input as +ve 2041-42: 0; Gains in Water Available For Use / Savings in Demand under the selected programme (Ml/d) input as +ve 2042-43: 0; Gains in Water Available For Use / Savings in Demand under the selected programme (Ml/d) input as +ve 2043-44: 0; Gains in Water Available For Use / Savings in Demand under the selected programme (Ml/d) input as +ve 2044-45: 0; Gains in Water Available For Use / Savings in Demand under the selected programme (Ml/d) input as +ve 2045-46: 0; Gains in Water Available For Use / Savings in Demand under the selected programme (Ml/d) input as +ve 2046-47: 0; Gains in Water Available For Use / Savings in Demand under the selected programme (Ml/d) input as +ve 2047-48: 0; Gains in Water Available For Use / Savings in Demand under the selected programme (Ml/d) input as +ve 2048-49: 0; Gains in Water Available For Use / Savings in Demand under the selected programme (Ml/d) input as +ve 2049-50: 0
52aA | Desalination (seawater) plant in the Caister area (25 Ml/d) | NTB20 | Desalination | Resource Options | N | Least Cost | AWSNTB | Ml/d | 2 | Gains in Water Available For Use / Savings in Demand under the selected programme (Ml/d) input as +ve 2025-26: 0; Gains in Water Available For Use / Savings in Demand under the selected programme (Ml/d) input as +ve 2026-27: 0; Gains in Water Available For Use / Savings in Demand under the selected programme (Ml/d) input as +ve 2027-28: 0; Gains in Water Available For Use / Savings in Demand under the selected programme (Ml/d) input as +ve 2028-29: 0; Gains in Water Available For Use / Savings in Demand under the selected programme (Ml/d) input as +ve 2029-30: 0; Gains in Water Available For Use / Savings in Demand under the selected programme (Ml/d) input as +ve 2030-31: 0; Gains in Water Available For Use / Savings in Demand under the selected programme (Ml/d) input as +ve 2031-32: 0; Gains in Water Available For Use / Savings in Demand under the selected programme (Ml/d) input as +ve 2032-33: 0; Gains in Water Available For Use / Savings in Demand under the selected programme (Ml/d) input as +ve 2033-34: 0; Gains in Water Available For Use / Savings in Demand under the selected programme (Ml/d) input as +ve 2034-35: 0; Gains in Water Available For Use / Savings in Demand under the selected programme (Ml/d) input as +ve 2035-36: 0; Gains in Water Available For Use / Savings in Demand under the selected programme (Ml/d) input as +ve 2036-37: 0; Gains in Water Available For Use / Savings in Demand under the selected programme (Ml/d) input as +ve 2037-38: 0; Gains in Water Available For Use / Savings in Demand under the selected programme (Ml/d) input as +ve 2038-39: 0; Gains in Water Available For Use / Savings in Demand under the selected programme (Ml/d) input as +ve 2039-40: 0; Gains in Water Available For Use / Savings in Demand under the selected programme (Ml/d) input as +ve 2040-41: 25; Gains in Water Available For Use / Savings in Demand under the selected programme (Ml/d) input as +ve 2041-42: 25; Gains in Water Available For Use / Savings in Demand under the selected programme (Ml/d) input as +ve 2042-43: 25; Gains in Water Available For Use / Savings in Demand under the selected programme (Ml/d) input as +ve 2043-44: 25; Gains in Water Available For Use / Savings in Demand under the selected programme (Ml/d) input as +ve 2044-45: 25; Gains in Water Available For Use / Savings in Demand under the selected programme (Ml/d) input as +ve 2045-46: 25; Gains in Water Available For Use / Savings in Demand under the selected programme (Ml/d) input as +ve 2046-47: 25; Gains in Water Available For Use / Savings in Demand under the selected programme (Ml/d) input as +ve 2047-48: 25; Gains in Water Available For Use / Savings in Demand under the selected programme (Ml/d) input as +ve 2048-49: 25; Gains in Water Available For Use / Savings in Demand under the selected programme (Ml/d) input as +ve 2049-50: 25
52aP | Adjustment for Licence cap scenario 8 | LC13 | Other changes to DO | Resource Options | N | Preferred | AWSNTB | Ml/d | 2 | Gains in Water Available For Use / Savings in Demand under the selected programme (Ml/d) input as +ve 2025-26: 16.75; Gains in Water Available For Use / Savings in Demand under the selected programme (Ml/d) input as +ve 2026-27: 16.75; Gains in Water Available For Use / Savings in Demand under the selected programme (Ml/d) input as +ve 2027-28: 16.75; Gains in Water Available For Use / Savings in Demand under the selected programme (Ml/d) input as +ve 2028-29: 16.75; Gains in Water Available For Use / Savings in Demand under the selected programme (Ml/d) input as +ve 2029-30: 16.75; Gains in Water Available For Use / Savings in Demand under the selected programme (Ml/d) input as +ve 2030-31: 0; Gains in Water Available For Use / Savings in Demand under the selected programme (Ml/d) input as +ve 2031-32: 0; Gains in Water Available For Use / Savings in Demand under the selected programme (Ml/d) input as +ve 2032-33: 0; Gains in Water Available For Use / Savings in Demand under the selected programme (Ml/d) input as +ve 2033-34: 0; Gains in Water Available For Use / Savings in Demand under the selected programme (Ml/d) input as +ve 2034-35: 0; Gains in Water Available For Use / Savings in Demand under the selected programme (Ml/d) input as +ve 2035-36: 0; Gains in Water Available For Use / Savings in Demand under the selected programme (Ml/d) input as +ve 2036-37: 0; Gains in Water Available For Use / Savings in Demand under the selected programme (Ml/d) input as +ve 2037-38: 0; Gains in Water Available For Use / Savings in Demand under the selected programme (Ml/d) input as +ve 2038-39: 0; Gains in Water Available For Use / Savings in Demand under the selected programme (Ml/d) input as +ve 2039-40: 0; Gains in Water Available For Use / Savings in Demand under the selected programme (Ml/d) input as +ve 2040-41: 0; Gains in Water Available For Use / Savings in Demand under the selected programme (Ml/d) input as +ve 2041-42: 0; Gains in Water Available For Use / Savings in Demand under the selected programme (Ml/d) input as +ve 2042-43: 0; Gains in Water Available For Use / Savings in Demand under the selected programme (Ml/d) input as +ve 2043-44: 0; Gains in Water Available For Use / Savings in Demand under the selected programme (Ml/d) input as +ve 2044-45: 0; Gains in Water Available For Use / Savings in Demand under the selected programme (Ml/d) input as +ve 2045-46: 0; Gains in Water Available For Use / Savings in Demand under the selected programme (Ml/d) input as +ve 2046-47: 0; Gains in Water Available For Use / Savings in Demand under the selected programme (Ml/d) input as +ve 2047-48: 0; Gains in Water Available For Use / Savings in Demand under the selected programme (Ml/d) input as +ve 2048-49: 0; Gains in Water Available For Use / Savings in Demand under the selected programme (Ml/d) input as +ve 2049-50: 0
52aP | AMP8 OPI Adjustment | OPI3 | Other changes to DO | Resource Options | N | Preferred | AWSNTB | Ml/d | 2 | Gains in Water Available For Use / Savings in Demand under the selected programme (Ml/d) input as +ve 2025-26: 1.15; Gains in Water Available For Use / Savings in Demand under the selected programme (Ml/d) input as +ve 2026-27: 1.15; Gains in Water Available For Use / Savings in Demand under the selected programme (Ml/d) input as +ve 2027-28: 1.15; Gains in Water Available For Use / Savings in Demand under the selected programme (Ml/d) input as +ve 2028-29: 0; Gains in Water Available For Use / Savings in Demand under the selected programme (Ml/d) input as +ve 2029-30: 0; Gains in Water Available For Use / Savings in Demand under the selected programme (Ml/d) input as +ve 2030-31: 0; Gains in Water Available For Use / Savings in Demand under the selected programme (Ml/d) input as +ve 2031-32: 0; Gains in Water Available For Use / Savings in Demand under the selected programme (Ml/d) input as +ve 2032-33: 0; Gains in Water Available For Use / Savings in Demand under the selected programme (Ml/d) input as +ve 2033-34: 0; Gains in Water Available For Use / Savings in Demand under the selected programme (Ml/d) input as +ve 2034-35: 0; Gains in Water Available For Use / Savings in Demand under the selected programme (Ml/d) input as +ve 2035-36: 0; Gains in Water Available For Use / Savings in Demand under the selected programme (Ml/d) input as +ve 2036-37: 0; Gains in Water Available For Use / Savings in Demand under the selected programme (Ml/d) input as +ve 2037-38: 0; Gains in Water Available For Use / Savings in Demand under the selected programme (Ml/d) input as +ve 2038-39: 0; Gains in Water Available For Use / Savings in Demand under the selected programme (Ml/d) input as +ve 2039-40: 0; Gains in Water Available For Use / Savings in Demand under the selected programme (Ml/d) input as +ve 2040-41: 0; Gains in Water Available For Use / Savings in Demand under the selected programme (Ml/d) input as +ve 2041-42: 0; Gains in Water Available For Use / Savings in Demand under the selected programme (Ml/d) input as +ve 2042-43: 0; Gains in Water Available For Use / Savings in Demand under the selected programme (Ml/d) input as +ve 2043-44: 0; Gains in Water Available For Use / Savings in Demand under the selected programme (Ml/d) input as +ve 2044-45: 0; Gains in Water Available For Use / Savings in Demand under the selected programme (Ml/d) input as +ve 2045-46: 0; Gains in Water Available For Use / Savings in Demand under the selected programme (Ml/d) input as +ve 2046-47: 0; Gains in Water Available For Use / Savings in Demand under the selected programme (Ml/d) input as +ve 2047-48: 0; Gains in Water Available For Use / Savings in Demand under the selected programme (Ml/d) input as +ve 2048-49: 0; Gains in Water Available For Use / Savings in Demand under the selected programme (Ml/d) input as +ve 2049-50: 0
52aP | Bacton desalination (seawater) 25 Ml/d | NTB17 | Desalination | Resource Options | N | Preferred | AWSNTB | Ml/d | 2 | Gains in Water Available For Use / Savings in Demand under the selected programme (Ml/d) input as +ve 2025-26: 0; Gains in Water Available For Use / Savings in Demand under the selected programme (Ml/d) input as +ve 2026-27: 0; Gains in Water Available For Use / Savings in Demand under the selected programme (Ml/d) input as +ve 2027-28: 0; Gains in Water Available For Use / Savings in Demand under the selected programme (Ml/d) input as +ve 2028-29: 0; Gains in Water Available For Use / Savings in Demand under the selected programme (Ml/d) input as +ve 2029-30: 0; Gains in Water Available For Use / Savings in Demand under the selected programme (Ml/d) input as +ve 2030-31: 0; Gains in Water Available For Use / Savings in Demand under the selected programme (Ml/d) input as +ve 2031-32: 0; Gains in Water Available For Use / Savings in Demand under the selected programme (Ml/d) input as +ve 2032-33: 0; Gains in Water Available For Use / Savings in Demand under the selected programme (Ml/d) input as +ve 2033-34: 0; Gains in Water Available For Use / Savings in Demand under the selected programme (Ml/d) input as +ve 2034-35: 0; Gains in Water Available For Use / Savings in Demand under the selected programme (Ml/d) input as +ve 2035-36: 0; Gains in Water Available For Use / Savings in Demand under the selected programme (Ml/d) input as +ve 2036-37: 0; Gains in Water Available For Use / Savings in Demand under the selected programme (Ml/d) input as +ve 2037-38: 0; Gains in Water Available For Use / Savings in Demand under the selected programme (Ml/d) input as +ve 2038-39: 0; Gains in Water Available For Use / Savings in Demand under the selected programme (Ml/d) input as +ve 2039-40: 0; Gains in Water Available For Use / Savings in Demand under the selected programme (Ml/d) input as +ve 2040-41: 25; Gains in Water Available For Use / Savings in Demand under the selected programme (Ml/d) input as +ve 2041-42: 25; Gains in Water Available For Use / Savings in Demand under the selected programme (Ml/d) input as +ve 2042-43: 25; Gains in Water Available For Use / Savings in Demand under the selected programme (Ml/d) input as +ve 2043-44: 25; Gains in Water Available For Use / Savings in Demand under the selected programme (Ml/d) input as +ve 2044-45: 25; Gains in Water Available For Use / Savings in Demand under the selected programme (Ml/d) input as +ve 2045-46: 25; Gains in Water Available For Use / Savings in Demand under the selected programme (Ml/d) input as +ve 2046-47: 25; Gains in Water Available For Use / Savings in Demand under the selected programme (Ml/d) input as +ve 2047-48: 25; Gains in Water Available For Use / Savings in Demand under the selected programme (Ml/d) input as +ve 2048-49: 25; Gains in Water Available For Use / Savings in Demand under the selected programme (Ml/d) input as +ve 2049-50: 25
52cA | Adjustment to existing potable water import | EI20 | Internal potable transfer | Distribution Options | N | Ofwat Core | AWSNTB | Ml/d | 2 | Gains in Water Available For Use / Savings in Demand under the selected programme (Ml/d) input as +ve 2025-26: -0.001; Gains in Water Available For Use / Savings in Demand under the selected programme (Ml/d) input as +ve 2026-27: -0.001; Gains in Water Available For Use / Savings in Demand under the selected programme (Ml/d) input as +ve 2027-28: -0.001; Gains in Water Available For Use / Savings in Demand under the selected programme (Ml/d) input as +ve 2028-29: 0.269; Gains in Water Available For Use / Savings in Demand under the selected programme (Ml/d) input as +ve 2029-30: 0.069; Gains in Water Available For Use / Savings in Demand under the selected programme (Ml/d) input as +ve 2030-31: -0.001; Gains in Water Available For Use / Savings in Demand under the selected programme (Ml/d) input as +ve 2031-32: -0.001; Gains in Water Available For Use / Savings in Demand under the selected programme (Ml/d) input as +ve 2032-33: -0.001; Gains in Water Available For Use / Savings in Demand under the selected programme (Ml/d) input as +ve 2033-34: -0.001; Gains in Water Available For Use / Savings in Demand under the selected programme (Ml/d) input as +ve 2034-35: -0.001; Gains in Water Available For Use / Savings in Demand under the selected programme (Ml/d) input as +ve 2035-36: -0.001; Gains in Water Available For Use / Savings in Demand under the selected programme (Ml/d) input as +ve 2036-37: -0.001; Gains in Water Available For Use / Savings in Demand under the selected programme (Ml/d) input as +ve 2037-38: -0.001; Gains in Water Available For Use / Savings in Demand under the selected programme (Ml/d) input as +ve 2038-39: -0.001; Gains in Water Available For Use / Savings in Demand under the selected programme (Ml/d) input as +ve 2039-40: -0.001; Gains in Water Available For Use / Savings in Demand under the selected programme (Ml/d) input as +ve 2040-41: -0.001; Gains in Water Available For Use / Savings in Demand under the selected programme (Ml/d) input as +ve 2041-42: -0.001; Gains in Water Available For Use / Savings in Demand under the selected programme (Ml/d) input as +ve 2042-43: -0.001; Gains in Water Available For Use / Savings in Demand under the selected programme (Ml/d) input as +ve 2043-44: -0.001; Gains in Water Available For Use / Savings in Demand under the selected programme (Ml/d) input as +ve 2044-45: -0.001; Gains in Water Available For Use / Savings in Demand under the selected programme (Ml/d) input as +ve 2045-46: -0.001; Gains in Water Available For Use / Savings in Demand under the selected programme (Ml/d) input as +ve 2046-47: -0.001; Gains in Water Available For Use / Savings in Demand under the selected programme (Ml/d) input as +ve 2047-48: -0.001; Gains in Water Available For Use / Savings in Demand under the selected programme (Ml/d) input as +ve 2048-49: -0.001; Gains in Water Available For Use / Savings in Demand under the selected programme (Ml/d) input as +ve 2049-50: -0.001
52cA | Adjustment to existing potable water export | EE10 | Internal potable transfer | Distribution Options | N | Ofwat Core | AWSNTB | Ml/d | 2 | Gains in Water Available For Use / Savings in Demand under the selected programme (Ml/d) input as +ve 2025-26: 0.42; Gains in Water Available For Use / Savings in Demand under the selected programme (Ml/d) input as +ve 2026-27: 0.47; Gains in Water Available For Use / Savings in Demand under the selected programme (Ml/d) input as +ve 2027-28: 0.52; Gains in Water Available For Use / Savings in Demand under the selected programme (Ml/d) input as +ve 2028-29: 0.85; Gains in Water Available For Use / Savings in Demand under the selected programme (Ml/d) input as +ve 2029-30: 1; Gains in Water Available For Use / Savings in Demand under the selected programme (Ml/d) input as +ve 2030-31: 1.35; Gains in Water Available For Use / Savings in Demand under the selected programme (Ml/d) input as +ve 2031-32: 1.48; Gains in Water Available For Use / Savings in Demand under the selected programme (Ml/d) input as +ve 2032-33: 1.13; Gains in Water Available For Use / Savings in Demand under the selected programme (Ml/d) input as +ve 2033-34: 1.2; Gains in Water Available For Use / Savings in Demand under the selected programme (Ml/d) input as +ve 2034-35: 1.32; Gains in Water Available For Use / Savings in Demand under the selected programme (Ml/d) input as +ve 2035-36: 1.44; Gains in Water Available For Use / Savings in Demand under the selected programme (Ml/d) input as +ve 2036-37: 1.57; Gains in Water Available For Use / Savings in Demand under the selected programme (Ml/d) input as +ve 2037-38: 1.69; Gains in Water Available For Use / Savings in Demand under the selected programme (Ml/d) input as +ve 2038-39: 1.83; Gains in Water Available For Use / Savings in Demand under the selected programme (Ml/d) input as +ve 2039-40: 1.95; Gains in Water Available For Use / Savings in Demand under the selected programme (Ml/d) input as +ve 2040-41: 0.88; Gains in Water Available For Use / Savings in Demand under the selected programme (Ml/d) input as +ve 2041-42: 0.91; Gains in Water Available For Use / Savings in Demand under the selected programme (Ml/d) input as +ve 2042-43: 0.93; Gains in Water Available For Use / Savings in Demand under the selected programme (Ml/d) input as +ve 2043-44: 0.97; Gains in Water Available For Use / Savings in Demand under the selected programme (Ml/d) input as +ve 2044-45: 0.99; Gains in Water Available For Use / Savings in Demand under the selected programme (Ml/d) input as +ve 2045-46: 1; Gains in Water Available For Use / Savings in Demand under the selected programme (Ml/d) input as +ve 2046-47: 1.03; Gains in Water Available For Use / Savings in Demand under the selected programme (Ml/d) input as +ve 2047-48: 1.05; Gains in Water Available For Use / Savings in Demand under the selected programme (Ml/d) input as +ve 2048-49: 1.07; Gains in Water Available For Use / Savings in Demand under the selected programme (Ml/d) input as +ve 2049-50: 1.1
52cA | Norfolk Bradneham to Norwich and the Broads potable transfer (20 Ml/d) | NTB10 | Internal potable transfer | Distribution Options | N | Ofwat Core | AWSNTB | Ml/d | 2 | Gains in Water Available For Use / Savings in Demand under the selected programme (Ml/d) input as +ve 2025-26: 0; Gains in Water Available For Use / Savings in Demand under the selected programme (Ml/d) input as +ve 2026-27: 0; Gains in Water Available For Use / Savings in Demand under the selected programme (Ml/d) input as +ve 2027-28: 0; Gains in Water Available For Use / Savings in Demand under the selected programme (Ml/d) input as +ve 2028-29: 0; Gains in Water Available For Use / Savings in Demand under the selected programme (Ml/d) input as +ve 2029-30: 0; Gains in Water Available For Use / Savings in Demand under the selected programme (Ml/d) input as +ve 2030-31: 16.68; Gains in Water Available For Use / Savings in Demand under the selected programme (Ml/d) input as +ve 2031-32: 16.41; Gains in Water Available For Use / Savings in Demand under the selected programme (Ml/d) input as +ve 2032-33: 16.77; Gains in Water Available For Use / Savings in Demand under the selected programme (Ml/d) input as +ve 2033-34: 16.57; Gains in Water Available For Use / Savings in Demand under the selected programme (Ml/d) input as +ve 2034-35: 16.35; Gains in Water Available For Use / Savings in Demand under the selected programme (Ml/d) input as +ve 2035-36: 15.37; Gains in Water Available For Use / Savings in Demand under the selected programme (Ml/d) input as +ve 2036-37: 14.46; Gains in Water Available For Use / Savings in Demand under the selected programme (Ml/d) input as +ve 2037-38: 14.23; Gains in Water Available For Use / Savings in Demand under the selected programme (Ml/d) input as +ve 2038-39: 14.02; Gains in Water Available For Use / Savings in Demand under the selected programme (Ml/d) input as +ve 2039-40: 12.85; Gains in Water Available For Use / Savings in Demand under the selected programme (Ml/d) input as +ve 2040-41: 19.76; Gains in Water Available For Use / Savings in Demand under the selected programme (Ml/d) input as +ve 2041-42: 19.53; Gains in Water Available For Use / Savings in Demand under the selected programme (Ml/d) input as +ve 2042-43: 19.3; Gains in Water Available For Use / Savings in Demand under the selected programme (Ml/d) input as +ve 2043-44: 19.13; Gains in Water Available For Use / Savings in Demand under the selected programme (Ml/d) input as +ve 2044-45: 19.04; Gains in Water Available For Use / Savings in Demand under the selected programme (Ml/d) input as +ve 2045-46: 18.5; Gains in Water Available For Use / Savings in Demand under the selected programme (Ml/d) input as +ve 2046-47: 18.51; Gains in Water Available For Use / Savings in Demand under the selected programme (Ml/d) input as +ve 2047-48: 18.41; Gains in Water Available For Use / Savings in Demand under the selected programme (Ml/d) input as +ve 2048-49: 18.26; Gains in Water Available For Use / Savings in Demand under the selected programme (Ml/d) input as +ve 2049-50: 18.3
52cA | Norwich and the Broads to Aylsham potable transfer (3 Ml/d) | NAY1 | Internal potable transfer | Distribution Options | N | Ofwat Core | AWSNTB | Ml/d | 2 | Gains in Water Available For Use / Savings in Demand under the selected programme (Ml/d) input as +ve 2025-26: 0; Gains in Water Available For Use / Savings in Demand under the selected programme (Ml/d) input as +ve 2026-27: 0; Gains in Water Available For Use / Savings in Demand under the selected programme (Ml/d) input as +ve 2027-28: 0; Gains in Water Available For Use / Savings in Demand under the selected programme (Ml/d) input as +ve 2028-29: 0; Gains in Water Available For Use / Savings in Demand under the selected programme (Ml/d) input as +ve 2029-30: 0; Gains in Water Available For Use / Savings in Demand under the selected programme (Ml/d) input as +ve 2030-31: -0.25; Gains in Water Available For Use / Savings in Demand under the selected programme (Ml/d) input as +ve 2031-32: -0.25; Gains in Water Available For Use / Savings in Demand under the selected programme (Ml/d) input as +ve 2032-33: -0.25; Gains in Water Available For Use / Savings in Demand under the selected programme (Ml/d) input as +ve 2033-34: -0.25; Gains in Water Available For Use / Savings in Demand under the selected programme (Ml/d) input as +ve 2034-35: -0.25; Gains in Water Available For Use / Savings in Demand under the selected programme (Ml/d) input as +ve 2035-36: -0.25; Gains in Water Available For Use / Savings in Demand under the selected programme (Ml/d) input as +ve 2036-37: -0.25; Gains in Water Available For Use / Savings in Demand under the selected programme (Ml/d) input as +ve 2037-38: -0.25; Gains in Water Available For Use / Savings in Demand under the selected programme (Ml/d) input as +ve 2038-39: -0.25; Gains in Water Available For Use / Savings in Demand under the selected programme (Ml/d) input as +ve 2039-40: -0.25; Gains in Water Available For Use / Savings in Demand under the selected programme (Ml/d) input as +ve 2040-41: -0.25; Gains in Water Available For Use / Savings in Demand under the selected programme (Ml/d) input as +ve 2041-42: -0.25; Gains in Water Available For Use / Savings in Demand under the selected programme (Ml/d) input as +ve 2042-43: -0.25; Gains in Water Available For Use / Savings in Demand under the selected programme (Ml/d) input as +ve 2043-44: -0.25; Gains in Water Available For Use / Savings in Demand under the selected programme (Ml/d) input as +ve 2044-45: -0.25; Gains in Water Available For Use / Savings in Demand under the selected programme (Ml/d) input as +ve 2045-46: -0.25; Gains in Water Available For Use / Savings in Demand under the selected programme (Ml/d) input as +ve 2046-47: -0.25; Gains in Water Available For Use / Savings in Demand under the selected programme (Ml/d) input as +ve 2047-48: -0.25; Gains in Water Available For Use / Savings in Demand under the selected programme (Ml/d) input as +ve 2048-49: -0.25; Gains in Water Available For Use / Savings in Demand under the selected programme (Ml/d) input as +ve 2049-50: -0.25
52cA | Norwich and the Broads to Norfolk Wymondham potable transfer (5 Ml/d) | NWY1 | Internal potable transfer | Distribution Options | N | Alternative | AWSNTB | Ml/d | 2 | Gains in Water Available For Use / Savings in Demand under the selected programme (Ml/d) input as +ve 2025-26: 0; Gains in Water Available For Use / Savings in Demand under the selected programme (Ml/d) input as +ve 2026-27: 0; Gains in Water Available For Use / Savings in Demand under the selected programme (Ml/d) input as +ve 2027-28: 0; Gains in Water Available For Use / Savings in Demand under the selected programme (Ml/d) input as +ve 2028-29: 0; Gains in Water Available For Use / Savings in Demand under the selected programme (Ml/d) input as +ve 2029-30: 0; Gains in Water Available For Use / Savings in Demand under the selected programme (Ml/d) input as +ve 2030-31: 0; Gains in Water Available For Use / Savings in Demand under the selected programme (Ml/d) input as +ve 2031-32: 0; Gains in Water Available For Use / Savings in Demand under the selected programme (Ml/d) input as +ve 2032-33: 0; Gains in Water Available For Use / Savings in Demand under the selected programme (Ml/d) input as +ve 2033-34: 0; Gains in Water Available For Use / Savings in Demand under the selected programme (Ml/d) input as +ve 2034-35: 0; Gains in Water Available For Use / Savings in Demand under the selected programme (Ml/d) input as +ve 2035-36: 0; Gains in Water Available For Use / Savings in Demand under the selected programme (Ml/d) input as +ve 2036-37: 0; Gains in Water Available For Use / Savings in Demand under the selected programme (Ml/d) input as +ve 2037-38: 0; Gains in Water Available For Use / Savings in Demand under the selected programme (Ml/d) input as +ve 2038-39: 0; Gains in Water Available For Use / Savings in Demand under the selected programme (Ml/d) input as +ve 2039-40: 0; Gains in Water Available For Use / Savings in Demand under the selected programme (Ml/d) input as +ve 2040-41: -3.99; Gains in Water Available For Use / Savings in Demand under the selected programme (Ml/d) input as +ve 2041-42: -3.98; Gains in Water Available For Use / Savings in Demand under the selected programme (Ml/d) input as +ve 2042-43: -3.96; Gains in Water Available For Use / Savings in Demand under the selected programme (Ml/d) input as +ve 2043-44: -3.94; Gains in Water Available For Use / Savings in Demand under the selected programme (Ml/d) input as +ve 2044-45: -3.93; Gains in Water Available For Use / Savings in Demand under the selected programme (Ml/d) input as +ve 2045-46: -3.88; Gains in Water Available For Use / Savings in Demand under the selected programme (Ml/d) input as +ve 2046-47: -3.89; Gains in Water Available For Use / Savings in Demand under the selected programme (Ml/d) input as +ve 2047-48: -3.91; Gains in Water Available For Use / Savings in Demand under the selected programme (Ml/d) input as +ve 2048-49: -3.9; Gains in Water Available For Use / Savings in Demand under the selected programme (Ml/d) input as +ve 2049-50: -3.91
52cA | Adjustment to existing potable water import | EI20 | Internal potable transfer | Distribution Options | N | Least Cost | AWSNTB | Ml/d | 2 | Gains in Water Available For Use / Savings in Demand under the selected programme (Ml/d) input as +ve 2025-26: -0.001; Gains in Water Available For Use / Savings in Demand under the selected programme (Ml/d) input as +ve 2026-27: -0.001; Gains in Water Available For Use / Savings in Demand under the selected programme (Ml/d) input as +ve 2027-28: -0.001; Gains in Water Available For Use / Savings in Demand under the selected programme (Ml/d) input as +ve 2028-29: 0.269; Gains in Water Available For Use / Savings in Demand under the selected programme (Ml/d) input as +ve 2029-30: 0.069; Gains in Water Available For Use / Savings in Demand under the selected programme (Ml/d) input as +ve 2030-31: -0.001; Gains in Water Available For Use / Savings in Demand under the selected programme (Ml/d) input as +ve 2031-32: -0.001; Gains in Water Available For Use / Savings in Demand under the selected programme (Ml/d) input as +ve 2032-33: -0.001; Gains in Water Available For Use / Savings in Demand under the selected programme (Ml/d) input as +ve 2033-34: -0.001; Gains in Water Available For Use / Savings in Demand under the selected programme (Ml/d) input as +ve 2034-35: -0.001; Gains in Water Available For Use / Savings in Demand under the selected programme (Ml/d) input as +ve 2035-36: -0.001; Gains in Water Available For Use / Savings in Demand under the selected programme (Ml/d) input as +ve 2036-37: -0.001; Gains in Water Available For Use / Savings in Demand under the selected programme (Ml/d) input as +ve 2037-38: -0.001; Gains in Water Available For Use / Savings in Demand under the selected programme (Ml/d) input as +ve 2038-39: -0.001; Gains in Water Available For Use / Savings in Demand under the selected programme (Ml/d) input as +ve 2039-40: -0.001; Gains in Water Available For Use / Savings in Demand under the selected programme (Ml/d) input as +ve 2040-41: -0.001; Gains in Water Available For Use / Savings in Demand under the selected programme (Ml/d) input as +ve 2041-42: -0.001; Gains in Water Available For Use / Savings in Demand under the selected programme (Ml/d) input as +ve 2042-43: -0.001; Gains in Water Available For Use / Savings in Demand under the selected programme (Ml/d) input as +ve 2043-44: -0.001; Gains in Water Available For Use / Savings in Demand under the selected programme (Ml/d) input as +ve 2044-45: -0.001; Gains in Water Available For Use / Savings in Demand under the selected programme (Ml/d) input as +ve 2045-46: -0.001; Gains in Water Available For Use / Savings in Demand under the selected programme (Ml/d) input as +ve 2046-47: -0.001; Gains in Water Available For Use / Savings in Demand under the selected programme (Ml/d) input as +ve 2047-48: -0.001; Gains in Water Available For Use / Savings in Demand under the selected programme (Ml/d) input as +ve 2048-49: -0.001; Gains in Water Available For Use / Savings in Demand under the selected programme (Ml/d) input as +ve 2049-50: -0.001
52cA | Adjustment to existing potable water export | EE10 | Internal potable transfer | Distribution Options | N | Least Cost | AWSNTB | Ml/d | 2 | Gains in Water Available For Use / Savings in Demand under the selected programme (Ml/d) input as +ve 2025-26: 0.421; Gains in Water Available For Use / Savings in Demand under the selected programme (Ml/d) input as +ve 2026-27: 0.471; Gains in Water Available For Use / Savings in Demand under the selected programme (Ml/d) input as +ve 2027-28: 0.521; Gains in Water Available For Use / Savings in Demand under the selected programme (Ml/d) input as +ve 2028-29: 0.85; Gains in Water Available For Use / Savings in Demand under the selected programme (Ml/d) input as +ve 2029-30: 1; Gains in Water Available For Use / Savings in Demand under the selected programme (Ml/d) input as +ve 2030-31: 1.35; Gains in Water Available For Use / Savings in Demand under the selected programme (Ml/d) input as +ve 2031-32: 1.48; Gains in Water Available For Use / Savings in Demand under the selected programme (Ml/d) input as +ve 2032-33: 1.13; Gains in Water Available For Use / Savings in Demand under the selected programme (Ml/d) input as +ve 2033-34: 1.2; Gains in Water Available For Use / Savings in Demand under the selected programme (Ml/d) input as +ve 2034-35: 1.32; Gains in Water Available For Use / Savings in Demand under the selected programme (Ml/d) input as +ve 2035-36: 1.44; Gains in Water Available For Use / Savings in Demand under the selected programme (Ml/d) input as +ve 2036-37: 1.57; Gains in Water Available For Use / Savings in Demand under the selected programme (Ml/d) input as +ve 2037-38: 1.69; Gains in Water Available For Use / Savings in Demand under the selected programme (Ml/d) input as +ve 2038-39: 1.83; Gains in Water Available For Use / Savings in Demand under the selected programme (Ml/d) input as +ve 2039-40: 1.95; Gains in Water Available For Use / Savings in Demand under the selected programme (Ml/d) input as +ve 2040-41: 0.88; Gains in Water Available For Use / Savings in Demand under the selected programme (Ml/d) input as +ve 2041-42: 0.91; Gains in Water Available For Use / Savings in Demand under the selected programme (Ml/d) input as +ve 2042-43: 0.93; Gains in Water Available For Use / Savings in Demand under the selected programme (Ml/d) input as +ve 2043-44: 0.97; Gains in Water Available For Use / Savings in Demand under the selected programme (Ml/d) input as +ve 2044-45: 0.99; Gains in Water Available For Use / Savings in Demand under the selected programme (Ml/d) input as +ve 2045-46: 1; Gains in Water Available For Use / Savings in Demand under the selected programme (Ml/d) input as +ve 2046-47: 1.03; Gains in Water Available For Use / Savings in Demand under the selected programme (Ml/d) input as +ve 2047-48: 1.05; Gains in Water Available For Use / Savings in Demand under the selected programme (Ml/d) input as +ve 2048-49: 1.07; Gains in Water Available For Use / Savings in Demand under the selected programme (Ml/d) input as +ve 2049-50: 1.1
52cA | Norfolk Bradneham to Norwich and the Broads potable transfer (20 Ml/d) | NTB10 | Internal potable transfer | Distribution Options | N | Least Cost | AWSNTB | Ml/d | 2 | Gains in Water Available For Use / Savings in Demand under the selected programme (Ml/d) input as +ve 2025-26: 0; Gains in Water Available For Use / Savings in Demand under the selected programme (Ml/d) input as +ve 2026-27: 0; Gains in Water Available For Use / Savings in Demand under the selected programme (Ml/d) input as +ve 2027-28: 0; Gains in Water Available For Use / Savings in Demand under the selected programme (Ml/d) input as +ve 2028-29: 0; Gains in Water Available For Use / Savings in Demand under the selected programme (Ml/d) input as +ve 2029-30: 0; Gains in Water Available For Use / Savings in Demand under the selected programme (Ml/d) input as +ve 2030-31: 16.43; Gains in Water Available For Use / Savings in Demand under the selected programme (Ml/d) input as +ve 2031-32: 16.16; Gains in Water Available For Use / Savings in Demand under the selected programme (Ml/d) input as +ve 2032-33: 16.52; Gains in Water Available For Use / Savings in Demand under the selected programme (Ml/d) input as +ve 2033-34: 16.32; Gains in Water Available For Use / Savings in Demand under the selected programme (Ml/d) input as +ve 2034-35: 16.1; Gains in Water Available For Use / Savings in Demand under the selected programme (Ml/d) input as +ve 2035-36: 15.12; Gains in Water Available For Use / Savings in Demand under the selected programme (Ml/d) input as +ve 2036-37: 14.21; Gains in Water Available For Use / Savings in Demand under the selected programme (Ml/d) input as +ve 2037-38: 13.98; Gains in Water Available For Use / Savings in Demand under the selected programme (Ml/d) input as +ve 2038-39: 13.77; Gains in Water Available For Use / Savings in Demand under the selected programme (Ml/d) input as +ve 2039-40: 12.6; Gains in Water Available For Use / Savings in Demand under the selected programme (Ml/d) input as +ve 2040-41: 19.51; Gains in Water Available For Use / Savings in Demand under the selected programme (Ml/d) input as +ve 2041-42: 19.28; Gains in Water Available For Use / Savings in Demand under the selected programme (Ml/d) input as +ve 2042-43: 19.05; Gains in Water Available For Use / Savings in Demand under the selected programme (Ml/d) input as +ve 2043-44: 18.88; Gains in Water Available For Use / Savings in Demand under the selected programme (Ml/d) input as +ve 2044-45: 18.79; Gains in Water Available For Use / Savings in Demand under the selected programme (Ml/d) input as +ve 2045-46: 18.25; Gains in Water Available For Use / Savings in Demand under the selected programme (Ml/d) input as +ve 2046-47: 18.26; Gains in Water Available For Use / Savings in Demand under the selected programme (Ml/d) input as +ve 2047-48: 18.16; Gains in Water Available For Use / Savings in Demand under the selected programme (Ml/d) input as +ve 2048-49: 18.01; Gains in Water Available For Use / Savings in Demand under the selected programme (Ml/d) input as +ve 2049-50: 18.05
52cA | Norwich and the Broads to Norfolk Wymondham potable transfer (5 Ml/d) | NWY1 | Internal potable transfer | Distribution Options | N | Least Cost | AWSNTB | Ml/d | 2 | Gains in Water Available For Use / Savings in Demand under the selected programme (Ml/d) input as +ve 2025-26: 0; Gains in Water Available For Use / Savings in Demand under the selected programme (Ml/d) input as +ve 2026-27: 0; Gains in Water Available For Use / Savings in Demand under the selected programme (Ml/d) input as +ve 2027-28: 0; Gains in Water Available For Use / Savings in Demand under the selected programme (Ml/d) input as +ve 2028-29: 0; Gains in Water Available For Use / Savings in Demand under the selected programme (Ml/d) input as +ve 2029-30: 0; Gains in Water Available For Use / Savings in Demand under the selected programme (Ml/d) input as +ve 2030-31: 0; Gains in Water Available For Use / Savings in Demand under the selected programme (Ml/d) input as +ve 2031-32: 0; Gains in Water Available For Use / Savings in Demand under the selected programme (Ml/d) input as +ve 2032-33: 0; Gains in Water Available For Use / Savings in Demand under the selected programme (Ml/d) input as +ve 2033-34: 0; Gains in Water Available For Use / Savings in Demand under the selected programme (Ml/d) input as +ve 2034-35: 0; Gains in Water Available For Use / Savings in Demand under the selected programme (Ml/d) input as +ve 2035-36: 0; Gains in Water Available For Use / Savings in Demand under the selected programme (Ml/d) input as +ve 2036-37: 0; Gains in Water Available For Use / Savings in Demand under the selected programme (Ml/d) input as +ve 2037-38: 0; Gains in Water Available For Use / Savings in Demand under the selected programme (Ml/d) input as +ve 2038-39: 0; Gains in Water Available For Use / Savings in Demand under the selected programme (Ml/d) input as +ve 2039-40: 0; Gains in Water Available For Use / Savings in Demand under the selected programme (Ml/d) input as +ve 2040-41: -3.99; Gains in Water Available For Use / Savings in Demand under the selected programme (Ml/d) input as +ve 2041-42: -3.98; Gains in Water Available For Use / Savings in Demand under the selected programme (Ml/d) input as +ve 2042-43: -3.96; Gains in Water Available For Use / Savings in Demand under the selected programme (Ml/d) input as +ve 2043-44: -3.94; Gains in Water Available For Use / Savings in Demand under the selected programme (Ml/d) input as +ve 2044-45: -3.93; Gains in Water Available For Use / Savings in Demand under the selected programme (Ml/d) input as +ve 2045-46: -3.88; Gains in Water Available For Use / Savings in Demand under the selected programme (Ml/d) input as +ve 2046-47: -3.89; Gains in Water Available For Use / Savings in Demand under the selected programme (Ml/d) input as +ve 2047-48: -3.91; Gains in Water Available For Use / Savings in Demand under the selected programme (Ml/d) input as +ve 2048-49: -3.9; Gains in Water Available For Use / Savings in Demand under the selected programme (Ml/d) input as +ve 2049-50: -3.91
52cP | Adjustment to existing potable water import | EI20 | Internal potable transfer | Distribution Options | N | Preferred | AWSNTB | Ml/d | 2 | Gains in Water Available For Use / Savings in Demand under the selected programme (Ml/d) input as +ve 2025-26: -0.001; Gains in Water Available For Use / Savings in Demand under the selected programme (Ml/d) input as +ve 2026-27: -0.001; Gains in Water Available For Use / Savings in Demand under the selected programme (Ml/d) input as +ve 2027-28: -0.001; Gains in Water Available For Use / Savings in Demand under the selected programme (Ml/d) input as +ve 2028-29: 0.269; Gains in Water Available For Use / Savings in Demand under the selected programme (Ml/d) input as +ve 2029-30: 0.069; Gains in Water Available For Use / Savings in Demand under the selected programme (Ml/d) input as +ve 2030-31: -0.001; Gains in Water Available For Use / Savings in Demand under the selected programme (Ml/d) input as +ve 2031-32: -0.001; Gains in Water Available For Use / Savings in Demand under the selected programme (Ml/d) input as +ve 2032-33: -0.001; Gains in Water Available For Use / Savings in Demand under the selected programme (Ml/d) input as +ve 2033-34: -0.001; Gains in Water Available For Use / Savings in Demand under the selected programme (Ml/d) input as +ve 2034-35: -0.001; Gains in Water Available For Use / Savings in Demand under the selected programme (Ml/d) input as +ve 2035-36: -0.001; Gains in Water Available For Use / Savings in Demand under the selected programme (Ml/d) input as +ve 2036-37: -0.001; Gains in Water Available For Use / Savings in Demand under the selected programme (Ml/d) input as +ve 2037-38: -0.001; Gains in Water Available For Use / Savings in Demand under the selected programme (Ml/d) input as +ve 2038-39: -0.001; Gains in Water Available For Use / Savings in Demand under the selected programme (Ml/d) input as +ve 2039-40: -0.001; Gains in Water Available For Use / Savings in Demand under the selected programme (Ml/d) input as +ve 2040-41: -0.001; Gains in Water Available For Use / Savings in Demand under the selected programme (Ml/d) input as +ve 2041-42: -0.001; Gains in Water Available For Use / Savings in Demand under the selected programme (Ml/d) input as +ve 2042-43: -0.001; Gains in Water Available For Use / Savings in Demand under the selected programme (Ml/d) input as +ve 2043-44: -0.001; Gains in Water Available For Use / Savings in Demand under the selected programme (Ml/d) input as +ve 2044-45: -0.001; Gains in Water Available For Use / Savings in Demand under the selected programme (Ml/d) input as +ve 2045-46: -0.001; Gains in Water Available For Use / Savings in Demand under the selected programme (Ml/d) input as +ve 2046-47: -0.001; Gains in Water Available For Use / Savings in Demand under the selected programme (Ml/d) input as +ve 2047-48: -0.001; Gains in Water Available For Use / Savings in Demand under the selected programme (Ml/d) input as +ve 2048-49: -0.001; Gains in Water Available For Use / Savings in Demand under the selected programme (Ml/d) input as +ve 2049-50: -0.001
52cP | Adjustment to existing potable water export | EE10 | Internal potable transfer | Distribution Options | N | Preferred | AWSNTB | Ml/d | 2 | Gains in Water Available For Use / Savings in Demand under the selected programme (Ml/d) input as +ve 2025-26: 0.42; Gains in Water Available For Use / Savings in Demand under the selected programme (Ml/d) input as +ve 2026-27: 0.47; Gains in Water Available For Use / Savings in Demand under the selected programme (Ml/d) input as +ve 2027-28: 0.52; Gains in Water Available For Use / Savings in Demand under the selected programme (Ml/d) input as +ve 2028-29: 0.85; Gains in Water Available For Use / Savings in Demand under the selected programme (Ml/d) input as +ve 2029-30: 1; Gains in Water Available For Use / Savings in Demand under the selected programme (Ml/d) input as +ve 2030-31: 1.35; Gains in Water Available For Use / Savings in Demand under the selected programme (Ml/d) input as +ve 2031-32: 1.48; Gains in Water Available For Use / Savings in Demand under the selected programme (Ml/d) input as +ve 2032-33: 1.13; Gains in Water Available For Use / Savings in Demand under the selected programme (Ml/d) input as +ve 2033-34: 1.2; Gains in Water Available For Use / Savings in Demand under the selected programme (Ml/d) input as +ve 2034-35: 1.32; Gains in Water Available For Use / Savings in Demand under the selected programme (Ml/d) input as +ve 2035-36: 1.44; Gains in Water Available For Use / Savings in Demand under the selected programme (Ml/d) input as +ve 2036-37: 1.57; Gains in Water Available For Use / Savings in Demand under the selected programme (Ml/d) input as +ve 2037-38: 1.69; Gains in Water Available For Use / Savings in Demand under the selected programme (Ml/d) input as +ve 2038-39: 1.83; Gains in Water Available For Use / Savings in Demand under the selected programme (Ml/d) input as +ve 2039-40: 1.95; Gains in Water Available For Use / Savings in Demand under the selected programme (Ml/d) input as +ve 2040-41: 0.88; Gains in Water Available For Use / Savings in Demand under the selected programme (Ml/d) input as +ve 2041-42: 0.91; Gains in Water Available For Use / Savings in Demand under the selected programme (Ml/d) input as +ve 2042-43: 0.93; Gains in Water Available For Use / Savings in Demand under the selected programme (Ml/d) input as +ve 2043-44: 0.97; Gains in Water Available For Use / Savings in Demand under the selected programme (Ml/d) input as +ve 2044-45: 0.99; Gains in Water Available For Use / Savings in Demand under the selected programme (Ml/d) input as +ve 2045-46: 1; Gains in Water Available For Use / Savings in Demand under the selected programme (Ml/d) input as +ve 2046-47: 1.03; Gains in Water Available For Use / Savings in Demand under the selected programme (Ml/d) input as +ve 2047-48: 1.05; Gains in Water Available For Use / Savings in Demand under the selected programme (Ml/d) input as +ve 2048-49: 1.07; Gains in Water Available For Use / Savings in Demand under the selected programme (Ml/d) input as +ve 2049-50: 1.1
52cP | Norfolk Bradneham to Norwich and the Broads potable transfer (20 Ml/d) | NTB10 | Internal potable transfer | Distribution Options | N | Preferred | AWSNTB | Ml/d | 2 | Gains in Water Available For Use / Savings in Demand under the selected programme (Ml/d) input as +ve 2025-26: 0; Gains in Water Available For Use / Savings in Demand under the selected programme (Ml/d) input as +ve 2026-27: 0; Gains in Water Available For Use / Savings in Demand under the selected programme (Ml/d) input as +ve 2027-28: 0; Gains in Water Available For Use / Savings in Demand under the selected programme (Ml/d) input as +ve 2028-29: 0; Gains in Water Available For Use / Savings in Demand under the selected programme (Ml/d) input as +ve 2029-30: 0; Gains in Water Available For Use / Savings in Demand under the selected programme (Ml/d) input as +ve 2030-31: 16.68; Gains in Water Available For Use / Savings in Demand under the selected programme (Ml/d) input as +ve 2031-32: 16.41; Gains in Water Available For Use / Savings in Demand under the selected programme (Ml/d) input as +ve 2032-33: 16.77; Gains in Water Available For Use / Savings in Demand under the selected programme (Ml/d) input as +ve 2033-34: 16.57; Gains in Water Available For Use / Savings in Demand under the selected programme (Ml/d) input as +ve 2034-35: 16.35; Gains in Water Available For Use / Savings in Demand under the selected programme (Ml/d) input as +ve 2035-36: 15.37; Gains in Water Available For Use / Savings in Demand under the selected programme (Ml/d) input as +ve 2036-37: 14.46; Gains in Water Available For Use / Savings in Demand under the selected programme (Ml/d) input as +ve 2037-38: 14.23; Gains in Water Available For Use / Savings in Demand under the selected programme (Ml/d) input as +ve 2038-39: 14.02; Gains in Water Available For Use / Savings in Demand under the selected programme (Ml/d) input as +ve 2039-40: 12.85; Gains in Water Available For Use / Savings in Demand under the selected programme (Ml/d) input as +ve 2040-41: 19.76; Gains in Water Available For Use / Savings in Demand under the selected programme (Ml/d) input as +ve 2041-42: 19.53; Gains in Water Available For Use / Savings in Demand under the selected programme (Ml/d) input as +ve 2042-43: 19.3; Gains in Water Available For Use / Savings in Demand under the selected programme (Ml/d) input as +ve 2043-44: 19.13; Gains in Water Available For Use / Savings in Demand under the selected programme (Ml/d) input as +ve 2044-45: 19.04; Gains in Water Available For Use / Savings in Demand under the selected programme (Ml/d) input as +ve 2045-46: 18.5; Gains in Water Available For Use / Savings in Demand under the selected programme (Ml/d) input as +ve 2046-47: 18.51; Gains in Water Available For Use / Savings in Demand under the selected programme (Ml/d) input as +ve 2047-48: 18.41; Gains in Water Available For Use / Savings in Demand under the selected programme (Ml/d) input as +ve 2048-49: 18.26; Gains in Water Available For Use / Savings in Demand under the selected programme (Ml/d) input as +ve 2049-50: 18.3
52cP | Norwich and the Broads to Aylsham potable transfer (3 Ml/d) | NAY1 | Internal potable transfer | Distribution Options | N | Preferred | AWSNTB | Ml/d | 2 | Gains in Water Available For Use / Savings in Demand under the selected programme (Ml/d) input as +ve 2025-26: 0; Gains in Water Available For Use / Savings in Demand under the selected programme (Ml/d) input as +ve 2026-27: 0; Gains in Water Available For Use / Savings in Demand under the selected programme (Ml/d) input as +ve 2027-28: 0; Gains in Water Available For Use / Savings in Demand under the selected programme (Ml/d) input as +ve 2028-29: 0; Gains in Water Available For Use / Savings in Demand under the selected programme (Ml/d) input as +ve 2029-30: 0; Gains in Water Available For Use / Savings in Demand under the selected programme (Ml/d) input as +ve 2030-31: -0.25; Gains in Water Available For Use / Savings in Demand under the selected programme (Ml/d) input as +ve 2031-32: -0.25; Gains in Water Available For Use / Savings in Demand under the selected programme (Ml/d) input as +ve 2032-33: -0.25; Gains in Water Available For Use / Savings in Demand under the selected programme (Ml/d) input as +ve 2033-34: -0.25; Gains in Water Available For Use / Savings in Demand under the selected programme (Ml/d) input as +ve 2034-35: -0.25; Gains in Water Available For Use / Savings in Demand under the selected programme (Ml/d) input as +ve 2035-36: -0.25; Gains in Water Available For Use / Savings in Demand under the selected programme (Ml/d) input as +ve 2036-37: -0.25; Gains in Water Available For Use / Savings in Demand under the selected programme (Ml/d) input as +ve 2037-38: -0.25; Gains in Water Available For Use / Savings in Demand under the selected programme (Ml/d) input as +ve 2038-39: -0.25; Gains in Water Available For Use / Savings in Demand under the selected programme (Ml/d) input as +ve 2039-40: -0.25; Gains in Water Available For Use / Savings in Demand under the selected programme (Ml/d) input as +ve 2040-41: -0.25; Gains in Water Available For Use / Savings in Demand under the selected programme (Ml/d) input as +ve 2041-42: -0.25; Gains in Water Available For Use / Savings in Demand under the selected programme (Ml/d) input as +ve 2042-43: -0.25; Gains in Water Available For Use / Savings in Demand under the selected programme (Ml/d) input as +ve 2043-44: -0.25; Gains in Water Available For Use / Savings in Demand under the selected programme (Ml/d) input as +ve 2044-45: -0.25; Gains in Water Available For Use / Savings in Demand under the selected programme (Ml/d) input as +ve 2045-46: -0.25; Gains in Water Available For Use / Savings in Demand under the selected programme (Ml/d) input as +ve 2046-47: -0.25; Gains in Water Available For Use / Savings in Demand under the selected programme (Ml/d) input as +ve 2047-48: -0.25; Gains in Water Available For Use / Savings in Demand under the selected programme (Ml/d) input as +ve 2048-49: -0.25; Gains in Water Available For Use / Savings in Demand under the selected programme (Ml/d) input as +ve 2049-50: -0.25
52cP | Norwich and the Broads to Norfolk Wymondham potable transfer (5 Ml/d) | NWY1 | Internal potable transfer | Distribution Options | N | Preferred | AWSNTB | Ml/d | 2 | Gains in Water Available For Use / Savings in Demand under the selected programme (Ml/d) input as +ve 2025-26: 0; Gains in Water Available For Use / Savings in Demand under the selected programme (Ml/d) input as +ve 2026-27: 0; Gains in Water Available For Use / Savings in Demand under the selected programme (Ml/d) input as +ve 2027-28: 0; Gains in Water Available For Use / Savings in Demand under the selected programme (Ml/d) input as +ve 2028-29: 0; Gains in Water Available For Use / Savings in Demand under the selected programme (Ml/d) input as +ve 2029-30: 0; Gains in Water Available For Use / Savings in Demand under the selected programme (Ml/d) input as +ve 2030-31: 0; Gains in Water Available For Use / Savings in Demand under the selected programme (Ml/d) input as +ve 2031-32: 0; Gains in Water Available For Use / Savings in Demand under the selected programme (Ml/d) input as +ve 2032-33: 0; Gains in Water Available For Use / Savings in Demand under the selected programme (Ml/d) input as +ve 2033-34: 0; Gains in Water Available For Use / Savings in Demand under the selected programme (Ml/d) input as +ve 2034-35: 0; Gains in Water Available For Use / Savings in Demand under the selected programme (Ml/d) input as +ve 2035-36: 0; Gains in Water Available For Use / Savings in Demand under the selected programme (Ml/d) input as +ve 2036-37: 0; Gains in Water Available For Use / Savings in Demand under the selected programme (Ml/d) input as +ve 2037-38: 0; Gains in Water Available For Use / Savings in Demand under the selected programme (Ml/d) input as +ve 2038-39: 0; Gains in Water Available For Use / Savings in Demand under the selected programme (Ml/d) input as +ve 2039-40: 0; Gains in Water Available For Use / Savings in Demand under the selected programme (Ml/d) input as +ve 2040-41: -3.99; Gains in Water Available For Use / Savings in Demand under the selected programme (Ml/d) input as +ve 2041-42: -3.98; Gains in Water Available For Use / Savings in Demand under the selected programme (Ml/d) input as +ve 2042-43: -3.96; Gains in Water Available For Use / Savings in Demand under the selected programme (Ml/d) input as +ve 2043-44: -3.94; Gains in Water Available For Use / Savings in Demand under the selected programme (Ml/d) input as +ve 2044-45: -3.93; Gains in Water Available For Use / Savings in Demand under the selected programme (Ml/d) input as +ve 2045-46: -3.88; Gains in Water Available For Use / Savings in Demand under the selected programme (Ml/d) input as +ve 2046-47: -3.89; Gains in Water Available For Use / Savings in Demand under the selected programme (Ml/d) input as +ve 2047-48: -3.91; Gains in Water Available For Use / Savings in Demand under the selected programme (Ml/d) input as +ve 2048-49: -3.9; Gains in Water Available For Use / Savings in Demand under the selected programme (Ml/d) input as +ve 2049-50: -3.91
51cF | CC Mains Replacement.AWSNTB | CC Mains Replacement.AWSNTB | Mains replacement (not trunk mains) | Distribution Options | N | Least Cost | AWSNTB | Ml/d | 2 | 0 | 0 | 0 | 0 | 0 | 0 | 0.0040239 | 0.0080478 | 0.012072 | 0.016096 | 0.02012 | 0.024143 | 0.028167 | 0.032191 | 0.036215 | 0.040239 | 0.044263 | 0.048287 | 0.052311 | 0.056335 | 0.060359 | 0.064383 | 0.068406 | 0.07243 | 0.076454 | 0.080478 | 0.084502 | 0.088526 | 0.09255 | 0.096574 | 0.1006 | 0.10462 | 0.10865 | 0.11267 | 0.11669 | 0.12072 | 0.12474 | 0.12877 | 0.13279 | 0.13681 | 0.14084 | 0.14486 | 0.14888 | 0.15291 | 0.15693 | 0.16096 | 0.16498 | 0.169 | 0.17303 | 0.17705 | 0.18108 | 0.1851 | 0.18912 | 0.19315 | 0.19717 | 0.2012 | 0.20522 | 0.20924 | 0.21327 | 0.21729 | 0.22131 | 0.22534 | 0.22936 | 0.23339 | 0.23741 | 0.24143 | 0.24546 | 0.24948 | 0.25351 | 0.25753 | 0.26155 | 0.26558 | 0.2696 | 0.27363 | 0.27765 | 0.28167 | 0.2857 | 0.28972 | 0.29375 | 0.29777 | 0.30179
51cF | CC Mains Replacement.AWSNTB | CC Mains Replacement.AWSNTB | Mains replacement (not trunk mains) | Distribution Options | N | Ofwat Core | AWSNTB | Ml/d | 2 | 0 | 0 | 0 | 0 | 0 | 0 | 0.0040239 | 0.0080478 | 0.012072 | 0.016096 | 0.02012 | 0.024143 | 0.028167 | 0.032191 | 0.036215 | 0.040239 | 0.044263 | 0.048287 | 0.052311 | 0.056335 | 0.060359 | 0.064383 | 0.068406 | 0.07243 | 0.076454 | 0.080478 | 0.084502 | 0.088526 | 0.09255 | 0.096574 | 0.1006 | 0.10462 | 0.10865 | 0.11267 | 0.11669 | 0.12072 | 0.12474 | 0.12877 | 0.13279 | 0.13681 | 0.14084 | 0.14486 | 0.14888 | 0.15291 | 0.15693 | 0.16096 | 0.16498 | 0.169 | 0.17303 | 0.17705 | 0.18108 | 0.1851 | 0.18912 | 0.19315 | 0.19717 | 0.2012 | 0.20522 | 0.20924 | 0.21327 | 0.21729 | 0.22131 | 0.22534 | 0.22936 | 0.23339 | 0.23741 | 0.24143 | 0.24546 | 0.24948 | 0.25351 | 0.25753 | 0.26155 | 0.26558 | 0.2696 | 0.27363 | 0.27765 | 0.28167 | 0.2857 | 0.28972 | 0.29375 | 0.29777 | 0.30179
51cP | CC Mains Replacement.AWSNTB | CC Mains Replacement.AWSNTB | Mains replacement (not trunk mains) | Distribution Options | N | Preferred | AWSNTB | Ml/d | 2 | 0 | 0 | 0 | 0 | 0 | 0 | 0.0040239 | 0.0080478 | 0.012072 | 0.016096 | 0.02012 | 0.024143 | 0.028167 | 0.032191 | 0.036215 | 0.040239 | 0.044263 | 0.048287 | 0.052311 | 0.056335 | 0.060359 | 0.064383 | 0.068406 | 0.07243 | 0.076454 | 0.080478 | 0.084502 | 0.088526 | 0.09255 | 0.096574 | 0.1006 | 0.10462 | 0.10865 | 0.11267 | 0.11669 | 0.12072 | 0.12474 | 0.12877 | 0.13279 | 0.13681 | 0.14084 | 0.14486 | 0.14888 | 0.15291 | 0.15693 | 0.16096 | 0.16498 | 0.169 | 0.17303 | 0.17705 | 0.18108 | 0.1851 | 0.18912 | 0.19315 | 0.19717 | 0.2012 | 0.20522 | 0.20924 | 0.21327 | 0.21729 | 0.22131 | 0.22534 | 0.22936 | 0.23339 | 0.23741 | 0.24143 | 0.24546 | 0.24948 | 0.25351 | 0.25753 | 0.26155 | 0.26558 | 0.2696 | 0.27363 | 0.27765 | 0.28167 | 0.2857 | 0.28972 | 0.29375 | 0.29777 | 0.30179
51dF | 1a WRMP24. Smart Showers.AWSNWY | WEF 1a.AWSNWY | Retrofitting indoor water efficiency devices | Customer Options | N | Least Cost | AWSNWY | Ml/d | 2 | Gains in Water Available For Use / Savings in Demand under the selected programme (Ml/d) input as +ve 2019-20: 0; Gains in Water Available For Use / Savings in Demand under the selected programme (Ml/d) input as +ve 2020-21: 0; Gains in Water Available For Use / Savings in Demand under the selected programme (Ml/d) input as +ve 2021-22: 0; Gains in Water Available For Use / Savings in Demand under the selected programme (Ml/d) input as +ve 2022-23: 0; Gains in Water Available For Use / Savings in Demand under the selected programme (Ml/d) input as +ve 2023-24: 0; Gains in Water Available For Use / Savings in Demand under the selected programme (Ml/d) input as +ve 2024-25: 0; Gains in Water Available For Use / Savings in Demand under the selected programme (Ml/d) input as +ve 2025-26: 0.0046724; Gains in Water Available For Use / Savings in Demand under the selected programme (Ml/d) input as +ve 2026-27: 0.0088037; Gains in Water Available For Use / Savings in Demand under the selected programme (Ml/d) input as +ve 2027-28: 0.012453; Gains in Water Available For Use / Savings in Demand under the selected programme (Ml/d) input as +ve 2028-29: 0.015756; Gains in Water Available For Use / Savings in Demand under the selected programme (Ml/d) input as +ve 2029-30: 0.018777; Gains in Water Available For Use / Savings in Demand under the selected programme (Ml/d) input as +ve 2030-31: 0.018246; Gains in Water Available For Use / Savings in Demand under the selected programme (Ml/d) input as +ve 2031-32: 0.018113; Gains in Water Available For Use / Savings in Demand under the selected programme (Ml/d) input as +ve 2032-33: 0.018334; Gains in Water Available For Use / Savings in Demand under the selected programme (Ml/d) input as +ve 2033-34: 0.018811; Gains in Water Available For Use / Savings in Demand under the selected programme (Ml/d) input as +ve 2034-35: 0.019495; Gains in Water Available For Use / Savings in Demand under the selected programme (Ml/d) input as +ve 2035-36: 0.020183; Gains in Water Available For Use / Savings in Demand under the selected programme (Ml/d) input as +ve 2036-37: 0.020874; Gains in Water Available For Use / Savings in Demand under the selected programme (Ml/d) input as +ve 2037-38: 0.021567; Gains in Water Available For Use / Savings in Demand under the selected programme (Ml/d) input as +ve 2038-39: 0.02226; Gains in Water Available For Use / Savings in Demand under the selected programme (Ml/d) input as +ve 2039-40: 0.022953; Gains in Water Available For Use / Savings in Demand under the selected programme (Ml/d) input as +ve 2040-41: 0.023646; Gains in Water Available For Use / Savings in Demand under the selected programme (Ml/d) input as +ve 2041-42: 0.024337; Gains in Water Available For Use / Savings in Demand under the selected programme (Ml/d) input as +ve 2042-43: 0.025028; Gains in Water Available For Use / Savings in Demand under the selected programme (Ml/d) input as +ve 2043-44: 0.025718; Gains in Water Available For Use / Savings in Demand under the selected programme (Ml/d) input as +ve 2044-45: 0.026407; Gains in Water Available For Use / Savings in Demand under the selected programme (Ml/d) input as +ve 2045-46: 0.027095; Gains in Water Available For Use / Savings in Demand under the selected programme (Ml/d) input as +ve 2046-47: 0.027783; Gains in Water Available For Use / Savings in Demand under the selected programme (Ml/d) input as +ve 2047-48: 0.02847; Gains in Water Available For Use / Savings in Demand under the selected programme (Ml/d) input as +ve 2048-49: 0.029158; Gains in Water Available For Use / Savings in Demand under the selected programme (Ml/d) input as +ve 2049-50: 0.029845
51dF | 1a WRMP24. Smart Showers.AWSNWY | WEF 1a.AWSNWY | Retrofitting indoor water efficiency devices | Customer Options | N | Ofwat Core | AWSNWY | Ml/d | 2 | Gains in Water Available For Use / Savings in Demand under the selected programme (Ml/d) input as +ve 2019-20: 0; Gains in Water Available For Use / Savings in Demand under the selected programme (Ml/d) input as +ve 2020-21: 0; Gains in Water Available For Use / Savings in Demand under the selected programme (Ml/d) input as +ve 2021-22: 0; Gains in Water Available For Use / Savings in Demand under the selected programme (Ml/d) input as +ve 2022-23: 0; Gains in Water Available For Use / Savings in Demand under the selected programme (Ml/d) input as +ve 2023-24: 0; Gains in Water Available For Use / Savings in Demand under the selected programme (Ml/d) input as +ve 2024-25: 0; Gains in Water Available For Use / Savings in Demand under the selected programme (Ml/d) input as +ve 2025-26: 0.0046724; Gains in Water Available For Use / Savings in Demand under the selected programme (Ml/d) input as +ve 2026-27: 0.0088037; Gains in Water Available For Use / Savings in Demand under the selected programme (Ml/d) input as +ve 2027-28: 0.012453; Gains in Water Available For Use / Savings in Demand under the selected programme (Ml/d) input as +ve 2028-29: 0.015756; Gains in Water Available For Use / Savings in Demand under the selected programme (Ml/d) input as +ve 2029-30: 0.018777; Gains in Water Available For Use / Savings in Demand under the selected programme (Ml/d) input as +ve 2030-31: 0.018246; Gains in Water Available For Use / Savings in Demand under the selected programme (Ml/d) input as +ve 2031-32: 0.018113; Gains in Water Available For Use / Savings in Demand under the selected programme (Ml/d) input as +ve 2032-33: 0.018334; Gains in Water Available For Use / Savings in Demand under the selected programme (Ml/d) input as +ve 2033-34: 0.018811; Gains in Water Available For Use / Savings in Demand under the selected programme (Ml/d) input as +ve 2034-35: 0.019495; Gains in Water Available For Use / Savings in Demand under the selected programme (Ml/d) input as +ve 2035-36: 0.020183; Gains in Water Available For Use / Savings in Demand under the selected programme (Ml/d) input as +ve 2036-37: 0.020874; Gains in Water Available For Use / Savings in Demand under the selected programme (Ml/d) input as +ve 2037-38: 0.021567; Gains in Water Available For Use / Savings in Demand under the selected programme (Ml/d) input as +ve 2038-39: 0.02226; Gains in Water Available For Use / Savings in Demand under the selected programme (Ml/d) input as +ve 2039-40: 0.022953; Gains in Water Available For Use / Savings in Demand under the selected programme (Ml/d) input as +ve 2040-41: 0.023646; Gains in Water Available For Use / Savings in Demand under the selected programme (Ml/d) input as +ve 2041-42: 0.024337; Gains in Water Available For Use / Savings in Demand under the selected programme (Ml/d) input as +ve 2042-43: 0.025028; Gains in Water Available For Use / Savings in Demand under the selected programme (Ml/d) input as +ve 2043-44: 0.025718; Gains in Water Available For Use / Savings in Demand under the selected programme (Ml/d) input as +ve 2044-45: 0.026407; Gains in Water Available For Use / Savings in Demand under the selected programme (Ml/d) input as +ve 2045-46: 0.027095; Gains in Water Available For Use / Savings in Demand under the selected programme (Ml/d) input as +ve 2046-47: 0.027783; Gains in Water Available For Use / Savings in Demand under the selected programme (Ml/d) input as +ve 2047-48: 0.02847; Gains in Water Available For Use / Savings in Demand under the selected programme (Ml/d) input as +ve 2048-49: 0.029158; Gains in Water Available For Use / Savings in Demand under the selected programme (Ml/d) input as +ve 2049-50: 0.029845
51dP | 1a WRMP24. Smart Showers.AWSNWY | WEF 1a.AWSNWY | Retrofitting indoor water efficiency devices | Customer Options | N | Preferred | AWSNWY | Ml/d | 2 | Gains in Water Available For Use / Savings in Demand under the selected programme (Ml/d) input as +ve 2019-20: 0; Gains in Water Available For Use / Savings in Demand under the selected programme (Ml/d) input as +ve 2020-21: 0; Gains in Water Available For Use / Savings in Demand under the selected programme (Ml/d) input as +ve 2021-22: 0; Gains in Water Available For Use / Savings in Demand under the selected programme (Ml/d) input as +ve 2022-23: 0; Gains in Water Available For Use / Savings in Demand under the selected programme (Ml/d) input as +ve 2023-24: 0; Gains in Water Available For Use / Savings in Demand under the selected programme (Ml/d) input as +ve 2024-25: 0; Gains in Water Available For Use / Savings in Demand under the selected programme (Ml/d) input as +ve 2025-26: 0.0046724; Gains in Water Available For Use / Savings in Demand under the selected programme (Ml/d) input as +ve 2026-27: 0.0088037; Gains in Water Available For Use / Savings in Demand under the selected programme (Ml/d) input as +ve 2027-28: 0.012453; Gains in Water Available For Use / Savings in Demand under the selected programme (Ml/d) input as +ve 2028-29: 0.015756; Gains in Water Available For Use / Savings in Demand under the selected programme (Ml/d) input as +ve 2029-30: 0.018777; Gains in Water Available For Use / Savings in Demand under the selected programme (Ml/d) input as +ve 2030-31: 0.018246; Gains in Water Available For Use / Savings in Demand under the selected programme (Ml/d) input as +ve 2031-32: 0.018113; Gains in Water Available For Use / Savings in Demand under the selected programme (Ml/d) input as +ve 2032-33: 0.018334; Gains in Water Available For Use / Savings in Demand under the selected programme (Ml/d) input as +ve 2033-34: 0.018811; Gains in Water Available For Use / Savings in Demand under the selected programme (Ml/d) input as +ve 2034-35: 0.019495; Gains in Water Available For Use / Savings in Demand under the selected programme (Ml/d) input as +ve 2035-36: 0.020183; Gains in Water Available For Use / Savings in Demand under the selected programme (Ml/d) input as +ve 2036-37: 0.020874; Gains in Water Available For Use / Savings in Demand under the selected programme (Ml/d) input as +ve 2037-38: 0.021567; Gains in Water Available For Use / Savings in Demand under the selected programme (Ml/d) input as +ve 2038-39: 0.02226; Gains in Water Available For Use / Savings in Demand under the selected programme (Ml/d) input as +ve 2039-40: 0.022953; Gains in Water Available For Use / Savings in Demand under the selected programme (Ml/d) input as +ve 2040-41: 0.023646; Gains in Water Available For Use / Savings in Demand under the selected programme (Ml/d) input as +ve 2041-42: 0.024337; Gains in Water Available For Use / Savings in Demand under the selected programme (Ml/d) input as +ve 2042-43: 0.025028; Gains in Water Available For Use / Savings in Demand under the selected programme (Ml/d) input as +ve 2043-44: 0.025718; Gains in Water Available For Use / Savings in Demand under the selected programme (Ml/d) input as +ve 2044-45: 0.026407; Gains in Water Available For Use / Savings in Demand under the selected programme (Ml/d) input as +ve 2045-46: 0.027095; Gains in Water Available For Use / Savings in Demand under the selected programme (Ml/d) input as +ve 2046-47: 0.027783; Gains in Water Available For Use / Savings in Demand under the selected programme (Ml/d) input as +ve 2047-48: 0.02847; Gains in Water Available For Use / Savings in Demand under the selected programme (Ml/d) input as +ve 2048-49: 0.029158; Gains in Water Available For Use / Savings in Demand under the selected programme (Ml/d) input as +ve 2049-50: 0.029845
51dF | 2c WRMP24. Garden Advice.AWSNWY | WEF 2c.AWSNWY | Water efficiency customer education / awareness | Customer Options | N | Least Cost | AWSNWY | Ml/d | 2 | Gains in Water Available For Use / Savings in Demand under the selected programme (Ml/d) input as +ve 2019-20: 0; Gains in Water Available For Use / Savings in Demand under the selected programme (Ml/d) input as +ve 2020-21: 0; Gains in Water Available For Use / Savings in Demand under the selected programme (Ml/d) input as +ve 2021-22: 0; Gains in Water Available For Use / Savings in Demand under the selected programme (Ml/d) input as +ve 2022-23: 0; Gains in Water Available For Use / Savings in Demand under the selected programme (Ml/d) input as +ve 2023-24: 0; Gains in Water Available For Use / Savings in Demand under the selected programme (Ml/d) input as +ve 2024-25: 0; Gains in Water Available For Use / Savings in Demand under the selected programme (Ml/d) input as +ve 2025-26: 0.00067135; Gains in Water Available For Use / Savings in Demand under the selected programme (Ml/d) input as +ve 2026-27: 0.0013427; Gains in Water Available For Use / Savings in Demand under the selected programme (Ml/d) input as +ve 2027-28: 0.0020117; Gains in Water Available For Use / Savings in Demand under the selected programme (Ml/d) input as +ve 2028-29: 0.0026782; Gains in Water Available For Use / Savings in Demand under the selected programme (Ml/d) input as +ve 2029-30: 0.0033423; Gains in Water Available For Use / Savings in Demand under the selected programme (Ml/d) input as +ve 2030-31: 0.0040038; Gains in Water Available For Use / Savings in Demand under the selected programme (Ml/d) input as +ve 2031-32: 0.0046632; Gains in Water Available For Use / Savings in Demand under the selected programme (Ml/d) input as +ve 2032-33: 0.0053206; Gains in Water Available For Use / Savings in Demand under the selected programme (Ml/d) input as +ve 2033-34: 0.0059765; Gains in Water Available For Use / Savings in Demand under the selected programme (Ml/d) input as +ve 2034-35: 0.0066313; Gains in Water Available For Use / Savings in Demand under the selected programme (Ml/d) input as +ve 2035-36: 0.0072851; Gains in Water Available For Use / Savings in Demand under the selected programme (Ml/d) input as +ve 2036-37: 0.0079379; Gains in Water Available For Use / Savings in Demand under the selected programme (Ml/d) input as +ve 2037-38: 0.0085897; Gains in Water Available For Use / Savings in Demand under the selected programme (Ml/d) input as +ve 2038-39: 0.0092404; Gains in Water Available For Use / Savings in Demand under the selected programme (Ml/d) input as +ve 2039-40: 0.0098903; Gains in Water Available For Use / Savings in Demand under the selected programme (Ml/d) input as +ve 2040-41: 0.010539; Gains in Water Available For Use / Savings in Demand under the selected programme (Ml/d) input as +ve 2041-42: 0.011187; Gains in Water Available For Use / Savings in Demand under the selected programme (Ml/d) input as +ve 2042-43: 0.011834; Gains in Water Available For Use / Savings in Demand under the selected programme (Ml/d) input as +ve 2043-44: 0.01248; Gains in Water Available For Use / Savings in Demand under the selected programme (Ml/d) input as +ve 2044-45: 0.013126; Gains in Water Available For Use / Savings in Demand under the selected programme (Ml/d) input as +ve 2045-46: 0.01377; Gains in Water Available For Use / Savings in Demand under the selected programme (Ml/d) input as +ve 2046-47: 0.014414; Gains in Water Available For Use / Savings in Demand under the selected programme (Ml/d) input as +ve 2047-48: 0.015057; Gains in Water Available For Use / Savings in Demand under the selected programme (Ml/d) input as +ve 2048-49: 0.015699; Gains in Water Available For Use / Savings in Demand under the selected programme (Ml/d) input as +ve 2049-50: 0.01634
51dF | 2c WRMP24. Garden Advice.AWSNWY | WEF 2c.AWSNWY | Water efficiency customer education / awareness | Customer Options | N | Ofwat Core | AWSNWY | Ml/d | 2 | Gains in Water Available For Use / Savings in Demand under the selected programme (Ml/d) input as +ve 2019-20: 0; Gains in Water Available For Use / Savings in Demand under the selected programme (Ml/d) input as +ve 2020-21: 0; Gains in Water Available For Use / Savings in Demand under the selected programme (Ml/d) input as +ve 2021-22: 0; Gains in Water Available For Use / Savings in Demand under the selected programme (Ml/d) input as +ve 2022-23: 0; Gains in Water Available For Use / Savings in Demand under the selected programme (Ml/d) input as +ve 2023-24: 0; Gains in Water Available For Use / Savings in Demand under the selected programme (Ml/d) input as +ve 2024-25: 0; Gains in Water Available For Use / Savings in Demand under the selected programme (Ml/d) input as +ve 2025-26: 0.00067135; Gains in Water Available For Use / Savings in Demand under the selected programme (Ml/d) input as +ve 2026-27: 0.0013427; Gains in Water Available For Use / Savings in Demand under the selected programme (Ml/d) input as +ve 2027-28: 0.0020117; Gains in Water Available For Use / Savings in Demand under the selected programme (Ml/d) input as +ve 2028-29: 0.0026782; Gains in Water Available For Use / Savings in Demand under the selected programme (Ml/d) input as +ve 2029-30: 0.0033423; Gains in Water Available For Use / Savings in Demand under the selected programme (Ml/d) input as +ve 2030-31: 0.0040038; Gains in Water Available For Use / Savings in Demand under the selected programme (Ml/d) input as +ve 2031-32: 0.0046632; Gains in Water Available For Use / Savings in Demand under the selected programme (Ml/d) input as +ve 2032-33: 0.0053206; Gains in Water Available For Use / Savings in Demand under the selected programme (Ml/d) input as +ve 2033-34: 0.0059765; Gains in Water Available For Use / Savings in Demand under the selected programme (Ml/d) input as +ve 2034-35: 0.0066313; Gains in Water Available For Use / Savings in Demand under the selected programme (Ml/d) input as +ve 2035-36: 0.0072851; Gains in Water Available For Use / Savings in Demand under the selected programme (Ml/d) input as +ve 2036-37: 0.0079379; Gains in Water Available For Use / Savings in Demand under the selected programme (Ml/d) input as +ve 2037-38: 0.0085897; Gains in Water Available For Use / Savings in Demand under the selected programme (Ml/d) input as +ve 2038-39: 0.0092404; Gains in Water Available For Use / Savings in Demand under the selected programme (Ml/d) input as +ve 2039-40: 0.0098903; Gains in Water Available For Use / Savings in Demand under the selected programme (Ml/d) input as +ve 2040-41: 0.010539; Gains in Water Available For Use / Savings in Demand under the selected programme (Ml/d) input as +ve 2041-42: 0.011187; Gains in Water Available For Use / Savings in Demand under the selected programme (Ml/d) input as +ve 2042-43: 0.011834; Gains in Water Available For Use / Savings in Demand under the selected programme (Ml/d) input as +ve 2043-44: 0.01248; Gains in Water Available For Use / Savings in Demand under the selected programme (Ml/d) input as +ve 2044-45: 0.013126; Gains in Water Available For Use / Savings in Demand under the selected programme (Ml/d) input as +ve 2045-46: 0.01377; Gains in Water Available For Use / Savings in Demand under the selected programme (Ml/d) input as +ve 2046-47: 0.014414; Gains in Water Available For Use / Savings in Demand under the selected programme (Ml/d) input as +ve 2047-48: 0.015057; Gains in Water Available For Use / Savings in Demand under the selected programme (Ml/d) input as +ve 2048-49: 0.015699; Gains in Water Available For Use / Savings in Demand under the selected programme (Ml/d) input as +ve 2049-50: 0.01634
51dP | 2c WRMP24. Garden Advice.AWSNWY | WEF 2c.AWSNWY | Water efficiency customer education / awareness | Customer Options | N | Preferred | AWSNWY | Ml/d | 2 | Gains in Water Available For Use / Savings in Demand under the selected programme (Ml/d) input as +ve 2019-20: 0; Gains in Water Available For Use / Savings in Demand under the selected programme (Ml/d) input as +ve 2020-21: 0; Gains in Water Available For Use / Savings in Demand under the selected programme (Ml/d) input as +ve 2021-22: 0; Gains in Water Available For Use / Savings in Demand under the selected programme (Ml/d) input as +ve 2022-23: 0; Gains in Water Available For Use / Savings in Demand under the selected programme (Ml/d) input as +ve 2023-24: 0; Gains in Water Available For Use / Savings in Demand under the selected programme (Ml/d) input as +ve 2024-25: 0; Gains in Water Available For Use / Savings in Demand under the selected programme (Ml/d) input as +ve 2025-26: 0.00067135; Gains in Water Available For Use / Savings in Demand under the selected programme (Ml/d) input as +ve 2026-27: 0.0013427; Gains in Water Available For Use / Savings in Demand under the selected programme (Ml/d) input as +ve 2027-28: 0.0020117; Gains in Water Available For Use / Savings in Demand under the selected programme (Ml/d) input as +ve 2028-29: 0.0026782; Gains in Water Available For Use / Savings in Demand under the selected programme (Ml/d) input as +ve 2029-30: 0.0033423; Gains in Water Available For Use / Savings in Demand under the selected programme (Ml/d) input as +ve 2030-31: 0.0040038; Gains in Water Available For Use / Savings in Demand under the selected programme (Ml/d) input as +ve 2031-32: 0.0046632; Gains in Water Available For Use / Savings in Demand under the selected programme (Ml/d) input as +ve 2032-33: 0.0053206; Gains in Water Available For Use / Savings in Demand under the selected programme (Ml/d) input as +ve 2033-34: 0.0059765; Gains in Water Available For Use / Savings in Demand under the selected programme (Ml/d) input as +ve 2034-35: 0.0066313; Gains in Water Available For Use / Savings in Demand under the selected programme (Ml/d) input as +ve 2035-36: 0.0072851; Gains in Water Available For Use / Savings in Demand under the selected programme (Ml/d) input as +ve 2036-37: 0.0079379; Gains in Water Available For Use / Savings in Demand under the selected programme (Ml/d) input as +ve 2037-38: 0.0085897; Gains in Water Available For Use / Savings in Demand under the selected programme (Ml/d) input as +ve 2038-39: 0.0092404; Gains in Water Available For Use / Savings in Demand under the selected programme (Ml/d) input as +ve 2039-40: 0.0098903; Gains in Water Available For Use / Savings in Demand under the selected programme (Ml/d) input as +ve 2040-41: 0.010539; Gains in Water Available For Use / Savings in Demand under the selected programme (Ml/d) input as +ve 2041-42: 0.011187; Gains in Water Available For Use / Savings in Demand under the selected programme (Ml/d) input as +ve 2042-43: 0.011834; Gains in Water Available For Use / Savings in Demand under the selected programme (Ml/d) input as +ve 2043-44: 0.01248; Gains in Water Available For Use / Savings in Demand under the selected programme (Ml/d) input as +ve 2044-45: 0.013126; Gains in Water Available For Use / Savings in Demand under the selected programme (Ml/d) input as +ve 2045-46: 0.01377; Gains in Water Available For Use / Savings in Demand under the selected programme (Ml/d) input as +ve 2046-47: 0.014414; Gains in Water Available For Use / Savings in Demand under the selected programme (Ml/d) input as +ve 2047-48: 0.015057; Gains in Water Available For Use / Savings in Demand under the selected programme (Ml/d) input as +ve 2048-49: 0.015699; Gains in Water Available For Use / Savings in Demand under the selected programme (Ml/d) input as +ve 2049-50: 0.01634
51dF | 3a WRMP24. Community Reward.AWSNWY | WEF 3a.AWSNWY | Water efficiency customer education / awareness | Customer Options | N | Least Cost | AWSNWY | Ml/d | 2 | Gains in Water Available For Use / Savings in Demand under the selected programme (Ml/d) input as +ve 2019-20: 0; Gains in Water Available For Use / Savings in Demand under the selected programme (Ml/d) input as +ve 2020-21: 0; Gains in Water Available For Use / Savings in Demand under the selected programme (Ml/d) input as +ve 2021-22: 0; Gains in Water Available For Use / Savings in Demand under the selected programme (Ml/d) input as +ve 2022-23: 0; Gains in Water Available For Use / Savings in Demand under the selected programme (Ml/d) input as +ve 2023-24: 0; Gains in Water Available For Use / Savings in Demand under the selected programme (Ml/d) input as +ve 2024-25: 0; Gains in Water Available For Use / Savings in Demand under the selected programme (Ml/d) input as +ve 2025-26: 0.0013579; Gains in Water Available For Use / Savings in Demand under the selected programme (Ml/d) input as +ve 2026-27: 0.0025447; Gains in Water Available For Use / Savings in Demand under the selected programme (Ml/d) input as +ve 2027-28: 0.0035811; Gains in Water Available For Use / Savings in Demand under the selected programme (Ml/d) input as +ve 2028-29: 0.0045075; Gains in Water Available For Use / Savings in Demand under the selected programme (Ml/d) input as +ve 2029-30: 0.0053445; Gains in Water Available For Use / Savings in Demand under the selected programme (Ml/d) input as +ve 2030-31: 0.0061692; Gains in Water Available For Use / Savings in Demand under the selected programme (Ml/d) input as +ve 2031-32: 0.0069826; Gains in Water Available For Use / Savings in Demand under the selected programme (Ml/d) input as +ve 2032-33: 0.0077895; Gains in Water Available For Use / Savings in Demand under the selected programme (Ml/d) input as +ve 2033-34: 0.0085911; Gains in Water Available For Use / Savings in Demand under the selected programme (Ml/d) input as +ve 2034-35: 0.009388; Gains in Water Available For Use / Savings in Demand under the selected programme (Ml/d) input as +ve 2035-36: 0.01018; Gains in Water Available For Use / Savings in Demand under the selected programme (Ml/d) input as +ve 2036-37: 0.010968; Gains in Water Available For Use / Savings in Demand under the selected programme (Ml/d) input as +ve 2037-38: 0.011751; Gains in Water Available For Use / Savings in Demand under the selected programme (Ml/d) input as +ve 2038-39: 0.012531; Gains in Water Available For Use / Savings in Demand under the selected programme (Ml/d) input as +ve 2039-40: 0.013308; Gains in Water Available For Use / Savings in Demand under the selected programme (Ml/d) input as +ve 2040-41: 0.013255; Gains in Water Available For Use / Savings in Demand under the selected programme (Ml/d) input as +ve 2041-42: 0.01331; Gains in Water Available For Use / Savings in Demand under the selected programme (Ml/d) input as +ve 2042-43: 0.013458; Gains in Water Available For Use / Savings in Demand under the selected programme (Ml/d) input as +ve 2043-44: 0.013675; Gains in Water Available For Use / Savings in Demand under the selected programme (Ml/d) input as +ve 2044-45: 0.013948; Gains in Water Available For Use / Savings in Demand under the selected programme (Ml/d) input as +ve 2045-46: 0.01423; Gains in Water Available For Use / Savings in Demand under the selected programme (Ml/d) input as +ve 2046-47: 0.01452; Gains in Water Available For Use / Savings in Demand under the selected programme (Ml/d) input as +ve 2047-48: 0.014815; Gains in Water Available For Use / Savings in Demand under the selected programme (Ml/d) input as +ve 2048-49: 0.015113; Gains in Water Available For Use / Savings in Demand under the selected programme (Ml/d) input as +ve 2049-50: 0.015414
51dF | 3a WRMP24. Community Reward.AWSNWY | WEF 3a.AWSNWY | Water efficiency customer education / awareness | Customer Options | N | Ofwat Core | AWSNWY | Ml/d | 2 | Gains in Water Available For Use / Savings in Demand under the selected programme (Ml/d) input as +ve 2019-20: 0; Gains in Water Available For Use / Savings in Demand under the selected programme (Ml/d) input as +ve 2020-21: 0; Gains in Water Available For Use / Savings in Demand under the selected programme (Ml/d) input as +ve 2021-22: 0; Gains in Water Available For Use / Savings in Demand under the selected programme (Ml/d) input as +ve 2022-23: 0; Gains in Water Available For Use / Savings in Demand under the selected programme (Ml/d) input as +ve 2023-24: 0; Gains in Water Available For Use / Savings in Demand under the selected programme (Ml/d) input as +ve 2024-25: 0; Gains in Water Available For Use / Savings in Demand under the selected programme (Ml/d) input as +ve 2025-26: 0.0013579; Gains in Water Available For Use / Savings in Demand under the selected programme (Ml/d) input as +ve 2026-27: 0.0025447; Gains in Water Available For Use / Savings in Demand under the selected programme (Ml/d) input as +ve 2027-28: 0.0035811; Gains in Water Available For Use / Savings in Demand under the selected programme (Ml/d) input as +ve 2028-29: 0.0045075; Gains in Water Available For Use / Savings in Demand under the selected programme (Ml/d) input as +ve 2029-30: 0.0053445; Gains in Water Available For Use / Savings in Demand under the selected programme (Ml/d) input as +ve 2030-31: 0.0061692; Gains in Water Available For Use / Savings in Demand under the selected programme (Ml/d) input as +ve 2031-32: 0.0069826; Gains in Water Available For Use / Savings in Demand under the selected programme (Ml/d) input as +ve 2032-33: 0.0077895; Gains in Water Available For Use / Savings in Demand under the selected programme (Ml/d) input as +ve 2033-34: 0.0085911; Gains in Water Available For Use / Savings in Demand under the selected programme (Ml/d) input as +ve 2034-35: 0.009388; Gains in Water Available For Use / Savings in Demand under the selected programme (Ml/d) input as +ve 2035-36: 0.01018; Gains in Water Available For Use / Savings in Demand under the selected programme (Ml/d) input as +ve 2036-37: 0.010968; Gains in Water Available For Use / Savings in Demand under the selected programme (Ml/d) input as +ve 2037-38: 0.011751; Gains in Water Available For Use / Savings in Demand under the selected programme (Ml/d) input as +ve 2038-39: 0.012531; Gains in Water Available For Use / Savings in Demand under the selected programme (Ml/d) input as +ve 2039-40: 0.013308; Gains in Water Available For Use / Savings in Demand under the selected programme (Ml/d) input as +ve 2040-41: 0.013255; Gains in Water Available For Use / Savings in Demand under the selected programme (Ml/d) input as +ve 2041-42: 0.01331; Gains in Water Available For Use / Savings in Demand under the selected programme (Ml/d) input as +ve 2042-43: 0.013458; Gains in Water Available For Use / Savings in Demand under the selected programme (Ml/d) input as +ve 2043-44: 0.013675; Gains in Water Available For Use / Savings in Demand under the selected programme (Ml/d) input as +ve 2044-45: 0.013948; Gains in Water Available For Use / Savings in Demand under the selected programme (Ml/d) input as +ve 2045-46: 0.01423; Gains in Water Available For Use / Savings in Demand under the selected programme (Ml/d) input as +ve 2046-47: 0.01452; Gains in Water Available For Use / Savings in Demand under the selected programme (Ml/d) input as +ve 2047-48: 0.014815; Gains in Water Available For Use / Savings in Demand under the selected programme (Ml/d) input as +ve 2048-49: 0.015113; Gains in Water Available For Use / Savings in Demand under the selected programme (Ml/d) input as +ve 2049-50: 0.015414
51dP | 3a WRMP24. Community Reward.AWSNWY | WEF 3a.AWSNWY | Water efficiency customer education / awareness | Customer Options | N | Preferred | AWSNWY | Ml/d | 2 | Gains in Water Available For Use / Savings in Demand under the selected programme (Ml/d) input as +ve 2019-20: 0; Gains in Water Available For Use / Savings in Demand under the selected programme (Ml/d) input as +ve 2020-21: 0; Gains in Water Available For Use / Savings in Demand under the selected programme (Ml/d) input as +ve 2021-22: 0; Gains in Water Available For Use / Savings in Demand under the selected programme (Ml/d) input as +ve 2022-23: 0; Gains in Water Available For Use / Savings in Demand under the selected programme (Ml/d) input as +ve 2023-24: 0; Gains in Water Available For Use / Savings in Demand under the selected programme (Ml/d) input as +ve 2024-25: 0; Gains in Water Available For Use / Savings in Demand under the selected programme (Ml/d) input as +ve 2025-26: 0.0013579; Gains in Water Available For Use / Savings in Demand under the selected programme (Ml/d) input as +ve 2026-27: 0.0025447; Gains in Water Available For Use / Savings in Demand under the selected programme (Ml/d) input as +ve 2027-28: 0.0035811; Gains in Water Available For Use / Savings in Demand under the selected programme (Ml/d) input as +ve 2028-29: 0.0045075; Gains in Water Available For Use / Savings in Demand under the selected programme (Ml/d) input as +ve 2029-30: 0.0053445; Gains in Water Available For Use / Savings in Demand under the selected programme (Ml/d) input as +ve 2030-31: 0.0061692; Gains in Water Available For Use / Savings in Demand under the selected programme (Ml/d) input as +ve 2031-32: 0.0069826; Gains in Water Available For Use / Savings in Demand under the selected programme (Ml/d) input as +ve 2032-33: 0.0077895; Gains in Water Available For Use / Savings in Demand under the selected programme (Ml/d) input as +ve 2033-34: 0.0085911; Gains in Water Available For Use / Savings in Demand under the selected programme (Ml/d) input as +ve 2034-35: 0.009388; Gains in Water Available For Use / Savings in Demand under the selected programme (Ml/d) input as +ve 2035-36: 0.01018; Gains in Water Available For Use / Savings in Demand under the selected programme (Ml/d) input as +ve 2036-37: 0.010968; Gains in Water Available For Use / Savings in Demand under the selected programme (Ml/d) input as +ve 2037-38: 0.011751; Gains in Water Available For Use / Savings in Demand under the selected programme (Ml/d) input as +ve 2038-39: 0.012531; Gains in Water Available For Use / Savings in Demand under the selected programme (Ml/d) input as +ve 2039-40: 0.013308; Gains in Water Available For Use / Savings in Demand under the selected programme (Ml/d) input as +ve 2040-41: 0.013255; Gains in Water Available For Use / Savings in Demand under the selected programme (Ml/d) input as +ve 2041-42: 0.01331; Gains in Water Available For Use / Savings in Demand under the selected programme (Ml/d) input as +ve 2042-43: 0.013458; Gains in Water Available For Use / Savings in Demand under the selected programme (Ml/d) input as +ve 2043-44: 0.013675; Gains in Water Available For Use / Savings in Demand under the selected programme (Ml/d) input as +ve 2044-45: 0.013948; Gains in Water Available For Use / Savings in Demand under the selected programme (Ml/d) input as +ve 2045-46: 0.01423; Gains in Water Available For Use / Savings in Demand under the selected programme (Ml/d) input as +ve 2046-47: 0.01452; Gains in Water Available For Use / Savings in Demand under the selected programme (Ml/d) input as +ve 2047-48: 0.014815; Gains in Water Available For Use / Savings in Demand under the selected programme (Ml/d) input as +ve 2048-49: 0.015113; Gains in Water Available For Use / Savings in Demand under the selected programme (Ml/d) input as +ve 2049-50: 0.015414
51dF | 4a WRMP24. PL Uplift - Vulnerable Customers.AWSNWY | WEF 4a.AWSNWY | Other water efficiency | Customer Options | N | Least Cost | AWSNWY | Ml/d | 2 | Gains in Water Available For Use / Savings in Demand under the selected programme (Ml/d) input as +ve 2019-20: 0; Gains in Water Available For Use / Savings in Demand under the selected programme (Ml/d) input as +ve 2020-21: 0; Gains in Water Available For Use / Savings in Demand under the selected programme (Ml/d) input as +ve 2021-22: 0; Gains in Water Available For Use / Savings in Demand under the selected programme (Ml/d) input as +ve 2022-23: 0; Gains in Water Available For Use / Savings in Demand under the selected programme (Ml/d) input as +ve 2023-24: 0; Gains in Water Available For Use / Savings in Demand under the selected programme (Ml/d) input as +ve 2024-25: 0; Gains in Water Available For Use / Savings in Demand under the selected programme (Ml/d) input as +ve 2025-26: 0.003259; Gains in Water Available For Use / Savings in Demand under the selected programme (Ml/d) input as +ve 2026-27: 0.0041503; Gains in Water Available For Use / Savings in Demand under the selected programme (Ml/d) input as +ve 2027-28: 0.005056; Gains in Water Available For Use / Savings in Demand under the selected programme (Ml/d) input as +ve 2028-29: 0.0059799; Gains in Water Available For Use / Savings in Demand under the selected programme (Ml/d) input as +ve 2029-30: 0.0069174; Gains in Water Available For Use / Savings in Demand under the selected programme (Ml/d) input as +ve 2030-31: 0.0078676; Gains in Water Available For Use / Savings in Demand under the selected programme (Ml/d) input as +ve 2031-32: 0.0088364; Gains in Water Available For Use / Savings in Demand under the selected programme (Ml/d) input as +ve 2032-33: 0.0089314; Gains in Water Available For Use / Savings in Demand under the selected programme (Ml/d) input as +ve 2033-34: 0.0090248; Gains in Water Available For Use / Savings in Demand under the selected programme (Ml/d) input as +ve 2034-35: 0.0091168; Gains in Water Available For Use / Savings in Demand under the selected programme (Ml/d) input as +ve 2035-36: 0.0092076; Gains in Water Available For Use / Savings in Demand under the selected programme (Ml/d) input as +ve 2036-37: 0.009298; Gains in Water Available For Use / Savings in Demand under the selected programme (Ml/d) input as +ve 2037-38: 0.0093872; Gains in Water Available For Use / Savings in Demand under the selected programme (Ml/d) input as +ve 2038-39: 0.0094752; Gains in Water Available For Use / Savings in Demand under the selected programme (Ml/d) input as +ve 2039-40: 0.0095615; Gains in Water Available For Use / Savings in Demand under the selected programme (Ml/d) input as +ve 2040-41: 0.0096462; Gains in Water Available For Use / Savings in Demand under the selected programme (Ml/d) input as +ve 2041-42: 0.0097296; Gains in Water Available For Use / Savings in Demand under the selected programme (Ml/d) input as +ve 2042-43: 0.0098121; Gains in Water Available For Use / Savings in Demand under the selected programme (Ml/d) input as +ve 2043-44: 0.0098935; Gains in Water Available For Use / Savings in Demand under the selected programme (Ml/d) input as +ve 2044-45: 0.009974; Gains in Water Available For Use / Savings in Demand under the selected programme (Ml/d) input as +ve 2045-46: 0.010043; Gains in Water Available For Use / Savings in Demand under the selected programme (Ml/d) input as +ve 2046-47: 0.010112; Gains in Water Available For Use / Savings in Demand under the selected programme (Ml/d) input as +ve 2047-48: 0.010181; Gains in Water Available For Use / Savings in Demand under the selected programme (Ml/d) input as +ve 2048-49: 0.010252; Gains in Water Available For Use / Savings in Demand under the selected programme (Ml/d) input as +ve 2049-50: 0.010318
51dF | 4a WRMP24. PL Uplift - Vulnerable Customers.AWSNWY | WEF 4a.AWSNWY | Other water efficiency | Customer Options | N | Ofwat Core | AWSNWY | Ml/d | 2 | Gains in Water Available For Use / Savings in Demand under the selected programme (Ml/d) input as +ve 2019-20: 0; Gains in Water Available For Use / Savings in Demand under the selected programme (Ml/d) input as +ve 2020-21: 0; Gains in Water Available For Use / Savings in Demand under the selected programme (Ml/d) input as +ve 2021-22: 0; Gains in Water Available For Use / Savings in Demand under the selected programme (Ml/d) input as +ve 2022-23: 0; Gains in Water Available For Use / Savings in Demand under the selected programme (Ml/d) input as +ve 2023-24: 0; Gains in Water Available For Use / Savings in Demand under the selected programme (Ml/d) input as +ve 2024-25: 0; Gains in Water Available For Use / Savings in Demand under the selected programme (Ml/d) input as +ve 2025-26: 0.003259; Gains in Water Available For Use / Savings in Demand under the selected programme (Ml/d) input as +ve 2026-27: 0.0041503; Gains in Water Available For Use / Savings in Demand under the selected programme (Ml/d) input as +ve 2027-28: 0.005056; Gains in Water Available For Use / Savings in Demand under the selected programme (Ml/d) input as +ve 2028-29: 0.0059799; Gains in Water Available For Use / Savings in Demand under the selected programme (Ml/d) input as +ve 2029-30: 0.0069174; Gains in Water Available For Use / Savings in Demand under the selected programme (Ml/d) input as +ve 2030-31: 0.0078676; Gains in Water Available For Use / Savings in Demand under the selected programme (Ml/d) input as +ve 2031-32: 0.0088364; Gains in Water Available For Use / Savings in Demand under the selected programme (Ml/d) input as +ve 2032-33: 0.0089314; Gains in Water Available For Use / Savings in Demand under the selected programme (Ml/d) input as +ve 2033-34: 0.0090248; Gains in Water Available For Use / Savings in Demand under the selected programme (Ml/d) input as +ve 2034-35: 0.0091168; Gains in Water Available For Use / Savings in Demand under the selected programme (Ml/d) input as +ve 2035-36: 0.0092076; Gains in Water Available For Use / Savings in Demand under the selected programme (Ml/d) input as +ve 2036-37: 0.009298; Gains in Water Available For Use / Savings in Demand under the selected programme (Ml/d) input as +ve 2037-38: 0.0093872; Gains in Water Available For Use / Savings in Demand under the selected programme (Ml/d) input as +ve 2038-39: 0.0094752; Gains in Water Available For Use / Savings in Demand under the selected programme (Ml/d) input as +ve 2039-40: 0.0095615; Gains in Water Available For Use / Savings in Demand under the selected programme (Ml/d) input as +ve 2040-41: 0.0096462; Gains in Water Available For Use / Savings in Demand under the selected programme (Ml/d) input as +ve 2041-42: 0.0097296; Gains in Water Available For Use / Savings in Demand under the selected programme (Ml/d) input as +ve 2042-43: 0.0098121; Gains in Water Available For Use / Savings in Demand under the selected programme (Ml/d) input as +ve 2043-44: 0.0098935; Gains in Water Available For Use / Savings in Demand under the selected programme (Ml/d) input as +ve 2044-45: 0.009974; Gains in Water Available For Use / Savings in Demand under the selected programme (Ml/d) input as +ve 2045-46: 0.010043; Gains in Water Available For Use / Savings in Demand under the selected programme (Ml/d) input as +ve 2046-47: 0.010112; Gains in Water Available For Use / Savings in Demand under the selected programme (Ml/d) input as +ve 2047-48: 0.010181; Gains in Water Available For Use / Savings in Demand under the selected programme (Ml/d) input as +ve 2048-49: 0.010252; Gains in Water Available For Use / Savings in Demand under the selected programme (Ml/d) input as +ve 2049-50: 0.010318
51dP | 4a WRMP24. PL Uplift - Vulnerable Customers.AWSNWY | WEF 4a.AWSNWY | Other water efficiency | Customer Options | N | Preferred | AWSNWY | Ml/d | 2 | Gains in Water Available For Use / Savings in Demand under the selected programme (Ml/d) input as +ve 2019-20: 0; Gains in Water Available For Use / Savings in Demand under the selected programme (Ml/d) input as +ve 2020-21: 0; Gains in Water Available For Use / Savings in Demand under the selected programme (Ml/d) input as +ve 2021-22: 0; Gains in Water Available For Use / Savings in Demand under the selected programme (Ml/d) input as +ve 2022-23: 0; Gains in Water Available For Use / Savings in Demand under the selected programme (Ml/d) input as +ve 2023-24: 0; Gains in Water Available For Use / Savings in Demand under the selected programme (Ml/d) input as +ve 2024-25: 0; Gains in Water Available For Use / Savings in Demand under the selected programme (Ml/d) input as +ve 2025-26: 0.003259; Gains in Water Available For Use / Savings in Demand under the selected programme (Ml/d) input as +ve 2026-27: 0.0041503; Gains in Water Available For Use / Savings in Demand under the selected programme (Ml/d) input as +ve 2027-28: 0.005056; Gains in Water Available For Use / Savings in Demand under the selected programme (Ml/d) input as +ve 2028-29: 0.0059799; Gains in Water Available For Use / Savings in Demand under the selected programme (Ml/d) input as +ve 2029-30: 0.0069174; Gains in Water Available For Use / Savings in Demand under the selected programme (Ml/d) input as +ve 2030-31: 0.0078676; Gains in Water Available For Use / Savings in Demand under the selected programme (Ml/d) input as +ve 2031-32: 0.0088364; Gains in Water Available For Use / Savings in Demand under the selected programme (Ml/d) input as +ve 2032-33: 0.0089314; Gains in Water Available For Use / Savings in Demand under the selected programme (Ml/d) input as +ve 2033-34: 0.0090248; Gains in Water Available For Use / Savings in Demand under the selected programme (Ml/d) input as +ve 2034-35: 0.0091168; Gains in Water Available For Use / Savings in Demand under the selected programme (Ml/d) input as +ve 2035-36: 0.0092076; Gains in Water Available For Use / Savings in Demand under the selected programme (Ml/d) input as +ve 2036-37: 0.009298; Gains in Water Available For Use / Savings in Demand under the selected programme (Ml/d) input as +ve 2037-38: 0.0093872; Gains in Water Available For Use / Savings in Demand under the selected programme (Ml/d) input as +ve 2038-39: 0.0094752; Gains in Water Available For Use / Savings in Demand under the selected programme (Ml/d) input as +ve 2039-40: 0.0095615; Gains in Water Available For Use / Savings in Demand under the selected programme (Ml/d) input as +ve 2040-41: 0.0096462; Gains in Water Available For Use / Savings in Demand under the selected programme (Ml/d) input as +ve 2041-42: 0.0097296; Gains in Water Available For Use / Savings in Demand under the selected programme (Ml/d) input as +ve 2042-43: 0.0098121; Gains in Water Available For Use / Savings in Demand under the selected programme (Ml/d) input as +ve 2043-44: 0.0098935; Gains in Water Available For Use / Savings in Demand under the selected programme (Ml/d) input as +ve 2044-45: 0.009974; Gains in Water Available For Use / Savings in Demand under the selected programme (Ml/d) input as +ve 2045-46: 0.010043; Gains in Water Available For Use / Savings in Demand under the selected programme (Ml/d) input as +ve 2046-47: 0.010112; Gains in Water Available For Use / Savings in Demand under the selected programme (Ml/d) input as +ve 2047-48: 0.010181; Gains in Water Available For Use / Savings in Demand under the selected programme (Ml/d) input as +ve 2048-49: 0.010252; Gains in Water Available For Use / Savings in Demand under the selected programme (Ml/d) input as +ve 2049-50: 0.010318
51dF | 4c-PL WRMP24. PL uplift - Non-Vulnerable Customers.AWSNWY | WEF 4c-PL.AWSNWY | Other water efficiency | Customer Options | N | Least Cost | AWSNWY | Ml/d | 2 | Gains in Water Available For Use / Savings in Demand under the selected programme (Ml/d) input as +ve 2019-20: 0; Gains in Water Available For Use / Savings in Demand under the selected programme (Ml/d) input as +ve 2020-21: 0; Gains in Water Available For Use / Savings in Demand under the selected programme (Ml/d) input as +ve 2021-22: 0; Gains in Water Available For Use / Savings in Demand under the selected programme (Ml/d) input as +ve 2022-23: 0; Gains in Water Available For Use / Savings in Demand under the selected programme (Ml/d) input as +ve 2023-24: 0; Gains in Water Available For Use / Savings in Demand under the selected programme (Ml/d) input as +ve 2024-25: 0; Gains in Water Available For Use / Savings in Demand under the selected programme (Ml/d) input as +ve 2025-26: 0.028139; Gains in Water Available For Use / Savings in Demand under the selected programme (Ml/d) input as +ve 2026-27: 0.035834; Gains in Water Available For Use / Savings in Demand under the selected programme (Ml/d) input as +ve 2027-28: 0.043654; Gains in Water Available For Use / Savings in Demand under the selected programme (Ml/d) input as +ve 2028-29: 0.051631; Gains in Water Available For Use / Savings in Demand under the selected programme (Ml/d) input as +ve 2029-30: 0.059725; Gains in Water Available For Use / Savings in Demand under the selected programme (Ml/d) input as +ve 2030-31: 0.06793; Gains in Water Available For Use / Savings in Demand under the selected programme (Ml/d) input as +ve 2031-32: 0.076294; Gains in Water Available For Use / Savings in Demand under the selected programme (Ml/d) input as +ve 2032-33: 0.077114; Gains in Water Available For Use / Savings in Demand under the selected programme (Ml/d) input as +ve 2033-34: 0.077921; Gains in Water Available For Use / Savings in Demand under the selected programme (Ml/d) input as +ve 2034-35: 0.078715; Gains in Water Available For Use / Savings in Demand under the selected programme (Ml/d) input as +ve 2035-36: 0.079499; Gains in Water Available For Use / Savings in Demand under the selected programme (Ml/d) input as +ve 2036-37: 0.080279; Gains in Water Available For Use / Savings in Demand under the selected programme (Ml/d) input as +ve 2037-38: 0.08105; Gains in Water Available For Use / Savings in Demand under the selected programme (Ml/d) input as +ve 2038-39: 0.081809; Gains in Water Available For Use / Savings in Demand under the selected programme (Ml/d) input as +ve 2039-40: 0.082555; Gains in Water Available For Use / Savings in Demand under the selected programme (Ml/d) input as +ve 2040-41: 0.083285; Gains in Water Available For Use / Savings in Demand under the selected programme (Ml/d) input as +ve 2041-42: 0.084006; Gains in Water Available For Use / Savings in Demand under the selected programme (Ml/d) input as +ve 2042-43: 0.084718; Gains in Water Available For Use / Savings in Demand under the selected programme (Ml/d) input as +ve 2043-44: 0.085421; Gains in Water Available For Use / Savings in Demand under the selected programme (Ml/d) input as +ve 2044-45: 0.086116; Gains in Water Available For Use / Savings in Demand under the selected programme (Ml/d) input as +ve 2045-46: 0.086711; Gains in Water Available For Use / Savings in Demand under the selected programme (Ml/d) input as +ve 2046-47: 0.087306; Gains in Water Available For Use / Savings in Demand under the selected programme (Ml/d) input as +ve 2047-48: 0.087905; Gains in Water Available For Use / Savings in Demand under the selected programme (Ml/d) input as +ve 2048-49: 0.088515; Gains in Water Available For Use / Savings in Demand under the selected programme (Ml/d) input as +ve 2049-50: 0.089084
51dF | 4c-PL WRMP24. PL uplift - Non-Vulnerable Customers.AWSNWY | WEF 4c-PL.AWSNWY | Other water efficiency | Customer Options | N | Ofwat Core | AWSNWY | Ml/d | 2 | Gains in Water Available For Use / Savings in Demand under the selected programme (Ml/d) input as +ve 2019-20: 0; Gains in Water Available For Use / Savings in Demand under the selected programme (Ml/d) input as +ve 2020-21: 0; Gains in Water Available For Use / Savings in Demand under the selected programme (Ml/d) input as +ve 2021-22: 0; Gains in Water Available For Use / Savings in Demand under the selected programme (Ml/d) input as +ve 2022-23: 0; Gains in Water Available For Use / Savings in Demand under the selected programme (Ml/d) input as +ve 2023-24: 0; Gains in Water Available For Use / Savings in Demand under the selected programme (Ml/d) input as +ve 2024-25: 0; Gains in Water Available For Use / Savings in Demand under the selected programme (Ml/d) input as +ve 2025-26: 0.028139; Gains in Water Available For Use / Savings in Demand under the selected programme (Ml/d) input as +ve 2026-27: 0.035834; Gains in Water Available For Use / Savings in Demand under the selected programme (Ml/d) input as +ve 2027-28: 0.043654; Gains in Water Available For Use / Savings in Demand under the selected programme (Ml/d) input as +ve 2028-29: 0.051631; Gains in Water Available For Use / Savings in Demand under the selected programme (Ml/d) input as +ve 2029-30: 0.059725; Gains in Water Available For Use / Savings in Demand under the selected programme (Ml/d) input as +ve 2030-31: 0.06793; Gains in Water Available For Use / Savings in Demand under the selected programme (Ml/d) input as +ve 2031-32: 0.076294; Gains in Water Available For Use / Savings in Demand under the selected programme (Ml/d) input as +ve 2032-33: 0.077114; Gains in Water Available For Use / Savings in Demand under the selected programme (Ml/d) input as +ve 2033-34: 0.077921; Gains in Water Available For Use / Savings in Demand under the selected programme (Ml/d) input as +ve 2034-35: 0.078715; Gains in Water Available For Use / Savings in Demand under the selected programme (Ml/d) input as +ve 2035-36: 0.079499; Gains in Water Available For Use / Savings in Demand under the selected programme (Ml/d) input as +ve 2036-37: 0.080279; Gains in Water Available For Use / Savings in Demand under the selected programme (Ml/d) input as +ve 2037-38: 0.08105; Gains in Water Available For Use / Savings in Demand under the selected programme (Ml/d) input as +ve 2038-39: 0.081809; Gains in Water Available For Use / Savings in Demand under the selected programme (Ml/d) input as +ve 2039-40: 0.082555; Gains in Water Available For Use / Savings in Demand under the selected programme (Ml/d) input as +ve 2040-41: 0.083285; Gains in Water Available For Use / Savings in Demand under the selected programme (Ml/d) input as +ve 2041-42: 0.084006; Gains in Water Available For Use / Savings in Demand under the selected programme (Ml/d) input as +ve 2042-43: 0.084718; Gains in Water Available For Use / Savings in Demand under the selected programme (Ml/d) input as +ve 2043-44: 0.085421; Gains in Water Available For Use / Savings in Demand under the selected programme (Ml/d) input as +ve 2044-45: 0.086116; Gains in Water Available For Use / Savings in Demand under the selected programme (Ml/d) input as +ve 2045-46: 0.086711; Gains in Water Available For Use / Savings in Demand under the selected programme (Ml/d) input as +ve 2046-47: 0.087306; Gains in Water Available For Use / Savings in Demand under the selected programme (Ml/d) input as +ve 2047-48: 0.087905; Gains in Water Available For Use / Savings in Demand under the selected programme (Ml/d) input as +ve 2048-49: 0.088515; Gains in Water Available For Use / Savings in Demand under the selected programme (Ml/d) input as +ve 2049-50: 0.089084
51dP | 4c-PL WRMP24. PL uplift - Non-Vulnerable Customers.AWSNWY | WEF 4c-PL.AWSNWY | Other water efficiency | Customer Options | N | Preferred | AWSNWY | Ml/d | 2 | Gains in Water Available For Use / Savings in Demand under the selected programme (Ml/d) input as +ve 2019-20: 0; Gains in Water Available For Use / Savings in Demand under the selected programme (Ml/d) input as +ve 2020-21: 0; Gains in Water Available For Use / Savings in Demand under the selected programme (Ml/d) input as +ve 2021-22: 0; Gains in Water Available For Use / Savings in Demand under the selected programme (Ml/d) input as +ve 2022-23: 0; Gains in Water Available For Use / Savings in Demand under the selected programme (Ml/d) input as +ve 2023-24: 0; Gains in Water Available For Use / Savings in Demand under the selected programme (Ml/d) input as +ve 2024-25: 0; Gains in Water Available For Use / Savings in Demand under the selected programme (Ml/d) input as +ve 2025-26: 0.028139; Gains in Water Available For Use / Savings in Demand under the selected programme (Ml/d) input as +ve 2026-27: 0.035834; Gains in Water Available For Use / Savings in Demand under the selected programme (Ml/d) input as +ve 2027-28: 0.043654; Gains in Water Available For Use / Savings in Demand under the selected programme (Ml/d) input as +ve 2028-29: 0.051631; Gains in Water Available For Use / Savings in Demand under the selected programme (Ml/d) input as +ve 2029-30: 0.059725; Gains in Water Available For Use / Savings in Demand under the selected programme (Ml/d) input as +ve 2030-31: 0.06793; Gains in Water Available For Use / Savings in Demand under the selected programme (Ml/d) input as +ve 2031-32: 0.076294; Gains in Water Available For Use / Savings in Demand under the selected programme (Ml/d) input as +ve 2032-33: 0.077114; Gains in Water Available For Use / Savings in Demand under the selected programme (Ml/d) input as +ve 2033-34: 0.077921; Gains in Water Available For Use / Savings in Demand under the selected programme (Ml/d) input as +ve 2034-35: 0.078715; Gains in Water Available For Use / Savings in Demand under the selected programme (Ml/d) input as +ve 2035-36: 0.079499; Gains in Water Available For Use / Savings in Demand under the selected programme (Ml/d) input as +ve 2036-37: 0.080279; Gains in Water Available For Use / Savings in Demand under the selected programme (Ml/d) input as +ve 2037-38: 0.08105; Gains in Water Available For Use / Savings in Demand under the selected programme (Ml/d) input as +ve 2038-39: 0.081809; Gains in Water Available For Use / Savings in Demand under the selected programme (Ml/d) input as +ve 2039-40: 0.082555; Gains in Water Available For Use / Savings in Demand under the selected programme (Ml/d) input as +ve 2040-41: 0.083285; Gains in Water Available For Use / Savings in Demand under the selected programme (Ml/d) input as +ve 2041-42: 0.084006; Gains in Water Available For Use / Savings in Demand under the selected programme (Ml/d) input as +ve 2042-43: 0.084718; Gains in Water Available For Use / Savings in Demand under the selected programme (Ml/d) input as +ve 2043-44: 0.085421; Gains in Water Available For Use / Savings in Demand under the selected programme (Ml/d) input as +ve 2044-45: 0.086116; Gains in Water Available For Use / Savings in Demand under the selected programme (Ml/d) input as +ve 2045-46: 0.086711; Gains in Water Available For Use / Savings in Demand under the selected programme (Ml/d) input as +ve 2046-47: 0.087306; Gains in Water Available For Use / Savings in Demand under the selected programme (Ml/d) input as +ve 2047-48: 0.087905; Gains in Water Available For Use / Savings in Demand under the selected programme (Ml/d) input as +ve 2048-49: 0.088515; Gains in Water Available For Use / Savings in Demand under the selected programme (Ml/d) input as +ve 2049-50: 0.089084
51cF | Find and Fix.AWSNWY | Find and Fix.AWSNWY | Active leakage management | Distribution Options | N | Least Cost | AWSNWY | Ml/d | 2 | Gains in Water Available For Use / Savings in Demand under the selected programme (Ml/d) input as +ve 2019-20: 0; Gains in Water Available For Use / Savings in Demand under the selected programme (Ml/d) input as +ve 2020-21: 0; Gains in Water Available For Use / Savings in Demand under the selected programme (Ml/d) input as +ve 2021-22: 0; Gains in Water Available For Use / Savings in Demand under the selected programme (Ml/d) input as +ve 2022-23: 0; Gains in Water Available For Use / Savings in Demand under the selected programme (Ml/d) input as +ve 2023-24: 0; Gains in Water Available For Use / Savings in Demand under the selected programme (Ml/d) input as +ve 2024-25: 0; Gains in Water Available For Use / Savings in Demand under the selected programme (Ml/d) input as +ve 2025-26: 0; Gains in Water Available For Use / Savings in Demand under the selected programme (Ml/d) input as +ve 2026-27: 0; Gains in Water Available For Use / Savings in Demand under the selected programme (Ml/d) input as +ve 2027-28: 0; Gains in Water Available For Use / Savings in Demand under the selected programme (Ml/d) input as +ve 2028-29: 0.032278; Gains in Water Available For Use / Savings in Demand under the selected programme (Ml/d) input as +ve 2029-30: 0.032278; Gains in Water Available For Use / Savings in Demand under the selected programme (Ml/d) input as +ve 2030-31: 0.032278; Gains in Water Available For Use / Savings in Demand under the selected programme (Ml/d) input as +ve 2031-32: 0.032278; Gains in Water Available For Use / Savings in Demand under the selected programme (Ml/d) input as +ve 2032-33: 0.032278; Gains in Water Available For Use / Savings in Demand under the selected programme (Ml/d) input as +ve 2033-34: 0.032278; Gains in Water Available For Use / Savings in Demand under the selected programme (Ml/d) input as +ve 2034-35: 0.032278; Gains in Water Available For Use / Savings in Demand under the selected programme (Ml/d) input as +ve 2035-36: 0.032278; Gains in Water Available For Use / Savings in Demand under the selected programme (Ml/d) input as +ve 2036-37: 0.032278; Gains in Water Available For Use / Savings in Demand under the selected programme (Ml/d) input as +ve 2037-38: 0.032278; Gains in Water Available For Use / Savings in Demand under the selected programme (Ml/d) input as +ve 2038-39: 0.032278; Gains in Water Available For Use / Savings in Demand under the selected programme (Ml/d) input as +ve 2039-40: 0.032278; Gains in Water Available For Use / Savings in Demand under the selected programme (Ml/d) input as +ve 2040-41: 0.032278; Gains in Water Available For Use / Savings in Demand under the selected programme (Ml/d) input as +ve 2041-42: 0.032278; Gains in Water Available For Use / Savings in Demand under the selected programme (Ml/d) input as +ve 2042-43: 0.032278; Gains in Water Available For Use / Savings in Demand under the selected programme (Ml/d) input as +ve 2043-44: 0.04349; Gains in Water Available For Use / Savings in Demand under the selected programme (Ml/d) input as +ve 2044-45: 0.04349; Gains in Water Available For Use / Savings in Demand under the selected programme (Ml/d) input as +ve 2045-46: 0.053281; Gains in Water Available For Use / Savings in Demand under the selected programme (Ml/d) input as +ve 2046-47: 0.053281; Gains in Water Available For Use / Savings in Demand under the selected programme (Ml/d) input as +ve 2047-48: 0.053281; Gains in Water Available For Use / Savings in Demand under the selected programme (Ml/d) input as +ve 2048-49: 0.073652; Gains in Water Available For Use / Savings in Demand under the selected programme (Ml/d) input as +ve 2049-50: 0.086633
51cF | Find and Fix.AWSNWY | Find and Fix.AWSNWY | Active leakage management | Distribution Options | N | Ofwat Core | AWSNWY | Ml/d | 2 | Gains in Water Available For Use / Savings in Demand under the selected programme (Ml/d) input as +ve 2019-20: 0; Gains in Water Available For Use / Savings in Demand under the selected programme (Ml/d) input as +ve 2020-21: 0; Gains in Water Available For Use / Savings in Demand under the selected programme (Ml/d) input as +ve 2021-22: 0; Gains in Water Available For Use / Savings in Demand under the selected programme (Ml/d) input as +ve 2022-23: 0; Gains in Water Available For Use / Savings in Demand under the selected programme (Ml/d) input as +ve 2023-24: 0; Gains in Water Available For Use / Savings in Demand under the selected programme (Ml/d) input as +ve 2024-25: 0; Gains in Water Available For Use / Savings in Demand under the selected programme (Ml/d) input as +ve 2025-26: 0; Gains in Water Available For Use / Savings in Demand under the selected programme (Ml/d) input as +ve 2026-27: 0; Gains in Water Available For Use / Savings in Demand under the selected programme (Ml/d) input as +ve 2027-28: 0; Gains in Water Available For Use / Savings in Demand under the selected programme (Ml/d) input as +ve 2028-29: 0.032278; Gains in Water Available For Use / Savings in Demand under the selected programme (Ml/d) input as +ve 2029-30: 0.032278; Gains in Water Available For Use / Savings in Demand under the selected programme (Ml/d) input as +ve 2030-31: 0.032278; Gains in Water Available For Use / Savings in Demand under the selected programme (Ml/d) input as +ve 2031-32: 0.032278; Gains in Water Available For Use / Savings in Demand under the selected programme (Ml/d) input as +ve 2032-33: 0.032278; Gains in Water Available For Use / Savings in Demand under the selected programme (Ml/d) input as +ve 2033-34: 0.032278; Gains in Water Available For Use / Savings in Demand under the selected programme (Ml/d) input as +ve 2034-35: 0.032278; Gains in Water Available For Use / Savings in Demand under the selected programme (Ml/d) input as +ve 2035-36: 0.032278; Gains in Water Available For Use / Savings in Demand under the selected programme (Ml/d) input as +ve 2036-37: 0.032278; Gains in Water Available For Use / Savings in Demand under the selected programme (Ml/d) input as +ve 2037-38: 0.032278; Gains in Water Available For Use / Savings in Demand under the selected programme (Ml/d) input as +ve 2038-39: 0.032278; Gains in Water Available For Use / Savings in Demand under the selected programme (Ml/d) input as +ve 2039-40: 0.032278; Gains in Water Available For Use / Savings in Demand under the selected programme (Ml/d) input as +ve 2040-41: 0.032278; Gains in Water Available For Use / Savings in Demand under the selected programme (Ml/d) input as +ve 2041-42: 0.032278; Gains in Water Available For Use / Savings in Demand under the selected programme (Ml/d) input as +ve 2042-43: 0.032278; Gains in Water Available For Use / Savings in Demand under the selected programme (Ml/d) input as +ve 2043-44: 0.04349; Gains in Water Available For Use / Savings in Demand under the selected programme (Ml/d) input as +ve 2044-45: 0.04349; Gains in Water Available For Use / Savings in Demand under the selected programme (Ml/d) input as +ve 2045-46: 0.053281; Gains in Water Available For Use / Savings in Demand under the selected programme (Ml/d) input as +ve 2046-47: 0.053281; Gains in Water Available For Use / Savings in Demand under the selected programme (Ml/d) input as +ve 2047-48: 0.053281; Gains in Water Available For Use / Savings in Demand under the selected programme (Ml/d) input as +ve 2048-49: 0.073652; Gains in Water Available For Use / Savings in Demand under the selected programme (Ml/d) input as +ve 2049-50: 0.086633
51cP | Find and Fix.AWSNWY | Find and Fix.AWSNWY | Active leakage management | Distribution Options | N | Preferred | AWSNWY | Ml/d | 2 | Gains in Water Available For Use / Savings in Demand under the selected programme (Ml/d) input as +ve 2019-20: 0; Gains in Water Available For Use / Savings in Demand under the selected programme (Ml/d) input as +ve 2020-21: 0; Gains in Water Available For Use / Savings in Demand under the selected programme (Ml/d) input as +ve 2021-22: 0; Gains in Water Available For Use / Savings in Demand under the selected programme (Ml/d) input as +ve 2022-23: 0; Gains in Water Available For Use / Savings in Demand under the selected programme (Ml/d) input as +ve 2023-24: 0; Gains in Water Available For Use / Savings in Demand under the selected programme (Ml/d) input as +ve 2024-25: 0; Gains in Water Available For Use / Savings in Demand under the selected programme (Ml/d) input as +ve 2025-26: 0; Gains in Water Available For Use / Savings in Demand under the selected programme (Ml/d) input as +ve 2026-27: 0; Gains in Water Available For Use / Savings in Demand under the selected programme (Ml/d) input as +ve 2027-28: 0; Gains in Water Available For Use / Savings in Demand under the selected programme (Ml/d) input as +ve 2028-29: 0.032278; Gains in Water Available For Use / Savings in Demand under the selected programme (Ml/d) input as +ve 2029-30: 0.032278; Gains in Water Available For Use / Savings in Demand under the selected programme (Ml/d) input as +ve 2030-31: 0.032278; Gains in Water Available For Use / Savings in Demand under the selected programme (Ml/d) input as +ve 2031-32: 0.032278; Gains in Water Available For Use / Savings in Demand under the selected programme (Ml/d) input as +ve 2032-33: 0.032278; Gains in Water Available For Use / Savings in Demand under the selected programme (Ml/d) input as +ve 2033-34: 0.032278; Gains in Water Available For Use / Savings in Demand under the selected programme (Ml/d) input as +ve 2034-35: 0.032278; Gains in Water Available For Use / Savings in Demand under the selected programme (Ml/d) input as +ve 2035-36: 0.032278; Gains in Water Available For Use / Savings in Demand under the selected programme (Ml/d) input as +ve 2036-37: 0.032278; Gains in Water Available For Use / Savings in Demand under the selected programme (Ml/d) input as +ve 2037-38: 0.032278; Gains in Water Available For Use / Savings in Demand under the selected programme (Ml/d) input as +ve 2038-39: 0.032278; Gains in Water Available For Use / Savings in Demand under the selected programme (Ml/d) input as +ve 2039-40: 0.032278; Gains in Water Available For Use / Savings in Demand under the selected programme (Ml/d) input as +ve 2040-41: 0.032278; Gains in Water Available For Use / Savings in Demand under the selected programme (Ml/d) input as +ve 2041-42: 0.032278; Gains in Water Available For Use / Savings in Demand under the selected programme (Ml/d) input as +ve 2042-43: 0.032278; Gains in Water Available For Use / Savings in Demand under the selected programme (Ml/d) input as +ve 2043-44: 0.04349; Gains in Water Available For Use / Savings in Demand under the selected programme (Ml/d) input as +ve 2044-45: 0.04349; Gains in Water Available For Use / Savings in Demand under the selected programme (Ml/d) input as +ve 2045-46: 0.053281; Gains in Water Available For Use / Savings in Demand under the selected programme (Ml/d) input as +ve 2046-47: 0.053281; Gains in Water Available For Use / Savings in Demand under the selected programme (Ml/d) input as +ve 2047-48: 0.053281; Gains in Water Available For Use / Savings in Demand under the selected programme (Ml/d) input as +ve 2048-49: 0.073652; Gains in Water Available For Use / Savings in Demand under the selected programme (Ml/d) input as +ve 2049-50: 0.086633
51dF | G2. Mandatory water labelling.AWSNWY | WEF g2.AWSNWY | Water efficiency customer education / awareness | Customer Options | N | Least Cost | AWSNWY | Ml/d | 2 | Gains in Water Available For Use / Savings in Demand under the selected programme (Ml/d) input as +ve 2019-20: 0; Gains in Water Available For Use / Savings in Demand under the selected programme (Ml/d) input as +ve 2020-21: 0; Gains in Water Available For Use / Savings in Demand under the selected programme (Ml/d) input as +ve 2021-22: 0; Gains in Water Available For Use / Savings in Demand under the selected programme (Ml/d) input as +ve 2022-23: 0; Gains in Water Available For Use / Savings in Demand under the selected programme (Ml/d) input as +ve 2023-24: 0; Gains in Water Available For Use / Savings in Demand under the selected programme (Ml/d) input as +ve 2024-25: 0; Gains in Water Available For Use / Savings in Demand under the selected programme (Ml/d) input as +ve 2025-26: 0; Gains in Water Available For Use / Savings in Demand under the selected programme (Ml/d) input as +ve 2026-27: 0; Gains in Water Available For Use / Savings in Demand under the selected programme (Ml/d) input as +ve 2027-28: 0; Gains in Water Available For Use / Savings in Demand under the selected programme (Ml/d) input as +ve 2028-29: 0.018499; Gains in Water Available For Use / Savings in Demand under the selected programme (Ml/d) input as +ve 2029-30: 0.037135; Gains in Water Available For Use / Savings in Demand under the selected programme (Ml/d) input as +ve 2030-31: 0.055906; Gains in Water Available For Use / Savings in Demand under the selected programme (Ml/d) input as +ve 2031-32: 0.07473; Gains in Water Available For Use / Savings in Demand under the selected programme (Ml/d) input as +ve 2032-33: 0.093701; Gains in Water Available For Use / Savings in Demand under the selected programme (Ml/d) input as +ve 2033-34: 0.11286; Gains in Water Available For Use / Savings in Demand under the selected programme (Ml/d) input as +ve 2034-35: 0.17093; Gains in Water Available For Use / Savings in Demand under the selected programme (Ml/d) input as +ve 2035-36: 0.22945; Gains in Water Available For Use / Savings in Demand under the selected programme (Ml/d) input as +ve 2036-37: 0.28835; Gains in Water Available For Use / Savings in Demand under the selected programme (Ml/d) input as +ve 2037-38: 0.34779; Gains in Water Available For Use / Savings in Demand under the selected programme (Ml/d) input as +ve 2038-39: 0.40779; Gains in Water Available For Use / Savings in Demand under the selected programme (Ml/d) input as +ve 2039-40: 0.46869; Gains in Water Available For Use / Savings in Demand under the selected programme (Ml/d) input as +ve 2040-41: 0.53005; Gains in Water Available For Use / Savings in Demand under the selected programme (Ml/d) input as +ve 2041-42: 0.59213; Gains in Water Available For Use / Savings in Demand under the selected programme (Ml/d) input as +ve 2042-43: 0.655; Gains in Water Available For Use / Savings in Demand under the selected programme (Ml/d) input as +ve 2043-44: 0.71856; Gains in Water Available For Use / Savings in Demand under the selected programme (Ml/d) input as +ve 2044-45: 0.74149; Gains in Water Available For Use / Savings in Demand under the selected programme (Ml/d) input as +ve 2045-46: 0.76453; Gains in Water Available For Use / Savings in Demand under the selected programme (Ml/d) input as +ve 2046-47: 0.78788; Gains in Water Available For Use / Savings in Demand under the selected programme (Ml/d) input as +ve 2047-48: 0.81173; Gains in Water Available For Use / Savings in Demand under the selected programme (Ml/d) input as +ve 2048-49: 0.83596; Gains in Water Available For Use / Savings in Demand under the selected programme (Ml/d) input as +ve 2049-50: 0.86062
51dF | G2. Mandatory water labelling.AWSNWY | WEF g2.AWSNWY | Water efficiency customer education / awareness | Customer Options | N | Ofwat Core | AWSNWY | Ml/d | 2 | Gains in Water Available For Use / Savings in Demand under the selected programme (Ml/d) input as +ve 2019-20: 0; Gains in Water Available For Use / Savings in Demand under the selected programme (Ml/d) input as +ve 2020-21: 0; Gains in Water Available For Use / Savings in Demand under the selected programme (Ml/d) input as +ve 2021-22: 0; Gains in Water Available For Use / Savings in Demand under the selected programme (Ml/d) input as +ve 2022-23: 0; Gains in Water Available For Use / Savings in Demand under the selected programme (Ml/d) input as +ve 2023-24: 0; Gains in Water Available For Use / Savings in Demand under the selected programme (Ml/d) input as +ve 2024-25: 0; Gains in Water Available For Use / Savings in Demand under the selected programme (Ml/d) input as +ve 2025-26: 0; Gains in Water Available For Use / Savings in Demand under the selected programme (Ml/d) input as +ve 2026-27: 0; Gains in Water Available For Use / Savings in Demand under the selected programme (Ml/d) input as +ve 2027-28: 0; Gains in Water Available For Use / Savings in Demand under the selected programme (Ml/d) input as +ve 2028-29: 0.018499; Gains in Water Available For Use / Savings in Demand under the selected programme (Ml/d) input as +ve 2029-30: 0.037135; Gains in Water Available For Use / Savings in Demand under the selected programme (Ml/d) input as +ve 2030-31: 0.055906; Gains in Water Available For Use / Savings in Demand under the selected programme (Ml/d) input as +ve 2031-32: 0.07473; Gains in Water Available For Use / Savings in Demand under the selected programme (Ml/d) input as +ve 2032-33: 0.093701; Gains in Water Available For Use / Savings in Demand under the selected programme (Ml/d) input as +ve 2033-34: 0.11286; Gains in Water Available For Use / Savings in Demand under the selected programme (Ml/d) input as +ve 2034-35: 0.17093; Gains in Water Available For Use / Savings in Demand under the selected programme (Ml/d) input as +ve 2035-36: 0.22945; Gains in Water Available For Use / Savings in Demand under the selected programme (Ml/d) input as +ve 2036-37: 0.28835; Gains in Water Available For Use / Savings in Demand under the selected programme (Ml/d) input as +ve 2037-38: 0.34779; Gains in Water Available For Use / Savings in Demand under the selected programme (Ml/d) input as +ve 2038-39: 0.40779; Gains in Water Available For Use / Savings in Demand under the selected programme (Ml/d) input as +ve 2039-40: 0.46869; Gains in Water Available For Use / Savings in Demand under the selected programme (Ml/d) input as +ve 2040-41: 0.53005; Gains in Water Available For Use / Savings in Demand under the selected programme (Ml/d) input as +ve 2041-42: 0.59213; Gains in Water Available For Use / Savings in Demand under the selected programme (Ml/d) input as +ve 2042-43: 0.655; Gains in Water Available For Use / Savings in Demand under the selected programme (Ml/d) input as +ve 2043-44: 0.71856; Gains in Water Available For Use / Savings in Demand under the selected programme (Ml/d) input as +ve 2044-45: 0.74149; Gains in Water Available For Use / Savings in Demand under the selected programme (Ml/d) input as +ve 2045-46: 0.76453; Gains in Water Available For Use / Savings in Demand under the selected programme (Ml/d) input as +ve 2046-47: 0.78788; Gains in Water Available For Use / Savings in Demand under the selected programme (Ml/d) input as +ve 2047-48: 0.81173; Gains in Water Available For Use / Savings in Demand under the selected programme (Ml/d) input as +ve 2048-49: 0.83596; Gains in Water Available For Use / Savings in Demand under the selected programme (Ml/d) input as +ve 2049-50: 0.86062
51dP | G2. Mandatory water labelling.AWSNWY | WEF g2.AWSNWY | Water efficiency customer education / awareness | Customer Options | N | Preferred | AWSNWY | Ml/d | 2 | Gains in Water Available For Use / Savings in Demand under the selected programme (Ml/d) input as +ve 2019-20: 0; Gains in Water Available For Use / Savings in Demand under the selected programme (Ml/d) input as +ve 2020-21: 0; Gains in Water Available For Use / Savings in Demand under the selected programme (Ml/d) input as +ve 2021-22: 0; Gains in Water Available For Use / Savings in Demand under the selected programme (Ml/d) input as +ve 2022-23: 0; Gains in Water Available For Use / Savings in Demand under the selected programme (Ml/d) input as +ve 2023-24: 0; Gains in Water Available For Use / Savings in Demand under the selected programme (Ml/d) input as +ve 2024-25: 0; Gains in Water Available For Use / Savings in Demand under the selected programme (Ml/d) input as +ve 2025-26: 0; Gains in Water Available For Use / Savings in Demand under the selected programme (Ml/d) input as +ve 2026-27: 0; Gains in Water Available For Use / Savings in Demand under the selected programme (Ml/d) input as +ve 2027-28: 0; Gains in Water Available For Use / Savings in Demand under the selected programme (Ml/d) input as +ve 2028-29: 0.018499; Gains in Water Available For Use / Savings in Demand under the selected programme (Ml/d) input as +ve 2029-30: 0.037135; Gains in Water Available For Use / Savings in Demand under the selected programme (Ml/d) input as +ve 2030-31: 0.055906; Gains in Water Available For Use / Savings in Demand under the selected programme (Ml/d) input as +ve 2031-32: 0.07473; Gains in Water Available For Use / Savings in Demand under the selected programme (Ml/d) input as +ve 2032-33: 0.093701; Gains in Water Available For Use / Savings in Demand under the selected programme (Ml/d) input as +ve 2033-34: 0.11286; Gains in Water Available For Use / Savings in Demand under the selected programme (Ml/d) input as +ve 2034-35: 0.17093; Gains in Water Available For Use / Savings in Demand under the selected programme (Ml/d) input as +ve 2035-36: 0.22945; Gains in Water Available For Use / Savings in Demand under the selected programme (Ml/d) input as +ve 2036-37: 0.28835; Gains in Water Available For Use / Savings in Demand under the selected programme (Ml/d) input as +ve 2037-38: 0.34779; Gains in Water Available For Use / Savings in Demand under the selected programme (Ml/d) input as +ve 2038-39: 0.40779; Gains in Water Available For Use / Savings in Demand under the selected programme (Ml/d) input as +ve 2039-40: 0.46869; Gains in Water Available For Use / Savings in Demand under the selected programme (Ml/d) input as +ve 2040-41: 0.53005; Gains in Water Available For Use / Savings in Demand under the selected programme (Ml/d) input as +ve 2041-42: 0.59213; Gains in Water Available For Use / Savings in Demand under the selected programme (Ml/d) input as +ve 2042-43: 0.655; Gains in Water Available For Use / Savings in Demand under the selected programme (Ml/d) input as +ve 2043-44: 0.71856; Gains in Water Available For Use / Savings in Demand under the selected programme (Ml/d) input as +ve 2044-45: 0.74149; Gains in Water Available For Use / Savings in Demand under the selected programme (Ml/d) input as +ve 2045-46: 0.76453; Gains in Water Available For Use / Savings in Demand under the selected programme (Ml/d) input as +ve 2046-47: 0.78788; Gains in Water Available For Use / Savings in Demand under the selected programme (Ml/d) input as +ve 2047-48: 0.81173; Gains in Water Available For Use / Savings in Demand under the selected programme (Ml/d) input as +ve 2048-49: 0.83596; Gains in Water Available For Use / Savings in Demand under the selected programme (Ml/d) input as +ve 2049-50: 0.86062
51dF | LEA: NHH. NHH CSPL repairs.AWSNWY | LEA: NHH. NHH CSPL repairs.AWSNWY | Supply pipe repairs / replacement | Customer Options | N | Least Cost | AWSNWY | Ml/d | 2 | Gains in Water Available For Use / Savings in Demand under the selected programme (Ml/d) input as +ve 2019-20: 0; Gains in Water Available For Use / Savings in Demand under the selected programme (Ml/d) input as +ve 2020-21: 0; Gains in Water Available For Use / Savings in Demand under the selected programme (Ml/d) input as +ve 2021-22: 0; Gains in Water Available For Use / Savings in Demand under the selected programme (Ml/d) input as +ve 2022-23: 0; Gains in Water Available For Use / Savings in Demand under the selected programme (Ml/d) input as +ve 2023-24: 0; Gains in Water Available For Use / Savings in Demand under the selected programme (Ml/d) input as +ve 2024-25: 0; Gains in Water Available For Use / Savings in Demand under the selected programme (Ml/d) input as +ve 2025-26: 0.00038647; Gains in Water Available For Use / Savings in Demand under the selected programme (Ml/d) input as +ve 2026-27: 0.000738; Gains in Water Available For Use / Savings in Demand under the selected programme (Ml/d) input as +ve 2027-28: 0.0010537; Gains in Water Available For Use / Savings in Demand under the selected programme (Ml/d) input as +ve 2028-29: 0.0013429; Gains in Water Available For Use / Savings in Demand under the selected programme (Ml/d) input as +ve 2029-30: 0.0016207; Gains in Water Available For Use / Savings in Demand under the selected programme (Ml/d) input as +ve 2030-31: 0.0018971; Gains in Water Available For Use / Savings in Demand under the selected programme (Ml/d) input as +ve 2031-32: 0.002172; Gains in Water Available For Use / Savings in Demand under the selected programme (Ml/d) input as +ve 2032-33: 0.0024455; Gains in Water Available For Use / Savings in Demand under the selected programme (Ml/d) input as +ve 2033-34: 0.0027179; Gains in Water Available For Use / Savings in Demand under the selected programme (Ml/d) input as +ve 2034-35: 0.002989; Gains in Water Available For Use / Savings in Demand under the selected programme (Ml/d) input as +ve 2035-36: 0.003259; Gains in Water Available For Use / Savings in Demand under the selected programme (Ml/d) input as +ve 2036-37: 0.0035279; Gains in Water Available For Use / Savings in Demand under the selected programme (Ml/d) input as +ve 2037-38: 0.0037956; Gains in Water Available For Use / Savings in Demand under the selected programme (Ml/d) input as +ve 2038-39: 0.0040622; Gains in Water Available For Use / Savings in Demand under the selected programme (Ml/d) input as +ve 2039-40: 0.0043278; Gains in Water Available For Use / Savings in Demand under the selected programme (Ml/d) input as +ve 2040-41: 0.0045924; Gains in Water Available For Use / Savings in Demand under the selected programme (Ml/d) input as +ve 2041-42: 0.004856; Gains in Water Available For Use / Savings in Demand under the selected programme (Ml/d) input as +ve 2042-43: 0.0051187; Gains in Water Available For Use / Savings in Demand under the selected programme (Ml/d) input as +ve 2043-44: 0.0053805; Gains in Water Available For Use / Savings in Demand under the selected programme (Ml/d) input as +ve 2044-45: 0.0056414; Gains in Water Available For Use / Savings in Demand under the selected programme (Ml/d) input as +ve 2045-46: 0.0059015; Gains in Water Available For Use / Savings in Demand under the selected programme (Ml/d) input as +ve 2046-47: 0.0061607; Gains in Water Available For Use / Savings in Demand under the selected programme (Ml/d) input as +ve 2047-48: 0.0064191; Gains in Water Available For Use / Savings in Demand under the selected programme (Ml/d) input as +ve 2048-49: 0.0066768; Gains in Water Available For Use / Savings in Demand under the selected programme (Ml/d) input as +ve 2049-50: 0.0069337
51dF | LEA: NHH. NHH CSPL repairs.AWSNWY | LEA: NHH. NHH CSPL repairs.AWSNWY | Supply pipe repairs / replacement | Customer Options | N | Ofwat Core | AWSNWY | Ml/d | 2 | Gains in Water Available For Use / Savings in Demand under the selected programme (Ml/d) input as +ve 2019-20: 0; Gains in Water Available For Use / Savings in Demand under the selected programme (Ml/d) input as +ve 2020-21: 0; Gains in Water Available For Use / Savings in Demand under the selected programme (Ml/d) input as +ve 2021-22: 0; Gains in Water Available For Use / Savings in Demand under the selected programme (Ml/d) input as +ve 2022-23: 0; Gains in Water Available For Use / Savings in Demand under the selected programme (Ml/d) input as +ve 2023-24: 0; Gains in Water Available For Use / Savings in Demand under the selected programme (Ml/d) input as +ve 2024-25: 0; Gains in Water Available For Use / Savings in Demand under the selected programme (Ml/d) input as +ve 2025-26: 0.00038647; Gains in Water Available For Use / Savings in Demand under the selected programme (Ml/d) input as +ve 2026-27: 0.000738; Gains in Water Available For Use / Savings in Demand under the selected programme (Ml/d) input as +ve 2027-28: 0.0010537; Gains in Water Available For Use / Savings in Demand under the selected programme (Ml/d) input as +ve 2028-29: 0.0013429; Gains in Water Available For Use / Savings in Demand under the selected programme (Ml/d) input as +ve 2029-30: 0.0016207; Gains in Water Available For Use / Savings in Demand under the selected programme (Ml/d) input as +ve 2030-31: 0.0018971; Gains in Water Available For Use / Savings in Demand under the selected programme (Ml/d) input as +ve 2031-32: 0.002172; Gains in Water Available For Use / Savings in Demand under the selected programme (Ml/d) input as +ve 2032-33: 0.0024455; Gains in Water Available For Use / Savings in Demand under the selected programme (Ml/d) input as +ve 2033-34: 0.0027179; Gains in Water Available For Use / Savings in Demand under the selected programme (Ml/d) input as +ve 2034-35: 0.002989; Gains in Water Available For Use / Savings in Demand under the selected programme (Ml/d) input as +ve 2035-36: 0.003259; Gains in Water Available For Use / Savings in Demand under the selected programme (Ml/d) input as +ve 2036-37: 0.0035279; Gains in Water Available For Use / Savings in Demand under the selected programme (Ml/d) input as +ve 2037-38: 0.0037956; Gains in Water Available For Use / Savings in Demand under the selected programme (Ml/d) input as +ve 2038-39: 0.0040622; Gains in Water Available For Use / Savings in Demand under the selected programme (Ml/d) input as +ve 2039-40: 0.0043278; Gains in Water Available For Use / Savings in Demand under the selected programme (Ml/d) input as +ve 2040-41: 0.0045924; Gains in Water Available For Use / Savings in Demand under the selected programme (Ml/d) input as +ve 2041-42: 0.004856; Gains in Water Available For Use / Savings in Demand under the selected programme (Ml/d) input as +ve 2042-43: 0.0051187; Gains in Water Available For Use / Savings in Demand under the selected programme (Ml/d) input as +ve 2043-44: 0.0053805; Gains in Water Available For Use / Savings in Demand under the selected programme (Ml/d) input as +ve 2044-45: 0.0056414; Gains in Water Available For Use / Savings in Demand under the selected programme (Ml/d) input as +ve 2045-46: 0.0059015; Gains in Water Available For Use / Savings in Demand under the selected programme (Ml/d) input as +ve 2046-47: 0.0061607; Gains in Water Available For Use / Savings in Demand under the selected programme (Ml/d) input as +ve 2047-48: 0.0064191; Gains in Water Available For Use / Savings in Demand under the selected programme (Ml/d) input as +ve 2048-49: 0.0066768; Gains in Water Available For Use / Savings in Demand under the selected programme (Ml/d) input as +ve 2049-50: 0.0069337
51dP | LEA: NHH. NHH CSPL repairs.AWSNWY | LEA: NHH. NHH CSPL repairs.AWSNWY | Supply pipe repairs / replacement | Customer Options | N | Preferred | AWSNWY | Ml/d | 2 | Gains in Water Available For Use / Savings in Demand under the selected programme (Ml/d) input as +ve 2019-20: 0; Gains in Water Available For Use / Savings in Demand under the selected programme (Ml/d) input as +ve 2020-21: 0; Gains in Water Available For Use / Savings in Demand under the selected programme (Ml/d) input as +ve 2021-22: 0; Gains in Water Available For Use / Savings in Demand under the selected programme (Ml/d) input as +ve 2022-23: 0; Gains in Water Available For Use / Savings in Demand under the selected programme (Ml/d) input as +ve 2023-24: 0; Gains in Water Available For Use / Savings in Demand under the selected programme (Ml/d) input as +ve 2024-25: 0; Gains in Water Available For Use / Savings in Demand under the selected programme (Ml/d) input as +ve 2025-26: 0.00038647; Gains in Water Available For Use / Savings in Demand under the selected programme (Ml/d) input as +ve 2026-27: 0.000738; Gains in Water Available For Use / Savings in Demand under the selected programme (Ml/d) input as +ve 2027-28: 0.0010537; Gains in Water Available For Use / Savings in Demand under the selected programme (Ml/d) input as +ve 2028-29: 0.0013429; Gains in Water Available For Use / Savings in Demand under the selected programme (Ml/d) input as +ve 2029-30: 0.0016207; Gains in Water Available For Use / Savings in Demand under the selected programme (Ml/d) input as +ve 2030-31: 0.0018971; Gains in Water Available For Use / Savings in Demand under the selected programme (Ml/d) input as +ve 2031-32: 0.002172; Gains in Water Available For Use / Savings in Demand under the selected programme (Ml/d) input as +ve 2032-33: 0.0024455; Gains in Water Available For Use / Savings in Demand under the selected programme (Ml/d) input as +ve 2033-34: 0.0027179; Gains in Water Available For Use / Savings in Demand under the selected programme (Ml/d) input as +ve 2034-35: 0.002989; Gains in Water Available For Use / Savings in Demand under the selected programme (Ml/d) input as +ve 2035-36: 0.003259; Gains in Water Available For Use / Savings in Demand under the selected programme (Ml/d) input as +ve 2036-37: 0.0035279; Gains in Water Available For Use / Savings in Demand under the selected programme (Ml/d) input as +ve 2037-38: 0.0037956; Gains in Water Available For Use / Savings in Demand under the selected programme (Ml/d) input as +ve 2038-39: 0.0040622; Gains in Water Available For Use / Savings in Demand under the selected programme (Ml/d) input as +ve 2039-40: 0.0043278; Gains in Water Available For Use / Savings in Demand under the selected programme (Ml/d) input as +ve 2040-41: 0.0045924; Gains in Water Available For Use / Savings in Demand under the selected programme (Ml/d) input as +ve 2041-42: 0.004856; Gains in Water Available For Use / Savings in Demand under the selected programme (Ml/d) input as +ve 2042-43: 0.0051187; Gains in Water Available For Use / Savings in Demand under the selected programme (Ml/d) input as +ve 2043-44: 0.0053805; Gains in Water Available For Use / Savings in Demand under the selected programme (Ml/d) input as +ve 2044-45: 0.0056414; Gains in Water Available For Use / Savings in Demand under the selected programme (Ml/d) input as +ve 2045-46: 0.0059015; Gains in Water Available For Use / Savings in Demand under the selected programme (Ml/d) input as +ve 2046-47: 0.0061607; Gains in Water Available For Use / Savings in Demand under the selected programme (Ml/d) input as +ve 2047-48: 0.0064191; Gains in Water Available For Use / Savings in Demand under the selected programme (Ml/d) input as +ve 2048-49: 0.0066768; Gains in Water Available For Use / Savings in Demand under the selected programme (Ml/d) input as +ve 2049-50: 0.0069337
51cP | Mains Replacement (MRMax).AWSNWY | Mains Replacement (MRMax).AWSNWY | Mains replacement (not trunk mains) | Distribution Options | N | Preferred | AWSNWY | Ml/d | 2 | Gains in Water Available For Use / Savings in Demand under the selected programme (Ml/d) input as +ve 2019-20: 0; Gains in Water Available For Use / Savings in Demand under the selected programme (Ml/d) input as +ve 2020-21: 0; Gains in Water Available For Use / Savings in Demand under the selected programme (Ml/d) input as +ve 2021-22: 0; Gains in Water Available For Use / Savings in Demand under the selected programme (Ml/d) input as +ve 2022-23: 0; Gains in Water Available For Use / Savings in Demand under the selected programme (Ml/d) input as +ve 2023-24: 0; Gains in Water Available For Use / Savings in Demand under the selected programme (Ml/d) input as +ve 2024-25: 0; Gains in Water Available For Use / Savings in Demand under the selected programme (Ml/d) input as +ve 2025-26: 0; Gains in Water Available For Use / Savings in Demand under the selected programme (Ml/d) input as +ve 2026-27: 0; Gains in Water Available For Use / Savings in Demand under the selected programme (Ml/d) input as +ve 2027-28: 0; Gains in Water Available For Use / Savings in Demand under the selected programme (Ml/d) input as +ve 2028-29: 0; Gains in Water Available For Use / Savings in Demand under the selected programme (Ml/d) input as +ve 2029-30: 0; Gains in Water Available For Use / Savings in Demand under the selected programme (Ml/d) input as +ve 2030-31: 0; Gains in Water Available For Use / Savings in Demand under the selected programme (Ml/d) input as +ve 2031-32: 0; Gains in Water Available For Use / Savings in Demand under the selected programme (Ml/d) input as +ve 2032-33: 0; Gains in Water Available For Use / Savings in Demand under the selected programme (Ml/d) input as +ve 2033-34: 0; Gains in Water Available For Use / Savings in Demand under the selected programme (Ml/d) input as +ve 2034-35: 0; Gains in Water Available For Use / Savings in Demand under the selected programme (Ml/d) input as +ve 2035-36: 0; Gains in Water Available For Use / Savings in Demand under the selected programme (Ml/d) input as +ve 2036-37: 0; Gains in Water Available For Use / Savings in Demand under the selected programme (Ml/d) input as +ve 2037-38: 0; Gains in Water Available For Use / Savings in Demand under the selected programme (Ml/d) input as +ve 2038-39: 0; Gains in Water Available For Use / Savings in Demand under the selected programme (Ml/d) input as +ve 2039-40: 0; Gains in Water Available For Use / Savings in Demand under the selected programme (Ml/d) input as +ve 2040-41: 0; Gains in Water Available For Use / Savings in Demand under the selected programme (Ml/d) input as +ve 2041-42: 0; Gains in Water Available For Use / Savings in Demand under the selected programme (Ml/d) input as +ve 2042-43: 0; Gains in Water Available For Use / Savings in Demand under the selected programme (Ml/d) input as +ve 2043-44: 0; Gains in Water Available For Use / Savings in Demand under the selected programme (Ml/d) input as +ve 2044-45: 0; Gains in Water Available For Use / Savings in Demand under the selected programme (Ml/d) input as +ve 2045-46: 0; Gains in Water Available For Use / Savings in Demand under the selected programme (Ml/d) input as +ve 2046-47: 0; Gains in Water Available For Use / Savings in Demand under the selected programme (Ml/d) input as +ve 2047-48: 0; Gains in Water Available For Use / Savings in Demand under the selected programme (Ml/d) input as +ve 2048-49: 0.010548; Gains in Water Available For Use / Savings in Demand under the selected programme (Ml/d) input as +ve 2049-50: 0.010548
51dF | NHH. NHH PL repairs.AWSNWY | NHH. NHH PL repairs.AWSNWY | Non-household water audit | Customer Options | N | Least Cost | AWSNWY | Ml/d | 2 | Gains in Water Available For Use / Savings in Demand under the selected programme (Ml/d) input as +ve 2019-20: 0; Gains in Water Available For Use / Savings in Demand under the selected programme (Ml/d) input as +ve 2020-21: 0; Gains in Water Available For Use / Savings in Demand under the selected programme (Ml/d) input as +ve 2021-22: 0; Gains in Water Available For Use / Savings in Demand under the selected programme (Ml/d) input as +ve 2022-23: 0; Gains in Water Available For Use / Savings in Demand under the selected programme (Ml/d) input as +ve 2023-24: 0; Gains in Water Available For Use / Savings in Demand under the selected programme (Ml/d) input as +ve 2024-25: 0; Gains in Water Available For Use / Savings in Demand under the selected programme (Ml/d) input as +ve 2025-26: 0.010511; Gains in Water Available For Use / Savings in Demand under the selected programme (Ml/d) input as +ve 2026-27: 0.020072; Gains in Water Available For Use / Savings in Demand under the selected programme (Ml/d) input as +ve 2027-28: 0.028659; Gains in Water Available For Use / Savings in Demand under the selected programme (Ml/d) input as +ve 2028-29: 0.036524; Gains in Water Available For Use / Savings in Demand under the selected programme (Ml/d) input as +ve 2029-30: 0.044081; Gains in Water Available For Use / Savings in Demand under the selected programme (Ml/d) input as +ve 2030-31: 0.051597; Gains in Water Available For Use / Savings in Demand under the selected programme (Ml/d) input as +ve 2031-32: 0.059073; Gains in Water Available For Use / Savings in Demand under the selected programme (Ml/d) input as +ve 2032-33: 0.066514; Gains in Water Available For Use / Savings in Demand under the selected programme (Ml/d) input as +ve 2033-34: 0.07392; Gains in Water Available For Use / Savings in Demand under the selected programme (Ml/d) input as +ve 2034-35: 0.081295; Gains in Water Available For Use / Savings in Demand under the selected programme (Ml/d) input as +ve 2035-36: 0.088638; Gains in Water Available For Use / Savings in Demand under the selected programme (Ml/d) input as +ve 2036-37: 0.09595; Gains in Water Available For Use / Savings in Demand under the selected programme (Ml/d) input as +ve 2037-38: 0.10323; Gains in Water Available For Use / Savings in Demand under the selected programme (Ml/d) input as +ve 2038-39: 0.11048; Gains in Water Available For Use / Savings in Demand under the selected programme (Ml/d) input as +ve 2039-40: 0.11771; Gains in Water Available For Use / Savings in Demand under the selected programme (Ml/d) input as +ve 2040-41: 0.1249; Gains in Water Available For Use / Savings in Demand under the selected programme (Ml/d) input as +ve 2041-42: 0.13207; Gains in Water Available For Use / Savings in Demand under the selected programme (Ml/d) input as +ve 2042-43: 0.13922; Gains in Water Available For Use / Savings in Demand under the selected programme (Ml/d) input as +ve 2043-44: 0.14634; Gains in Water Available For Use / Savings in Demand under the selected programme (Ml/d) input as +ve 2044-45: 0.15343; Gains in Water Available For Use / Savings in Demand under the selected programme (Ml/d) input as +ve 2045-46: 0.16051; Gains in Water Available For Use / Savings in Demand under the selected programme (Ml/d) input as +ve 2046-47: 0.16756; Gains in Water Available For Use / Savings in Demand under the selected programme (Ml/d) input as +ve 2047-48: 0.17459; Gains in Water Available For Use / Savings in Demand under the selected programme (Ml/d) input as +ve 2048-49: 0.1816; Gains in Water Available For Use / Savings in Demand under the selected programme (Ml/d) input as +ve 2049-50: 0.18858
51dF | NHH. NHH PL repairs.AWSNWY | NHH. NHH PL repairs.AWSNWY | Non-household water audit | Customer Options | N | Ofwat Core | AWSNWY | Ml/d | 2 | Gains in Water Available For Use / Savings in Demand under the selected programme (Ml/d) input as +ve 2019-20: 0; Gains in Water Available For Use / Savings in Demand under the selected programme (Ml/d) input as +ve 2020-21: 0; Gains in Water Available For Use / Savings in Demand under the selected programme (Ml/d) input as +ve 2021-22: 0; Gains in Water Available For Use / Savings in Demand under the selected programme (Ml/d) input as +ve 2022-23: 0; Gains in Water Available For Use / Savings in Demand under the selected programme (Ml/d) input as +ve 2023-24: 0; Gains in Water Available For Use / Savings in Demand under the selected programme (Ml/d) input as +ve 2024-25: 0; Gains in Water Available For Use / Savings in Demand under the selected programme (Ml/d) input as +ve 2025-26: 0.010511; Gains in Water Available For Use / Savings in Demand under the selected programme (Ml/d) input as +ve 2026-27: 0.020072; Gains in Water Available For Use / Savings in Demand under the selected programme (Ml/d) input as +ve 2027-28: 0.028659; Gains in Water Available For Use / Savings in Demand under the selected programme (Ml/d) input as +ve 2028-29: 0.036524; Gains in Water Available For Use / Savings in Demand under the selected programme (Ml/d) input as +ve 2029-30: 0.044081; Gains in Water Available For Use / Savings in Demand under the selected programme (Ml/d) input as +ve 2030-31: 0.051597; Gains in Water Available For Use / Savings in Demand under the selected programme (Ml/d) input as +ve 2031-32: 0.059073; Gains in Water Available For Use / Savings in Demand under the selected programme (Ml/d) input as +ve 2032-33: 0.066514; Gains in Water Available For Use / Savings in Demand under the selected programme (Ml/d) input as +ve 2033-34: 0.07392; Gains in Water Available For Use / Savings in Demand under the selected programme (Ml/d) input as +ve 2034-35: 0.081295; Gains in Water Available For Use / Savings in Demand under the selected programme (Ml/d) input as +ve 2035-36: 0.088638; Gains in Water Available For Use / Savings in Demand under the selected programme (Ml/d) input as +ve 2036-37: 0.09595; Gains in Water Available For Use / Savings in Demand under the selected programme (Ml/d) input as +ve 2037-38: 0.10323; Gains in Water Available For Use / Savings in Demand under the selected programme (Ml/d) input as +ve 2038-39: 0.11048; Gains in Water Available For Use / Savings in Demand under the selected programme (Ml/d) input as +ve 2039-40: 0.11771; Gains in Water Available For Use / Savings in Demand under the selected programme (Ml/d) input as +ve 2040-41: 0.1249; Gains in Water Available For Use / Savings in Demand under the selected programme (Ml/d) input as +ve 2041-42: 0.13207; Gains in Water Available For Use / Savings in Demand under the selected programme (Ml/d) input as +ve 2042-43: 0.13922; Gains in Water Available For Use / Savings in Demand under the selected programme (Ml/d) input as +ve 2043-44: 0.14634; Gains in Water Available For Use / Savings in Demand under the selected programme (Ml/d) input as +ve 2044-45: 0.15343; Gains in Water Available For Use / Savings in Demand under the selected programme (Ml/d) input as +ve 2045-46: 0.16051; Gains in Water Available For Use / Savings in Demand under the selected programme (Ml/d) input as +ve 2046-47: 0.16756; Gains in Water Available For Use / Savings in Demand under the selected programme (Ml/d) input as +ve 2047-48: 0.17459; Gains in Water Available For Use / Savings in Demand under the selected programme (Ml/d) input as +ve 2048-49: 0.1816; Gains in Water Available For Use / Savings in Demand under the selected programme (Ml/d) input as +ve 2049-50: 0.18858
51dP | NHH. NHH PL repairs.AWSNWY | NHH. NHH PL repairs.AWSNWY | Non-household water audit | Customer Options | N | Preferred | AWSNWY | Ml/d | 2 | Gains in Water Available For Use / Savings in Demand under the selected programme (Ml/d) input as +ve 2019-20: 0; Gains in Water Available For Use / Savings in Demand under the selected programme (Ml/d) input as +ve 2020-21: 0; Gains in Water Available For Use / Savings in Demand under the selected programme (Ml/d) input as +ve 2021-22: 0; Gains in Water Available For Use / Savings in Demand under the selected programme (Ml/d) input as +ve 2022-23: 0; Gains in Water Available For Use / Savings in Demand under the selected programme (Ml/d) input as +ve 2023-24: 0; Gains in Water Available For Use / Savings in Demand under the selected programme (Ml/d) input as +ve 2024-25: 0; Gains in Water Available For Use / Savings in Demand under the selected programme (Ml/d) input as +ve 2025-26: 0.010511; Gains in Water Available For Use / Savings in Demand under the selected programme (Ml/d) input as +ve 2026-27: 0.020072; Gains in Water Available For Use / Savings in Demand under the selected programme (Ml/d) input as +ve 2027-28: 0.028659; Gains in Water Available For Use / Savings in Demand under the selected programme (Ml/d) input as +ve 2028-29: 0.036524; Gains in Water Available For Use / Savings in Demand under the selected programme (Ml/d) input as +ve 2029-30: 0.044081; Gains in Water Available For Use / Savings in Demand under the selected programme (Ml/d) input as +ve 2030-31: 0.051597; Gains in Water Available For Use / Savings in Demand under the selected programme (Ml/d) input as +ve 2031-32: 0.059073; Gains in Water Available For Use / Savings in Demand under the selected programme (Ml/d) input as +ve 2032-33: 0.066514; Gains in Water Available For Use / Savings in Demand under the selected programme (Ml/d) input as +ve 2033-34: 0.07392; Gains in Water Available For Use / Savings in Demand under the selected programme (Ml/d) input as +ve 2034-35: 0.081295; Gains in Water Available For Use / Savings in Demand under the selected programme (Ml/d) input as +ve 2035-36: 0.088638; Gains in Water Available For Use / Savings in Demand under the selected programme (Ml/d) input as +ve 2036-37: 0.09595; Gains in Water Available For Use / Savings in Demand under the selected programme (Ml/d) input as +ve 2037-38: 0.10323; Gains in Water Available For Use / Savings in Demand under the selected programme (Ml/d) input as +ve 2038-39: 0.11048; Gains in Water Available For Use / Savings in Demand under the selected programme (Ml/d) input as +ve 2039-40: 0.11771; Gains in Water Available For Use / Savings in Demand under the selected programme (Ml/d) input as +ve 2040-41: 0.1249; Gains in Water Available For Use / Savings in Demand under the selected programme (Ml/d) input as +ve 2041-42: 0.13207; Gains in Water Available For Use / Savings in Demand under the selected programme (Ml/d) input as +ve 2042-43: 0.13922; Gains in Water Available For Use / Savings in Demand under the selected programme (Ml/d) input as +ve 2043-44: 0.14634; Gains in Water Available For Use / Savings in Demand under the selected programme (Ml/d) input as +ve 2044-45: 0.15343; Gains in Water Available For Use / Savings in Demand under the selected programme (Ml/d) input as +ve 2045-46: 0.16051; Gains in Water Available For Use / Savings in Demand under the selected programme (Ml/d) input as +ve 2046-47: 0.16756; Gains in Water Available For Use / Savings in Demand under the selected programme (Ml/d) input as +ve 2047-48: 0.17459; Gains in Water Available For Use / Savings in Demand under the selected programme (Ml/d) input as +ve 2048-49: 0.1816; Gains in Water Available For Use / Savings in Demand under the selected programme (Ml/d) input as +ve 2049-50: 0.18858
51dF | NHH. NHH PL100 repairs.AWSNWY | NHH. NHH PL100 repairs.AWSNWY | Non-household water audit | Customer Options | N | Least Cost | AWSNWY | Ml/d | 2 | Gains in Water Available For Use / Savings in Demand under the selected programme (Ml/d) input as +ve 2019-20: 0; Gains in Water Available For Use / Savings in Demand under the selected programme (Ml/d) input as +ve 2020-21: 0; Gains in Water Available For Use / Savings in Demand under the selected programme (Ml/d) input as +ve 2021-22: 0; Gains in Water Available For Use / Savings in Demand under the selected programme (Ml/d) input as +ve 2022-23: 0; Gains in Water Available For Use / Savings in Demand under the selected programme (Ml/d) input as +ve 2023-24: 0; Gains in Water Available For Use / Savings in Demand under the selected programme (Ml/d) input as +ve 2024-25: 0; Gains in Water Available For Use / Savings in Demand under the selected programme (Ml/d) input as +ve 2025-26: 0.002584; Gains in Water Available For Use / Savings in Demand under the selected programme (Ml/d) input as +ve 2026-27: 0.0049344; Gains in Water Available For Use / Savings in Demand under the selected programme (Ml/d) input as +ve 2027-28: 0.0070454; Gains in Water Available For Use / Savings in Demand under the selected programme (Ml/d) input as +ve 2028-29: 0.0089787; Gains in Water Available For Use / Savings in Demand under the selected programme (Ml/d) input as +ve 2029-30: 0.010837; Gains in Water Available For Use / Savings in Demand under the selected programme (Ml/d) input as +ve 2030-31: 0.012684; Gains in Water Available For Use / Savings in Demand under the selected programme (Ml/d) input as +ve 2031-32: 0.014522; Gains in Water Available For Use / Savings in Demand under the selected programme (Ml/d) input as +ve 2032-33: 0.016351; Gains in Water Available For Use / Savings in Demand under the selected programme (Ml/d) input as +ve 2033-34: 0.018172; Gains in Water Available For Use / Savings in Demand under the selected programme (Ml/d) input as +ve 2034-35: 0.019985; Gains in Water Available For Use / Savings in Demand under the selected programme (Ml/d) input as +ve 2035-36: 0.02179; Gains in Water Available For Use / Savings in Demand under the selected programme (Ml/d) input as +ve 2036-37: 0.023588; Gains in Water Available For Use / Savings in Demand under the selected programme (Ml/d) input as +ve 2037-38: 0.025378; Gains in Water Available For Use / Savings in Demand under the selected programme (Ml/d) input as +ve 2038-39: 0.027161; Gains in Water Available For Use / Savings in Demand under the selected programme (Ml/d) input as +ve 2039-40: 0.028936; Gains in Water Available For Use / Savings in Demand under the selected programme (Ml/d) input as +ve 2040-41: 0.030706; Gains in Water Available For Use / Savings in Demand under the selected programme (Ml/d) input as +ve 2041-42: 0.032468; Gains in Water Available For Use / Savings in Demand under the selected programme (Ml/d) input as +ve 2042-43: 0.034225; Gains in Water Available For Use / Savings in Demand under the selected programme (Ml/d) input as +ve 2043-44: 0.035975; Gains in Water Available For Use / Savings in Demand under the selected programme (Ml/d) input as +ve 2044-45: 0.037719; Gains in Water Available For Use / Savings in Demand under the selected programme (Ml/d) input as +ve 2045-46: 0.039458; Gains in Water Available For Use / Savings in Demand under the selected programme (Ml/d) input as +ve 2046-47: 0.041191; Gains in Water Available For Use / Savings in Demand under the selected programme (Ml/d) input as +ve 2047-48: 0.042919; Gains in Water Available For Use / Savings in Demand under the selected programme (Ml/d) input as +ve 2048-49: 0.044642; Gains in Water Available For Use / Savings in Demand under the selected programme (Ml/d) input as +ve 2049-50: 0.04636
51dF | NHH. NHH PL100 repairs.AWSNWY | NHH. NHH PL100 repairs.AWSNWY | Non-household water audit | Customer Options | N | Ofwat Core | AWSNWY | Ml/d | 2 | Gains in Water Available For Use / Savings in Demand under the selected programme (Ml/d) input as +ve 2019-20: 0; Gains in Water Available For Use / Savings in Demand under the selected programme (Ml/d) input as +ve 2020-21: 0; Gains in Water Available For Use / Savings in Demand under the selected programme (Ml/d) input as +ve 2021-22: 0; Gains in Water Available For Use / Savings in Demand under the selected programme (Ml/d) input as +ve 2022-23: 0; Gains in Water Available For Use / Savings in Demand under the selected programme (Ml/d) input as +ve 2023-24: 0; Gains in Water Available For Use / Savings in Demand under the selected programme (Ml/d) input as +ve 2024-25: 0; Gains in Water Available For Use / Savings in Demand under the selected programme (Ml/d) input as +ve 2025-26: 0.002584; Gains in Water Available For Use / Savings in Demand under the selected programme (Ml/d) input as +ve 2026-27: 0.0049344; Gains in Water Available For Use / Savings in Demand under the selected programme (Ml/d) input as +ve 2027-28: 0.0070454; Gains in Water Available For Use / Savings in Demand under the selected programme (Ml/d) input as +ve 2028-29: 0.0089787; Gains in Water Available For Use / Savings in Demand under the selected programme (Ml/d) input as +ve 2029-30: 0.010837; Gains in Water Available For Use / Savings in Demand under the selected programme (Ml/d) input as +ve 2030-31: 0.012684; Gains in Water Available For Use / Savings in Demand under the selected programme (Ml/d) input as +ve 2031-32: 0.014522; Gains in Water Available For Use / Savings in Demand under the selected programme (Ml/d) input as +ve 2032-33: 0.016351; Gains in Water Available For Use / Savings in Demand under the selected programme (Ml/d) input as +ve 2033-34: 0.018172; Gains in Water Available For Use / Savings in Demand under the selected programme (Ml/d) input as +ve 2034-35: 0.019985; Gains in Water Available For Use / Savings in Demand under the selected programme (Ml/d) input as +ve 2035-36: 0.02179; Gains in Water Available For Use / Savings in Demand under the selected programme (Ml/d) input as +ve 2036-37: 0.023588; Gains in Water Available For Use / Savings in Demand under the selected programme (Ml/d) input as +ve 2037-38: 0.025378; Gains in Water Available For Use / Savings in Demand under the selected programme (Ml/d) input as +ve 2038-39: 0.027161; Gains in Water Available For Use / Savings in Demand under the selected programme (Ml/d) input as +ve 2039-40: 0.028936; Gains in Water Available For Use / Savings in Demand under the selected programme (Ml/d) input as +ve 2040-41: 0.030706; Gains in Water Available For Use / Savings in Demand under the selected programme (Ml/d) input as +ve 2041-42: 0.032468; Gains in Water Available For Use / Savings in Demand under the selected programme (Ml/d) input as +ve 2042-43: 0.034225; Gains in Water Available For Use / Savings in Demand under the selected programme (Ml/d) input as +ve 2043-44: 0.035975; Gains in Water Available For Use / Savings in Demand under the selected programme (Ml/d) input as +ve 2044-45: 0.037719; Gains in Water Available For Use / Savings in Demand under the selected programme (Ml/d) input as +ve 2045-46: 0.039458; Gains in Water Available For Use / Savings in Demand under the selected programme (Ml/d) input as +ve 2046-47: 0.041191; Gains in Water Available For Use / Savings in Demand under the selected programme (Ml/d) input as +ve 2047-48: 0.042919; Gains in Water Available For Use / Savings in Demand under the selected programme (Ml/d) input as +ve 2048-49: 0.044642; Gains in Water Available For Use / Savings in Demand under the selected programme (Ml/d) input as +ve 2049-50: 0.04636
51dP | NHH. NHH PL100 repairs.AWSNWY | NHH. NHH PL100 repairs.AWSNWY | Non-household water audit | Customer Options | N | Preferred | AWSNWY | Ml/d | 2 | Gains in Water Available For Use / Savings in Demand under the selected programme (Ml/d) input as +ve 2019-20: 0; Gains in Water Available For Use / Savings in Demand under the selected programme (Ml/d) input as +ve 2020-21: 0; Gains in Water Available For Use / Savings in Demand under the selected programme (Ml/d) input as +ve 2021-22: 0; Gains in Water Available For Use / Savings in Demand under the selected programme (Ml/d) input as +ve 2022-23: 0; Gains in Water Available For Use / Savings in Demand under the selected programme (Ml/d) input as +ve 2023-24: 0; Gains in Water Available For Use / Savings in Demand under the selected programme (Ml/d) input as +ve 2024-25: 0; Gains in Water Available For Use / Savings in Demand under the selected programme (Ml/d) input as +ve 2025-26: 0.002584; Gains in Water Available For Use / Savings in Demand under the selected programme (Ml/d) input as +ve 2026-27: 0.0049344; Gains in Water Available For Use / Savings in Demand under the selected programme (Ml/d) input as +ve 2027-28: 0.0070454; Gains in Water Available For Use / Savings in Demand under the selected programme (Ml/d) input as +ve 2028-29: 0.0089787; Gains in Water Available For Use / Savings in Demand under the selected programme (Ml/d) input as +ve 2029-30: 0.010837; Gains in Water Available For Use / Savings in Demand under the selected programme (Ml/d) input as +ve 2030-31: 0.012684; Gains in Water Available For Use / Savings in Demand under the selected programme (Ml/d) input as +ve 2031-32: 0.014522; Gains in Water Available For Use / Savings in Demand under the selected programme (Ml/d) input as +ve 2032-33: 0.016351; Gains in Water Available For Use / Savings in Demand under the selected programme (Ml/d) input as +ve 2033-34: 0.018172; Gains in Water Available For Use / Savings in Demand under the selected programme (Ml/d) input as +ve 2034-35: 0.019985; Gains in Water Available For Use / Savings in Demand under the selected programme (Ml/d) input as +ve 2035-36: 0.02179; Gains in Water Available For Use / Savings in Demand under the selected programme (Ml/d) input as +ve 2036-37: 0.023588; Gains in Water Available For Use / Savings in Demand under the selected programme (Ml/d) input as +ve 2037-38: 0.025378; Gains in Water Available For Use / Savings in Demand under the selected programme (Ml/d) input as +ve 2038-39: 0.027161; Gains in Water Available For Use / Savings in Demand under the selected programme (Ml/d) input as +ve 2039-40: 0.028936; Gains in Water Available For Use / Savings in Demand under the selected programme (Ml/d) input as +ve 2040-41: 0.030706; Gains in Water Available For Use / Savings in Demand under the selected programme (Ml/d) input as +ve 2041-42: 0.032468; Gains in Water Available For Use / Savings in Demand under the selected programme (Ml/d) input as +ve 2042-43: 0.034225; Gains in Water Available For Use / Savings in Demand under the selected programme (Ml/d) input as +ve 2043-44: 0.035975; Gains in Water Available For Use / Savings in Demand under the selected programme (Ml/d) input as +ve 2044-45: 0.037719; Gains in Water Available For Use / Savings in Demand under the selected programme (Ml/d) input as +ve 2045-46: 0.039458; Gains in Water Available For Use / Savings in Demand under the selected programme (Ml/d) input as +ve 2046-47: 0.041191; Gains in Water Available For Use / Savings in Demand under the selected programme (Ml/d) input as +ve 2047-48: 0.042919; Gains in Water Available For Use / Savings in Demand under the selected programme (Ml/d) input as +ve 2048-49: 0.044642; Gains in Water Available For Use / Savings in Demand under the selected programme (Ml/d) input as +ve 2049-50: 0.04636
51dF | NHH. WEF Visit Lower.AWSNWY | NHH. WEF Visit Lower.AWSNWY | Non-household water audit | Customer Options | N | Least Cost | AWSNWY | Ml/d | 2 | Gains in Water Available For Use / Savings in Demand under the selected programme (Ml/d) input as +ve 2019-20: 0; Gains in Water Available For Use / Savings in Demand under the selected programme (Ml/d) input as +ve 2020-21: 0; Gains in Water Available For Use / Savings in Demand under the selected programme (Ml/d) input as +ve 2021-22: 0; Gains in Water Available For Use / Savings in Demand under the selected programme (Ml/d) input as +ve 2022-23: 0; Gains in Water Available For Use / Savings in Demand under the selected programme (Ml/d) input as +ve 2023-24: 0; Gains in Water Available For Use / Savings in Demand under the selected programme (Ml/d) input as +ve 2024-25: 0; Gains in Water Available For Use / Savings in Demand under the selected programme (Ml/d) input as +ve 2025-26: 0.0062083; Gains in Water Available For Use / Savings in Demand under the selected programme (Ml/d) input as +ve 2026-27: 0.011855; Gains in Water Available For Use / Savings in Demand under the selected programme (Ml/d) input as +ve 2027-28: 0.016927; Gains in Water Available For Use / Savings in Demand under the selected programme (Ml/d) input as +ve 2028-29: 0.021572; Gains in Water Available For Use / Savings in Demand under the selected programme (Ml/d) input as +ve 2029-30: 0.026036; Gains in Water Available For Use / Savings in Demand under the selected programme (Ml/d) input as +ve 2030-31: 0.030475; Gains in Water Available For Use / Savings in Demand under the selected programme (Ml/d) input as +ve 2031-32: 0.034891; Gains in Water Available For Use / Savings in Demand under the selected programme (Ml/d) input as +ve 2032-33: 0.039286; Gains in Water Available For Use / Savings in Demand under the selected programme (Ml/d) input as +ve 2033-34: 0.04366; Gains in Water Available For Use / Savings in Demand under the selected programme (Ml/d) input as +ve 2034-35: 0.048016; Gains in Water Available For Use / Savings in Demand under the selected programme (Ml/d) input as +ve 2035-36: 0.052353; Gains in Water Available For Use / Savings in Demand under the selected programme (Ml/d) input as +ve 2036-37: 0.056672; Gains in Water Available For Use / Savings in Demand under the selected programme (Ml/d) input as +ve 2037-38: 0.060973; Gains in Water Available For Use / Savings in Demand under the selected programme (Ml/d) input as +ve 2038-39: 0.065256; Gains in Water Available For Use / Savings in Demand under the selected programme (Ml/d) input as +ve 2039-40: 0.069523; Gains in Water Available For Use / Savings in Demand under the selected programme (Ml/d) input as +ve 2040-41: 0.073773; Gains in Water Available For Use / Savings in Demand under the selected programme (Ml/d) input as +ve 2041-42: 0.078008; Gains in Water Available For Use / Savings in Demand under the selected programme (Ml/d) input as +ve 2042-43: 0.082228; Gains in Water Available For Use / Savings in Demand under the selected programme (Ml/d) input as +ve 2043-44: 0.086434; Gains in Water Available For Use / Savings in Demand under the selected programme (Ml/d) input as +ve 2044-45: 0.090625; Gains in Water Available For Use / Savings in Demand under the selected programme (Ml/d) input as +ve 2045-46: 0.094802; Gains in Water Available For Use / Savings in Demand under the selected programme (Ml/d) input as +ve 2046-47: 0.098967; Gains in Water Available For Use / Savings in Demand under the selected programme (Ml/d) input as +ve 2047-48: 0.10312; Gains in Water Available For Use / Savings in Demand under the selected programme (Ml/d) input as +ve 2048-49: 0.10726; Gains in Water Available For Use / Savings in Demand under the selected programme (Ml/d) input as +ve 2049-50: 0.11138
51dF | NHH. WEF Visit Lower.AWSNWY | NHH. WEF Visit Lower.AWSNWY | Non-household water audit | Customer Options | N | Ofwat Core | AWSNWY | Ml/d | 2 | Gains in Water Available For Use / Savings in Demand under the selected programme (Ml/d) input as +ve 2019-20: 0; Gains in Water Available For Use / Savings in Demand under the selected programme (Ml/d) input as +ve 2020-21: 0; Gains in Water Available For Use / Savings in Demand under the selected programme (Ml/d) input as +ve 2021-22: 0; Gains in Water Available For Use / Savings in Demand under the selected programme (Ml/d) input as +ve 2022-23: 0; Gains in Water Available For Use / Savings in Demand under the selected programme (Ml/d) input as +ve 2023-24: 0; Gains in Water Available For Use / Savings in Demand under the selected programme (Ml/d) input as +ve 2024-25: 0; Gains in Water Available For Use / Savings in Demand under the selected programme (Ml/d) input as +ve 2025-26: 0.0062083; Gains in Water Available For Use / Savings in Demand under the selected programme (Ml/d) input as +ve 2026-27: 0.011855; Gains in Water Available For Use / Savings in Demand under the selected programme (Ml/d) input as +ve 2027-28: 0.016927; Gains in Water Available For Use / Savings in Demand under the selected programme (Ml/d) input as +ve 2028-29: 0.021572; Gains in Water Available For Use / Savings in Demand under the selected programme (Ml/d) input as +ve 2029-30: 0.026036; Gains in Water Available For Use / Savings in Demand under the selected programme (Ml/d) input as +ve 2030-31: 0.030475; Gains in Water Available For Use / Savings in Demand under the selected programme (Ml/d) input as +ve 2031-32: 0.034891; Gains in Water Available For Use / Savings in Demand under the selected programme (Ml/d) input as +ve 2032-33: 0.039286; Gains in Water Available For Use / Savings in Demand under the selected programme (Ml/d) input as +ve 2033-34: 0.04366; Gains in Water Available For Use / Savings in Demand under the selected programme (Ml/d) input as +ve 2034-35: 0.048016; Gains in Water Available For Use / Savings in Demand under the selected programme (Ml/d) input as +ve 2035-36: 0.052353; Gains in Water Available For Use / Savings in Demand under the selected programme (Ml/d) input as +ve 2036-37: 0.056672; Gains in Water Available For Use / Savings in Demand under the selected programme (Ml/d) input as +ve 2037-38: 0.060973; Gains in Water Available For Use / Savings in Demand under the selected programme (Ml/d) input as +ve 2038-39: 0.065256; Gains in Water Available For Use / Savings in Demand under the selected programme (Ml/d) input as +ve 2039-40: 0.069523; Gains in Water Available For Use / Savings in Demand under the selected programme (Ml/d) input as +ve 2040-41: 0.073773; Gains in Water Available For Use / Savings in Demand under the selected programme (Ml/d) input as +ve 2041-42: 0.078008; Gains in Water Available For Use / Savings in Demand under the selected programme (Ml/d) input as +ve 2042-43: 0.082228; Gains in Water Available For Use / Savings in Demand under the selected programme (Ml/d) input as +ve 2043-44: 0.086434; Gains in Water Available For Use / Savings in Demand under the selected programme (Ml/d) input as +ve 2044-45: 0.090625; Gains in Water Available For Use / Savings in Demand under the selected programme (Ml/d) input as +ve 2045-46: 0.094802; Gains in Water Available For Use / Savings in Demand under the selected programme (Ml/d) input as +ve 2046-47: 0.098967; Gains in Water Available For Use / Savings in Demand under the selected programme (Ml/d) input as +ve 2047-48: 0.10312; Gains in Water Available For Use / Savings in Demand under the selected programme (Ml/d) input as +ve 2048-49: 0.10726; Gains in Water Available For Use / Savings in Demand under the selected programme (Ml/d) input as +ve 2049-50: 0.11138
51dP | NHH. WEF Visit Lower.AWSNWY | NHH. WEF Visit Lower.AWSNWY | Non-household water audit | Customer Options | N | Preferred | AWSNWY | Ml/d | 2 | Gains in Water Available For Use / Savings in Demand under the selected programme (Ml/d) input as +ve 2019-20: 0; Gains in Water Available For Use / Savings in Demand under the selected programme (Ml/d) input as +ve 2020-21: 0; Gains in Water Available For Use / Savings in Demand under the selected programme (Ml/d) input as +ve 2021-22: 0; Gains in Water Available For Use / Savings in Demand under the selected programme (Ml/d) input as +ve 2022-23: 0; Gains in Water Available For Use / Savings in Demand under the selected programme (Ml/d) input as +ve 2023-24: 0; Gains in Water Available For Use / Savings in Demand under the selected programme (Ml/d) input as +ve 2024-25: 0; Gains in Water Available For Use / Savings in Demand under the selected programme (Ml/d) input as +ve 2025-26: 0.0062083; Gains in Water Available For Use / Savings in Demand under the selected programme (Ml/d) input as +ve 2026-27: 0.011855; Gains in Water Available For Use / Savings in Demand under the selected programme (Ml/d) input as +ve 2027-28: 0.016927; Gains in Water Available For Use / Savings in Demand under the selected programme (Ml/d) input as +ve 2028-29: 0.021572; Gains in Water Available For Use / Savings in Demand under the selected programme (Ml/d) input as +ve 2029-30: 0.026036; Gains in Water Available For Use / Savings in Demand under the selected programme (Ml/d) input as +ve 2030-31: 0.030475; Gains in Water Available For Use / Savings in Demand under the selected programme (Ml/d) input as +ve 2031-32: 0.034891; Gains in Water Available For Use / Savings in Demand under the selected programme (Ml/d) input as +ve 2032-33: 0.039286; Gains in Water Available For Use / Savings in Demand under the selected programme (Ml/d) input as +ve 2033-34: 0.04366; Gains in Water Available For Use / Savings in Demand under the selected programme (Ml/d) input as +ve 2034-35: 0.048016; Gains in Water Available For Use / Savings in Demand under the selected programme (Ml/d) input as +ve 2035-36: 0.052353; Gains in Water Available For Use / Savings in Demand under the selected programme (Ml/d) input as +ve 2036-37: 0.056672; Gains in Water Available For Use / Savings in Demand under the selected programme (Ml/d) input as +ve 2037-38: 0.060973; Gains in Water Available For Use / Savings in Demand under the selected programme (Ml/d) input as +ve 2038-39: 0.065256; Gains in Water Available For Use / Savings in Demand under the selected programme (Ml/d) input as +ve 2039-40: 0.069523; Gains in Water Available For Use / Savings in Demand under the selected programme (Ml/d) input as +ve 2040-41: 0.073773; Gains in Water Available For Use / Savings in Demand under the selected programme (Ml/d) input as +ve 2041-42: 0.078008; Gains in Water Available For Use / Savings in Demand under the selected programme (Ml/d) input as +ve 2042-43: 0.082228; Gains in Water Available For Use / Savings in Demand under the selected programme (Ml/d) input as +ve 2043-44: 0.086434; Gains in Water Available For Use / Savings in Demand under the selected programme (Ml/d) input as +ve 2044-45: 0.090625; Gains in Water Available For Use / Savings in Demand under the selected programme (Ml/d) input as +ve 2045-46: 0.094802; Gains in Water Available For Use / Savings in Demand under the selected programme (Ml/d) input as +ve 2046-47: 0.098967; Gains in Water Available For Use / Savings in Demand under the selected programme (Ml/d) input as +ve 2047-48: 0.10312; Gains in Water Available For Use / Savings in Demand under the selected programme (Ml/d) input as +ve 2048-49: 0.10726; Gains in Water Available For Use / Savings in Demand under the selected programme (Ml/d) input as +ve 2049-50: 0.11138
51dF | NHH. WEF Visit Super High.AWSNWY | NHH. WEF Visit Super High.AWSNWY | Non-household water audit | Customer Options | N | Least Cost | AWSNWY | Ml/d | 2 | Gains in Water Available For Use / Savings in Demand under the selected programme (Ml/d) input as +ve 2019-20: 0; Gains in Water Available For Use / Savings in Demand under the selected programme (Ml/d) input as +ve 2020-21: 0; Gains in Water Available For Use / Savings in Demand under the selected programme (Ml/d) input as +ve 2021-22: 0; Gains in Water Available For Use / Savings in Demand under the selected programme (Ml/d) input as +ve 2022-23: 0; Gains in Water Available For Use / Savings in Demand under the selected programme (Ml/d) input as +ve 2023-24: 0; Gains in Water Available For Use / Savings in Demand under the selected programme (Ml/d) input as +ve 2024-25: 0; Gains in Water Available For Use / Savings in Demand under the selected programme (Ml/d) input as +ve 2025-26: 0.0063906; Gains in Water Available For Use / Savings in Demand under the selected programme (Ml/d) input as +ve 2026-27: 0.012204; Gains in Water Available For Use / Savings in Demand under the selected programme (Ml/d) input as +ve 2027-28: 0.017424; Gains in Water Available For Use / Savings in Demand under the selected programme (Ml/d) input as +ve 2028-29: 0.022206; Gains in Water Available For Use / Savings in Demand under the selected programme (Ml/d) input as +ve 2029-30: 0.026801; Gains in Water Available For Use / Savings in Demand under the selected programme (Ml/d) input as +ve 2030-31: 0.03137; Gains in Water Available For Use / Savings in Demand under the selected programme (Ml/d) input as +ve 2031-32: 0.035916; Gains in Water Available For Use / Savings in Demand under the selected programme (Ml/d) input as +ve 2032-33: 0.040439; Gains in Water Available For Use / Savings in Demand under the selected programme (Ml/d) input as +ve 2033-34: 0.044943; Gains in Water Available For Use / Savings in Demand under the selected programme (Ml/d) input as +ve 2034-35: 0.049426; Gains in Water Available For Use / Savings in Demand under the selected programme (Ml/d) input as +ve 2035-36: 0.053891; Gains in Water Available For Use / Savings in Demand under the selected programme (Ml/d) input as +ve 2036-37: 0.058337; Gains in Water Available For Use / Savings in Demand under the selected programme (Ml/d) input as +ve 2037-38: 0.062764; Gains in Water Available For Use / Savings in Demand under the selected programme (Ml/d) input as +ve 2038-39: 0.067173; Gains in Water Available For Use / Savings in Demand under the selected programme (Ml/d) input as +ve 2039-40: 0.071565; Gains in Water Available For Use / Savings in Demand under the selected programme (Ml/d) input as +ve 2040-41: 0.07594; Gains in Water Available For Use / Savings in Demand under the selected programme (Ml/d) input as +ve 2041-42: 0.080299; Gains in Water Available For Use / Savings in Demand under the selected programme (Ml/d) input as +ve 2042-43: 0.084643; Gains in Water Available For Use / Savings in Demand under the selected programme (Ml/d) input as +ve 2043-44: 0.088972; Gains in Water Available For Use / Savings in Demand under the selected programme (Ml/d) input as +ve 2044-45: 0.093286; Gains in Water Available For Use / Savings in Demand under the selected programme (Ml/d) input as +ve 2045-46: 0.097586; Gains in Water Available For Use / Savings in Demand under the selected programme (Ml/d) input as +ve 2046-47: 0.10187; Gains in Water Available For Use / Savings in Demand under the selected programme (Ml/d) input as +ve 2047-48: 0.10615; Gains in Water Available For Use / Savings in Demand under the selected programme (Ml/d) input as +ve 2048-49: 0.11041; Gains in Water Available For Use / Savings in Demand under the selected programme (Ml/d) input as +ve 2049-50: 0.11466
51dF | NHH. WEF Visit Super High.AWSNWY | NHH. WEF Visit Super High.AWSNWY | Non-household water audit | Customer Options | N | Ofwat Core | AWSNWY | Ml/d | 2 | Gains in Water Available For Use / Savings in Demand under the selected programme (Ml/d) input as +ve 2019-20: 0; Gains in Water Available For Use / Savings in Demand under the selected programme (Ml/d) input as +ve 2020-21: 0; Gains in Water Available For Use / Savings in Demand under the selected programme (Ml/d) input as +ve 2021-22: 0; Gains in Water Available For Use / Savings in Demand under the selected programme (Ml/d) input as +ve 2022-23: 0; Gains in Water Available For Use / Savings in Demand under the selected programme (Ml/d) input as +ve 2023-24: 0; Gains in Water Available For Use / Savings in Demand under the selected programme (Ml/d) input as +ve 2024-25: 0; Gains in Water Available For Use / Savings in Demand under the selected programme (Ml/d) input as +ve 2025-26: 0.0063906; Gains in Water Available For Use / Savings in Demand under the selected programme (Ml/d) input as +ve 2026-27: 0.012204; Gains in Water Available For Use / Savings in Demand under the selected programme (Ml/d) input as +ve 2027-28: 0.017424; Gains in Water Available For Use / Savings in Demand under the selected programme (Ml/d) input as +ve 2028-29: 0.022206; Gains in Water Available For Use / Savings in Demand under the selected programme (Ml/d) input as +ve 2029-30: 0.026801; Gains in Water Available For Use / Savings in Demand under the selected programme (Ml/d) input as +ve 2030-31: 0.03137; Gains in Water Available For Use / Savings in Demand under the selected programme (Ml/d) input as +ve 2031-32: 0.035916; Gains in Water Available For Use / Savings in Demand under the selected programme (Ml/d) input as +ve 2032-33: 0.040439; Gains in Water Available For Use / Savings in Demand under the selected programme (Ml/d) input as +ve 2033-34: 0.044943; Gains in Water Available For Use / Savings in Demand under the selected programme (Ml/d) input as +ve 2034-35: 0.049426; Gains in Water Available For Use / Savings in Demand under the selected programme (Ml/d) input as +ve 2035-36: 0.053891; Gains in Water Available For Use / Savings in Demand under the selected programme (Ml/d) input as +ve 2036-37: 0.058337; Gains in Water Available For Use / Savings in Demand under the selected programme (Ml/d) input as +ve 2037-38: 0.062764; Gains in Water Available For Use / Savings in Demand under the selected programme (Ml/d) input as +ve 2038-39: 0.067173; Gains in Water Available For Use / Savings in Demand under the selected programme (Ml/d) input as +ve 2039-40: 0.071565; Gains in Water Available For Use / Savings in Demand under the selected programme (Ml/d) input as +ve 2040-41: 0.07594; Gains in Water Available For Use / Savings in Demand under the selected programme (Ml/d) input as +ve 2041-42: 0.080299; Gains in Water Available For Use / Savings in Demand under the selected programme (Ml/d) input as +ve 2042-43: 0.084643; Gains in Water Available For Use / Savings in Demand under the selected programme (Ml/d) input as +ve 2043-44: 0.088972; Gains in Water Available For Use / Savings in Demand under the selected programme (Ml/d) input as +ve 2044-45: 0.093286; Gains in Water Available For Use / Savings in Demand under the selected programme (Ml/d) input as +ve 2045-46: 0.097586; Gains in Water Available For Use / Savings in Demand under the selected programme (Ml/d) input as +ve 2046-47: 0.10187; Gains in Water Available For Use / Savings in Demand under the selected programme (Ml/d) input as +ve 2047-48: 0.10615; Gains in Water Available For Use / Savings in Demand under the selected programme (Ml/d) input as +ve 2048-49: 0.11041; Gains in Water Available For Use / Savings in Demand under the selected programme (Ml/d) input as +ve 2049-50: 0.11466
51dP | NHH. WEF Visit Super High.AWSNWY | NHH. WEF Visit Super High.AWSNWY | Non-household water audit | Customer Options | N | Preferred | AWSNWY | Ml/d | 2 | Gains in Water Available For Use / Savings in Demand under the selected programme (Ml/d) input as +ve 2019-20: 0; Gains in Water Available For Use / Savings in Demand under the selected programme (Ml/d) input as +ve 2020-21: 0; Gains in Water Available For Use / Savings in Demand under the selected programme (Ml/d) input as +ve 2021-22: 0; Gains in Water Available For Use / Savings in Demand under the selected programme (Ml/d) input as +ve 2022-23: 0; Gains in Water Available For Use / Savings in Demand under the selected programme (Ml/d) input as +ve 2023-24: 0; Gains in Water Available For Use / Savings in Demand under the selected programme (Ml/d) input as +ve 2024-25: 0; Gains in Water Available For Use / Savings in Demand under the selected programme (Ml/d) input as +ve 2025-26: 0.0063906; Gains in Water Available For Use / Savings in Demand under the selected programme (Ml/d) input as +ve 2026-27: 0.012204; Gains in Water Available For Use / Savings in Demand under the selected programme (Ml/d) input as +ve 2027-28: 0.017424; Gains in Water Available For Use / Savings in Demand under the selected programme (Ml/d) input as +ve 2028-29: 0.022206; Gains in Water Available For Use / Savings in Demand under the selected programme (Ml/d) input as +ve 2029-30: 0.026801; Gains in Water Available For Use / Savings in Demand under the selected programme (Ml/d) input as +ve 2030-31: 0.03137; Gains in Water Available For Use / Savings in Demand under the selected programme (Ml/d) input as +ve 2031-32: 0.035916; Gains in Water Available For Use / Savings in Demand under the selected programme (Ml/d) input as +ve 2032-33: 0.040439; Gains in Water Available For Use / Savings in Demand under the selected programme (Ml/d) input as +ve 2033-34: 0.044943; Gains in Water Available For Use / Savings in Demand under the selected programme (Ml/d) input as +ve 2034-35: 0.049426; Gains in Water Available For Use / Savings in Demand under the selected programme (Ml/d) input as +ve 2035-36: 0.053891; Gains in Water Available For Use / Savings in Demand under the selected programme (Ml/d) input as +ve 2036-37: 0.058337; Gains in Water Available For Use / Savings in Demand under the selected programme (Ml/d) input as +ve 2037-38: 0.062764; Gains in Water Available For Use / Savings in Demand under the selected programme (Ml/d) input as +ve 2038-39: 0.067173; Gains in Water Available For Use / Savings in Demand under the selected programme (Ml/d) input as +ve 2039-40: 0.071565; Gains in Water Available For Use / Savings in Demand under the selected programme (Ml/d) input as +ve 2040-41: 0.07594; Gains in Water Available For Use / Savings in Demand under the selected programme (Ml/d) input as +ve 2041-42: 0.080299; Gains in Water Available For Use / Savings in Demand under the selected programme (Ml/d) input as +ve 2042-43: 0.084643; Gains in Water Available For Use / Savings in Demand under the selected programme (Ml/d) input as +ve 2043-44: 0.088972; Gains in Water Available For Use / Savings in Demand under the selected programme (Ml/d) input as +ve 2044-45: 0.093286; Gains in Water Available For Use / Savings in Demand under the selected programme (Ml/d) input as +ve 2045-46: 0.097586; Gains in Water Available For Use / Savings in Demand under the selected programme (Ml/d) input as +ve 2046-47: 0.10187; Gains in Water Available For Use / Savings in Demand under the selected programme (Ml/d) input as +ve 2047-48: 0.10615; Gains in Water Available For Use / Savings in Demand under the selected programme (Ml/d) input as +ve 2048-49: 0.11041; Gains in Water Available For Use / Savings in Demand under the selected programme (Ml/d) input as +ve 2049-50: 0.11466
51dF | NHH. WEF Visit Upper.AWSNWY | NHH. WEF Visit Upper.AWSNWY | Non-household water audit | Customer Options | N | Least Cost | AWSNWY | Ml/d | 2 | Gains in Water Available For Use / Savings in Demand under the selected programme (Ml/d) input as +ve 2019-20: 0; Gains in Water Available For Use / Savings in Demand under the selected programme (Ml/d) input as +ve 2020-21: 0; Gains in Water Available For Use / Savings in Demand under the selected programme (Ml/d) input as +ve 2021-22: 0; Gains in Water Available For Use / Savings in Demand under the selected programme (Ml/d) input as +ve 2022-23: 0; Gains in Water Available For Use / Savings in Demand under the selected programme (Ml/d) input as +ve 2023-24: 0; Gains in Water Available For Use / Savings in Demand under the selected programme (Ml/d) input as +ve 2024-25: 0; Gains in Water Available For Use / Savings in Demand under the selected programme (Ml/d) input as +ve 2025-26: 0.0033536; Gains in Water Available For Use / Savings in Demand under the selected programme (Ml/d) input as +ve 2026-27: 0.006404; Gains in Water Available For Use / Savings in Demand under the selected programme (Ml/d) input as +ve 2027-28: 0.0091437; Gains in Water Available For Use / Savings in Demand under the selected programme (Ml/d) input as +ve 2028-29: 0.011653; Gains in Water Available For Use / Savings in Demand under the selected programme (Ml/d) input as +ve 2029-30: 0.014064; Gains in Water Available For Use / Savings in Demand under the selected programme (Ml/d) input as +ve 2030-31: 0.016462; Gains in Water Available For Use / Savings in Demand under the selected programme (Ml/d) input as +ve 2031-32: 0.018847; Gains in Water Available For Use / Savings in Demand under the selected programme (Ml/d) input as +ve 2032-33: 0.021221; Gains in Water Available For Use / Savings in Demand under the selected programme (Ml/d) input as +ve 2033-34: 0.023584; Gains in Water Available For Use / Savings in Demand under the selected programme (Ml/d) input as +ve 2034-35: 0.025937; Gains in Water Available For Use / Savings in Demand under the selected programme (Ml/d) input as +ve 2035-36: 0.02828; Gains in Water Available For Use / Savings in Demand under the selected programme (Ml/d) input as +ve 2036-37: 0.030613; Gains in Water Available For Use / Savings in Demand under the selected programme (Ml/d) input as +ve 2037-38: 0.032936; Gains in Water Available For Use / Savings in Demand under the selected programme (Ml/d) input as +ve 2038-39: 0.03525; Gains in Water Available For Use / Savings in Demand under the selected programme (Ml/d) input as +ve 2039-40: 0.037555; Gains in Water Available For Use / Savings in Demand under the selected programme (Ml/d) input as +ve 2040-41: 0.039851; Gains in Water Available For Use / Savings in Demand under the selected programme (Ml/d) input as +ve 2041-42: 0.042138; Gains in Water Available For Use / Savings in Demand under the selected programme (Ml/d) input as +ve 2042-43: 0.044418; Gains in Water Available For Use / Savings in Demand under the selected programme (Ml/d) input as +ve 2043-44: 0.046689; Gains in Water Available For Use / Savings in Demand under the selected programme (Ml/d) input as +ve 2044-45: 0.048953; Gains in Water Available For Use / Savings in Demand under the selected programme (Ml/d) input as +ve 2045-46: 0.05121; Gains in Water Available For Use / Savings in Demand under the selected programme (Ml/d) input as +ve 2046-47: 0.05346; Gains in Water Available For Use / Savings in Demand under the selected programme (Ml/d) input as +ve 2047-48: 0.055702; Gains in Water Available For Use / Savings in Demand under the selected programme (Ml/d) input as +ve 2048-49: 0.057938; Gains in Water Available For Use / Savings in Demand under the selected programme (Ml/d) input as +ve 2049-50: 0.060167
51dF | NHH. WEF Visit Upper.AWSNWY | NHH. WEF Visit Upper.AWSNWY | Non-household water audit | Customer Options | N | Ofwat Core | AWSNWY | Ml/d | 2 | Gains in Water Available For Use / Savings in Demand under the selected programme (Ml/d) input as +ve 2019-20: 0; Gains in Water Available For Use / Savings in Demand under the selected programme (Ml/d) input as +ve 2020-21: 0; Gains in Water Available For Use / Savings in Demand under the selected programme (Ml/d) input as +ve 2021-22: 0; Gains in Water Available For Use / Savings in Demand under the selected programme (Ml/d) input as +ve 2022-23: 0; Gains in Water Available For Use / Savings in Demand under the selected programme (Ml/d) input as +ve 2023-24: 0; Gains in Water Available For Use / Savings in Demand under the selected programme (Ml/d) input as +ve 2024-25: 0; Gains in Water Available For Use / Savings in Demand under the selected programme (Ml/d) input as +ve 2025-26: 0.0033536; Gains in Water Available For Use / Savings in Demand under the selected programme (Ml/d) input as +ve 2026-27: 0.006404; Gains in Water Available For Use / Savings in Demand under the selected programme (Ml/d) input as +ve 2027-28: 0.0091437; Gains in Water Available For Use / Savings in Demand under the selected programme (Ml/d) input as +ve 2028-29: 0.011653; Gains in Water Available For Use / Savings in Demand under the selected programme (Ml/d) input as +ve 2029-30: 0.014064; Gains in Water Available For Use / Savings in Demand under the selected programme (Ml/d) input as +ve 2030-31: 0.016462; Gains in Water Available For Use / Savings in Demand under the selected programme (Ml/d) input as +ve 2031-32: 0.018847; Gains in Water Available For Use / Savings in Demand under the selected programme (Ml/d) input as +ve 2032-33: 0.021221; Gains in Water Available For Use / Savings in Demand under the selected programme (Ml/d) input as +ve 2033-34: 0.023584; Gains in Water Available For Use / Savings in Demand under the selected programme (Ml/d) input as +ve 2034-35: 0.025937; Gains in Water Available For Use / Savings in Demand under the selected programme (Ml/d) input as +ve 2035-36: 0.02828; Gains in Water Available For Use / Savings in Demand under the selected programme (Ml/d) input as +ve 2036-37: 0.030613; Gains in Water Available For Use / Savings in Demand under the selected programme (Ml/d) input as +ve 2037-38: 0.032936; Gains in Water Available For Use / Savings in Demand under the selected programme (Ml/d) input as +ve 2038-39: 0.03525; Gains in Water Available For Use / Savings in Demand under the selected programme (Ml/d) input as +ve 2039-40: 0.037555; Gains in Water Available For Use / Savings in Demand under the selected programme (Ml/d) input as +ve 2040-41: 0.039851; Gains in Water Available For Use / Savings in Demand under the selected programme (Ml/d) input as +ve 2041-42: 0.042138; Gains in Water Available For Use / Savings in Demand under the selected programme (Ml/d) input as +ve 2042-43: 0.044418; Gains in Water Available For Use / Savings in Demand under the selected programme (Ml/d) input as +ve 2043-44: 0.046689; Gains in Water Available For Use / Savings in Demand under the selected programme (Ml/d) input as +ve 2044-45: 0.048953; Gains in Water Available For Use / Savings in Demand under the selected programme (Ml/d) input as +ve 2045-46: 0.05121; Gains in Water Available For Use / Savings in Demand under the selected programme (Ml/d) input as +ve 2046-47: 0.05346; Gains in Water Available For Use / Savings in Demand under the selected programme (Ml/d) input as +ve 2047-48: 0.055702; Gains in Water Available For Use / Savings in Demand under the selected programme (Ml/d) input as +ve 2048-49: 0.057938; Gains in Water Available For Use / Savings in Demand under the selected programme (Ml/d) input as +ve 2049-50: 0.060167
51dP | NHH. WEF Visit Upper.AWSNWY | NHH. WEF Visit Upper.AWSNWY | Non-household water audit | Customer Options | N | Preferred | AWSNWY | Ml/d | 2 | Gains in Water Available For Use / Savings in Demand under the selected programme (Ml/d) input as +ve 2019-20: 0; Gains in Water Available For Use / Savings in Demand under the selected programme (Ml/d) input as +ve 2020-21: 0; Gains in Water Available For Use / Savings in Demand under the selected programme (Ml/d) input as +ve 2021-22: 0; Gains in Water Available For Use / Savings in Demand under the selected programme (Ml/d) input as +ve 2022-23: 0; Gains in Water Available For Use / Savings in Demand under the selected programme (Ml/d) input as +ve 2023-24: 0; Gains in Water Available For Use / Savings in Demand under the selected programme (Ml/d) input as +ve 2024-25: 0; Gains in Water Available For Use / Savings in Demand under the selected programme (Ml/d) input as +ve 2025-26: 0.0033536; Gains in Water Available For Use / Savings in Demand under the selected programme (Ml/d) input as +ve 2026-27: 0.006404; Gains in Water Available For Use / Savings in Demand under the selected programme (Ml/d) input as +ve 2027-28: 0.0091437; Gains in Water Available For Use / Savings in Demand under the selected programme (Ml/d) input as +ve 2028-29: 0.011653; Gains in Water Available For Use / Savings in Demand under the selected programme (Ml/d) input as +ve 2029-30: 0.014064; Gains in Water Available For Use / Savings in Demand under the selected programme (Ml/d) input as +ve 2030-31: 0.016462; Gains in Water Available For Use / Savings in Demand under the selected programme (Ml/d) input as +ve 2031-32: 0.018847; Gains in Water Available For Use / Savings in Demand under the selected programme (Ml/d) input as +ve 2032-33: 0.021221; Gains in Water Available For Use / Savings in Demand under the selected programme (Ml/d) input as +ve 2033-34: 0.023584; Gains in Water Available For Use / Savings in Demand under the selected programme (Ml/d) input as +ve 2034-35: 0.025937; Gains in Water Available For Use / Savings in Demand under the selected programme (Ml/d) input as +ve 2035-36: 0.02828; Gains in Water Available For Use / Savings in Demand under the selected programme (Ml/d) input as +ve 2036-37: 0.030613; Gains in Water Available For Use / Savings in Demand under the selected programme (Ml/d) input as +ve 2037-38: 0.032936; Gains in Water Available For Use / Savings in Demand under the selected programme (Ml/d) input as +ve 2038-39: 0.03525; Gains in Water Available For Use / Savings in Demand under the selected programme (Ml/d) input as +ve 2039-40: 0.037555; Gains in Water Available For Use / Savings in Demand under the selected programme (Ml/d) input as +ve 2040-41: 0.039851; Gains in Water Available For Use / Savings in Demand under the selected programme (Ml/d) input as +ve 2041-42: 0.042138; Gains in Water Available For Use / Savings in Demand under the selected programme (Ml/d) input as +ve 2042-43: 0.044418; Gains in Water Available For Use / Savings in Demand under the selected programme (Ml/d) input as +ve 2043-44: 0.046689; Gains in Water Available For Use / Savings in Demand under the selected programme (Ml/d) input as +ve 2044-45: 0.048953; Gains in Water Available For Use / Savings in Demand under the selected programme (Ml/d) input as +ve 2045-46: 0.05121; Gains in Water Available For Use / Savings in Demand under the selected programme (Ml/d) input as +ve 2046-47: 0.05346; Gains in Water Available For Use / Savings in Demand under the selected programme (Ml/d) input as +ve 2047-48: 0.055702; Gains in Water Available For Use / Savings in Demand under the selected programme (Ml/d) input as +ve 2048-49: 0.057938; Gains in Water Available For Use / Savings in Demand under the selected programme (Ml/d) input as +ve 2049-50: 0.060167
51dF | Smart Metering.AWSNWY | Smart Metering.AWSNWY | Metering other selective | Customer Options | N | Least Cost | AWSNWY | Ml/d | 2 | Gains in Water Available For Use / Savings in Demand under the selected programme (Ml/d) input as +ve 2019-20: 0; Gains in Water Available For Use / Savings in Demand under the selected programme (Ml/d) input as +ve 2020-21: 0; Gains in Water Available For Use / Savings in Demand under the selected programme (Ml/d) input as +ve 2021-22: 0; Gains in Water Available For Use / Savings in Demand under the selected programme (Ml/d) input as +ve 2022-23: 0; Gains in Water Available For Use / Savings in Demand under the selected programme (Ml/d) input as +ve 2023-24: 0; Gains in Water Available For Use / Savings in Demand under the selected programme (Ml/d) input as +ve 2024-25: 0; Gains in Water Available For Use / Savings in Demand under the selected programme (Ml/d) input as +ve 2025-26: 0.0045879; Gains in Water Available For Use / Savings in Demand under the selected programme (Ml/d) input as +ve 2026-27: 0.0097509; Gains in Water Available For Use / Savings in Demand under the selected programme (Ml/d) input as +ve 2027-28: 0.014925; Gains in Water Available For Use / Savings in Demand under the selected programme (Ml/d) input as +ve 2028-29: 0.020457; Gains in Water Available For Use / Savings in Demand under the selected programme (Ml/d) input as +ve 2029-30: 0.026193; Gains in Water Available For Use / Savings in Demand under the selected programme (Ml/d) input as +ve 2030-31: 0.032176; Gains in Water Available For Use / Savings in Demand under the selected programme (Ml/d) input as +ve 2031-32: 0.038689; Gains in Water Available For Use / Savings in Demand under the selected programme (Ml/d) input as +ve 2032-33: 0.043013; Gains in Water Available For Use / Savings in Demand under the selected programme (Ml/d) input as +ve 2033-34: 0.047258; Gains in Water Available For Use / Savings in Demand under the selected programme (Ml/d) input as +ve 2034-35: 0.051434; Gains in Water Available For Use / Savings in Demand under the selected programme (Ml/d) input as +ve 2035-36: 0.055548; Gains in Water Available For Use / Savings in Demand under the selected programme (Ml/d) input as +ve 2036-37: 0.059638; Gains in Water Available For Use / Savings in Demand under the selected programme (Ml/d) input as +ve 2037-38: 0.063673; Gains in Water Available For Use / Savings in Demand under the selected programme (Ml/d) input as +ve 2038-39: 0.067643; Gains in Water Available For Use / Savings in Demand under the selected programme (Ml/d) input as +ve 2039-40: 0.071538; Gains in Water Available For Use / Savings in Demand under the selected programme (Ml/d) input as +ve 2040-41: 0.075356; Gains in Water Available For Use / Savings in Demand under the selected programme (Ml/d) input as +ve 2041-42: 0.079115; Gains in Water Available For Use / Savings in Demand under the selected programme (Ml/d) input as +ve 2042-43: 0.08283; Gains in Water Available For Use / Savings in Demand under the selected programme (Ml/d) input as +ve 2043-44: 0.086496; Gains in Water Available For Use / Savings in Demand under the selected programme (Ml/d) input as +ve 2044-45: 0.090118; Gains in Water Available For Use / Savings in Demand under the selected programme (Ml/d) input as +ve 2045-46: 0.093143; Gains in Water Available For Use / Savings in Demand under the selected programme (Ml/d) input as +ve 2046-47: 0.096164; Gains in Water Available For Use / Savings in Demand under the selected programme (Ml/d) input as +ve 2047-48: 0.099205; Gains in Water Available For Use / Savings in Demand under the selected programme (Ml/d) input as +ve 2048-49: 0.1023; Gains in Water Available For Use / Savings in Demand under the selected programme (Ml/d) input as +ve 2049-50: 0.10513
51dF | Smart Metering.AWSNWY | Smart Metering.AWSNWY | Metering other selective | Customer Options | N | Ofwat Core | AWSNWY | Ml/d | 2 | Gains in Water Available For Use / Savings in Demand under the selected programme (Ml/d) input as +ve 2019-20: 0; Gains in Water Available For Use / Savings in Demand under the selected programme (Ml/d) input as +ve 2020-21: 0; Gains in Water Available For Use / Savings in Demand under the selected programme (Ml/d) input as +ve 2021-22: 0; Gains in Water Available For Use / Savings in Demand under the selected programme (Ml/d) input as +ve 2022-23: 0; Gains in Water Available For Use / Savings in Demand under the selected programme (Ml/d) input as +ve 2023-24: 0; Gains in Water Available For Use / Savings in Demand under the selected programme (Ml/d) input as +ve 2024-25: 0; Gains in Water Available For Use / Savings in Demand under the selected programme (Ml/d) input as +ve 2025-26: 0.0045879; Gains in Water Available For Use / Savings in Demand under the selected programme (Ml/d) input as +ve 2026-27: 0.0097509; Gains in Water Available For Use / Savings in Demand under the selected programme (Ml/d) input as +ve 2027-28: 0.014925; Gains in Water Available For Use / Savings in Demand under the selected programme (Ml/d) input as +ve 2028-29: 0.020457; Gains in Water Available For Use / Savings in Demand under the selected programme (Ml/d) input as +ve 2029-30: 0.026193; Gains in Water Available For Use / Savings in Demand under the selected programme (Ml/d) input as +ve 2030-31: 0.032176; Gains in Water Available For Use / Savings in Demand under the selected programme (Ml/d) input as +ve 2031-32: 0.038689; Gains in Water Available For Use / Savings in Demand under the selected programme (Ml/d) input as +ve 2032-33: 0.043013; Gains in Water Available For Use / Savings in Demand under the selected programme (Ml/d) input as +ve 2033-34: 0.047258; Gains in Water Available For Use / Savings in Demand under the selected programme (Ml/d) input as +ve 2034-35: 0.051434; Gains in Water Available For Use / Savings in Demand under the selected programme (Ml/d) input as +ve 2035-36: 0.055548; Gains in Water Available For Use / Savings in Demand under the selected programme (Ml/d) input as +ve 2036-37: 0.059638; Gains in Water Available For Use / Savings in Demand under the selected programme (Ml/d) input as +ve 2037-38: 0.063673; Gains in Water Available For Use / Savings in Demand under the selected programme (Ml/d) input as +ve 2038-39: 0.067643; Gains in Water Available For Use / Savings in Demand under the selected programme (Ml/d) input as +ve 2039-40: 0.071538; Gains in Water Available For Use / Savings in Demand under the selected programme (Ml/d) input as +ve 2040-41: 0.075356; Gains in Water Available For Use / Savings in Demand under the selected programme (Ml/d) input as +ve 2041-42: 0.079115; Gains in Water Available For Use / Savings in Demand under the selected programme (Ml/d) input as +ve 2042-43: 0.08283; Gains in Water Available For Use / Savings in Demand under the selected programme (Ml/d) input as +ve 2043-44: 0.086496; Gains in Water Available For Use / Savings in Demand under the selected programme (Ml/d) input as +ve 2044-45: 0.090118; Gains in Water Available For Use / Savings in Demand under the selected programme (Ml/d) input as +ve 2045-46: 0.093143; Gains in Water Available For Use / Savings in Demand under the selected programme (Ml/d) input as +ve 2046-47: 0.096164; Gains in Water Available For Use / Savings in Demand under the selected programme (Ml/d) input as +ve 2047-48: 0.099205; Gains in Water Available For Use / Savings in Demand under the selected programme (Ml/d) input as +ve 2048-49: 0.1023; Gains in Water Available For Use / Savings in Demand under the selected programme (Ml/d) input as +ve 2049-50: 0.10513
51dP | Smart Metering.AWSNWY | Smart Metering.AWSNWY | Metering other selective | Customer Options | N | Preferred | AWSNWY | Ml/d | 2 | Gains in Water Available For Use / Savings in Demand under the selected programme (Ml/d) input as +ve 2019-20: 0; Gains in Water Available For Use / Savings in Demand under the selected programme (Ml/d) input as +ve 2020-21: 0; Gains in Water Available For Use / Savings in Demand under the selected programme (Ml/d) input as +ve 2021-22: 0; Gains in Water Available For Use / Savings in Demand under the selected programme (Ml/d) input as +ve 2022-23: 0; Gains in Water Available For Use / Savings in Demand under the selected programme (Ml/d) input as +ve 2023-24: 0; Gains in Water Available For Use / Savings in Demand under the selected programme (Ml/d) input as +ve 2024-25: 0; Gains in Water Available For Use / Savings in Demand under the selected programme (Ml/d) input as +ve 2025-26: 0.0045879; Gains in Water Available For Use / Savings in Demand under the selected programme (Ml/d) input as +ve 2026-27: 0.0097509; Gains in Water Available For Use / Savings in Demand under the selected programme (Ml/d) input as +ve 2027-28: 0.014925; Gains in Water Available For Use / Savings in Demand under the selected programme (Ml/d) input as +ve 2028-29: 0.020457; Gains in Water Available For Use / Savings in Demand under the selected programme (Ml/d) input as +ve 2029-30: 0.026193; Gains in Water Available For Use / Savings in Demand under the selected programme (Ml/d) input as +ve 2030-31: 0.032176; Gains in Water Available For Use / Savings in Demand under the selected programme (Ml/d) input as +ve 2031-32: 0.038689; Gains in Water Available For Use / Savings in Demand under the selected programme (Ml/d) input as +ve 2032-33: 0.043013; Gains in Water Available For Use / Savings in Demand under the selected programme (Ml/d) input as +ve 2033-34: 0.047258; Gains in Water Available For Use / Savings in Demand under the selected programme (Ml/d) input as +ve 2034-35: 0.051434; Gains in Water Available For Use / Savings in Demand under the selected programme (Ml/d) input as +ve 2035-36: 0.055548; Gains in Water Available For Use / Savings in Demand under the selected programme (Ml/d) input as +ve 2036-37: 0.059638; Gains in Water Available For Use / Savings in Demand under the selected programme (Ml/d) input as +ve 2037-38: 0.063673; Gains in Water Available For Use / Savings in Demand under the selected programme (Ml/d) input as +ve 2038-39: 0.067643; Gains in Water Available For Use / Savings in Demand under the selected programme (Ml/d) input as +ve 2039-40: 0.071538; Gains in Water Available For Use / Savings in Demand under the selected programme (Ml/d) input as +ve 2040-41: 0.075356; Gains in Water Available For Use / Savings in Demand under the selected programme (Ml/d) input as +ve 2041-42: 0.079115; Gains in Water Available For Use / Savings in Demand under the selected programme (Ml/d) input as +ve 2042-43: 0.08283; Gains in Water Available For Use / Savings in Demand under the selected programme (Ml/d) input as +ve 2043-44: 0.086496; Gains in Water Available For Use / Savings in Demand under the selected programme (Ml/d) input as +ve 2044-45: 0.090118; Gains in Water Available For Use / Savings in Demand under the selected programme (Ml/d) input as +ve 2045-46: 0.093143; Gains in Water Available For Use / Savings in Demand under the selected programme (Ml/d) input as +ve 2046-47: 0.096164; Gains in Water Available For Use / Savings in Demand under the selected programme (Ml/d) input as +ve 2047-48: 0.099205; Gains in Water Available For Use / Savings in Demand under the selected programme (Ml/d) input as +ve 2048-49: 0.1023; Gains in Water Available For Use / Savings in Demand under the selected programme (Ml/d) input as +ve 2049-50: 0.10513
51dF | USPL_HH_MET.AWSNWY | USPL_HH_MET.AWSNWY | Supply pipe repairs / replacement | Customer Options | N | Least Cost | AWSNWY | Ml/d | 2 | Gains in Water Available For Use / Savings in Demand under the selected programme (Ml/d) input as +ve 2019-20: 0; Gains in Water Available For Use / Savings in Demand under the selected programme (Ml/d) input as +ve 2020-21: 0; Gains in Water Available For Use / Savings in Demand under the selected programme (Ml/d) input as +ve 2021-22: 0; Gains in Water Available For Use / Savings in Demand under the selected programme (Ml/d) input as +ve 2022-23: 0; Gains in Water Available For Use / Savings in Demand under the selected programme (Ml/d) input as +ve 2023-24: 0; Gains in Water Available For Use / Savings in Demand under the selected programme (Ml/d) input as +ve 2024-25: 0; Gains in Water Available For Use / Savings in Demand under the selected programme (Ml/d) input as +ve 2025-26: 0.0008978; Gains in Water Available For Use / Savings in Demand under the selected programme (Ml/d) input as +ve 2026-27: 0.0021576; Gains in Water Available For Use / Savings in Demand under the selected programme (Ml/d) input as +ve 2027-28: 0.0035964; Gains in Water Available For Use / Savings in Demand under the selected programme (Ml/d) input as +ve 2028-29: 0.0052703; Gains in Water Available For Use / Savings in Demand under the selected programme (Ml/d) input as +ve 2029-30: 0.0071136; Gains in Water Available For Use / Savings in Demand under the selected programme (Ml/d) input as +ve 2030-31: 0.0091146; Gains in Water Available For Use / Savings in Demand under the selected programme (Ml/d) input as +ve 2031-32: 0.011362; Gains in Water Available For Use / Savings in Demand under the selected programme (Ml/d) input as +ve 2032-33: 0.012611; Gains in Water Available For Use / Savings in Demand under the selected programme (Ml/d) input as +ve 2033-34: 0.013841; Gains in Water Available For Use / Savings in Demand under the selected programme (Ml/d) input as +ve 2034-35: 0.015056; Gains in Water Available For Use / Savings in Demand under the selected programme (Ml/d) input as +ve 2035-36: 0.016258; Gains in Water Available For Use / Savings in Demand under the selected programme (Ml/d) input as +ve 2036-37: 0.01746; Gains in Water Available For Use / Savings in Demand under the selected programme (Ml/d) input as +ve 2037-38: 0.01865; Gains in Water Available For Use / Savings in Demand under the selected programme (Ml/d) input as +ve 2038-39: 0.019826; Gains in Water Available For Use / Savings in Demand under the selected programme (Ml/d) input as +ve 2039-40: 0.020983; Gains in Water Available For Use / Savings in Demand under the selected programme (Ml/d) input as +ve 2040-41: 0.022119; Gains in Water Available For Use / Savings in Demand under the selected programme (Ml/d) input as +ve 2041-42: 0.023241; Gains in Water Available For Use / Savings in Demand under the selected programme (Ml/d) input as +ve 2042-43: 0.024354; Gains in Water Available For Use / Savings in Demand under the selected programme (Ml/d) input as +ve 2043-44: 0.025455; Gains in Water Available For Use / Savings in Demand under the selected programme (Ml/d) input as +ve 2044-45: 0.026546; Gains in Water Available For Use / Savings in Demand under the selected programme (Ml/d) input as +ve 2045-46: 0.027538; Gains in Water Available For Use / Savings in Demand under the selected programme (Ml/d) input as +ve 2046-47: 0.028531; Gains in Water Available For Use / Savings in Demand under the selected programme (Ml/d) input as +ve 2047-48: 0.029533; Gains in Water Available For Use / Savings in Demand under the selected programme (Ml/d) input as +ve 2048-49: 0.030556; Gains in Water Available For Use / Savings in Demand under the selected programme (Ml/d) input as +ve 2049-50: 0.031539
51dF | USPL_HH_MET.AWSNWY | USPL_HH_MET.AWSNWY | Supply pipe repairs / replacement | Customer Options | N | Ofwat Core | AWSNWY | Ml/d | 2 | Gains in Water Available For Use / Savings in Demand under the selected programme (Ml/d) input as +ve 2019-20: 0; Gains in Water Available For Use / Savings in Demand under the selected programme (Ml/d) input as +ve 2020-21: 0; Gains in Water Available For Use / Savings in Demand under the selected programme (Ml/d) input as +ve 2021-22: 0; Gains in Water Available For Use / Savings in Demand under the selected programme (Ml/d) input as +ve 2022-23: 0; Gains in Water Available For Use / Savings in Demand under the selected programme (Ml/d) input as +ve 2023-24: 0; Gains in Water Available For Use / Savings in Demand under the selected programme (Ml/d) input as +ve 2024-25: 0; Gains in Water Available For Use / Savings in Demand under the selected programme (Ml/d) input as +ve 2025-26: 0.0008978; Gains in Water Available For Use / Savings in Demand under the selected programme (Ml/d) input as +ve 2026-27: 0.0021576; Gains in Water Available For Use / Savings in Demand under the selected programme (Ml/d) input as +ve 2027-28: 0.0035964; Gains in Water Available For Use / Savings in Demand under the selected programme (Ml/d) input as +ve 2028-29: 0.0052703; Gains in Water Available For Use / Savings in Demand under the selected programme (Ml/d) input as +ve 2029-30: 0.0071136; Gains in Water Available For Use / Savings in Demand under the selected programme (Ml/d) input as +ve 2030-31: 0.0091146; Gains in Water Available For Use / Savings in Demand under the selected programme (Ml/d) input as +ve 2031-32: 0.011362; Gains in Water Available For Use / Savings in Demand under the selected programme (Ml/d) input as +ve 2032-33: 0.012611; Gains in Water Available For Use / Savings in Demand under the selected programme (Ml/d) input as +ve 2033-34: 0.013841; Gains in Water Available For Use / Savings in Demand under the selected programme (Ml/d) input as +ve 2034-35: 0.015056; Gains in Water Available For Use / Savings in Demand under the selected programme (Ml/d) input as +ve 2035-36: 0.016258; Gains in Water Available For Use / Savings in Demand under the selected programme (Ml/d) input as +ve 2036-37: 0.01746; Gains in Water Available For Use / Savings in Demand under the selected programme (Ml/d) input as +ve 2037-38: 0.01865; Gains in Water Available For Use / Savings in Demand under the selected programme (Ml/d) input as +ve 2038-39: 0.019826; Gains in Water Available For Use / Savings in Demand under the selected programme (Ml/d) input as +ve 2039-40: 0.020983; Gains in Water Available For Use / Savings in Demand under the selected programme (Ml/d) input as +ve 2040-41: 0.022119; Gains in Water Available For Use / Savings in Demand under the selected programme (Ml/d) input as +ve 2041-42: 0.023241; Gains in Water Available For Use / Savings in Demand under the selected programme (Ml/d) input as +ve 2042-43: 0.024354; Gains in Water Available For Use / Savings in Demand under the selected programme (Ml/d) input as +ve 2043-44: 0.025455; Gains in Water Available For Use / Savings in Demand under the selected programme (Ml/d) input as +ve 2044-45: 0.026546; Gains in Water Available For Use / Savings in Demand under the selected programme (Ml/d) input as +ve 2045-46: 0.027538; Gains in Water Available For Use / Savings in Demand under the selected programme (Ml/d) input as +ve 2046-47: 0.028531; Gains in Water Available For Use / Savings in Demand under the selected programme (Ml/d) input as +ve 2047-48: 0.029533; Gains in Water Available For Use / Savings in Demand under the selected programme (Ml/d) input as +ve 2048-49: 0.030556; Gains in Water Available For Use / Savings in Demand under the selected programme (Ml/d) input as +ve 2049-50: 0.031539
51dP | USPL_HH_MET.AWSNWY | USPL_HH_MET.AWSNWY | Supply pipe repairs / replacement | Customer Options | N | Preferred | AWSNWY | Ml/d | 2 | Gains in Water Available For Use / Savings in Demand under the selected programme (Ml/d) input as +ve 2019-20: 0; Gains in Water Available For Use / Savings in Demand under the selected programme (Ml/d) input as +ve 2020-21: 0; Gains in Water Available For Use / Savings in Demand under the selected programme (Ml/d) input as +ve 2021-22: 0; Gains in Water Available For Use / Savings in Demand under the selected programme (Ml/d) input as +ve 2022-23: 0; Gains in Water Available For Use / Savings in Demand under the selected programme (Ml/d) input as +ve 2023-24: 0; Gains in Water Available For Use / Savings in Demand under the selected programme (Ml/d) input as +ve 2024-25: 0; Gains in Water Available For Use / Savings in Demand under the selected programme (Ml/d) input as +ve 2025-26: 0.0008978; Gains in Water Available For Use / Savings in Demand under the selected programme (Ml/d) input as +ve 2026-27: 0.0021576; Gains in Water Available For Use / Savings in Demand under the selected programme (Ml/d) input as +ve 2027-28: 0.0035964; Gains in Water Available For Use / Savings in Demand under the selected programme (Ml/d) input as +ve 2028-29: 0.0052703; Gains in Water Available For Use / Savings in Demand under the selected programme (Ml/d) input as +ve 2029-30: 0.0071136; Gains in Water Available For Use / Savings in Demand under the selected programme (Ml/d) input as +ve 2030-31: 0.0091146; Gains in Water Available For Use / Savings in Demand under the selected programme (Ml/d) input as +ve 2031-32: 0.011362; Gains in Water Available For Use / Savings in Demand under the selected programme (Ml/d) input as +ve 2032-33: 0.012611; Gains in Water Available For Use / Savings in Demand under the selected programme (Ml/d) input as +ve 2033-34: 0.013841; Gains in Water Available For Use / Savings in Demand under the selected programme (Ml/d) input as +ve 2034-35: 0.015056; Gains in Water Available For Use / Savings in Demand under the selected programme (Ml/d) input as +ve 2035-36: 0.016258; Gains in Water Available For Use / Savings in Demand under the selected programme (Ml/d) input as +ve 2036-37: 0.01746; Gains in Water Available For Use / Savings in Demand under the selected programme (Ml/d) input as +ve 2037-38: 0.01865; Gains in Water Available For Use / Savings in Demand under the selected programme (Ml/d) input as +ve 2038-39: 0.019826; Gains in Water Available For Use / Savings in Demand under the selected programme (Ml/d) input as +ve 2039-40: 0.020983; Gains in Water Available For Use / Savings in Demand under the selected programme (Ml/d) input as +ve 2040-41: 0.022119; Gains in Water Available For Use / Savings in Demand under the selected programme (Ml/d) input as +ve 2041-42: 0.023241; Gains in Water Available For Use / Savings in Demand under the selected programme (Ml/d) input as +ve 2042-43: 0.024354; Gains in Water Available For Use / Savings in Demand under the selected programme (Ml/d) input as +ve 2043-44: 0.025455; Gains in Water Available For Use / Savings in Demand under the selected programme (Ml/d) input as +ve 2044-45: 0.026546; Gains in Water Available For Use / Savings in Demand under the selected programme (Ml/d) input as +ve 2045-46: 0.027538; Gains in Water Available For Use / Savings in Demand under the selected programme (Ml/d) input as +ve 2046-47: 0.028531; Gains in Water Available For Use / Savings in Demand under the selected programme (Ml/d) input as +ve 2047-48: 0.029533; Gains in Water Available For Use / Savings in Demand under the selected programme (Ml/d) input as +ve 2048-49: 0.030556; Gains in Water Available For Use / Savings in Demand under the selected programme (Ml/d) input as +ve 2049-50: 0.031539
51dF | USPL_ShSupplies.AWSNWY | USPL_ShSupplies.AWSNWY | Supply pipe repairs / replacement | Customer Options | N | Least Cost | AWSNWY | Ml/d | 2 | Gains in Water Available For Use / Savings in Demand under the selected programme (Ml/d) input as +ve 2019-20: 0; Gains in Water Available For Use / Savings in Demand under the selected programme (Ml/d) input as +ve 2020-21: 0; Gains in Water Available For Use / Savings in Demand under the selected programme (Ml/d) input as +ve 2021-22: 0; Gains in Water Available For Use / Savings in Demand under the selected programme (Ml/d) input as +ve 2022-23: 0; Gains in Water Available For Use / Savings in Demand under the selected programme (Ml/d) input as +ve 2023-24: 0; Gains in Water Available For Use / Savings in Demand under the selected programme (Ml/d) input as +ve 2024-25: 0; Gains in Water Available For Use / Savings in Demand under the selected programme (Ml/d) input as +ve 2025-26: 0.021851; Gains in Water Available For Use / Savings in Demand under the selected programme (Ml/d) input as +ve 2026-27: 0.021851; Gains in Water Available For Use / Savings in Demand under the selected programme (Ml/d) input as +ve 2027-28: 0.021851; Gains in Water Available For Use / Savings in Demand under the selected programme (Ml/d) input as +ve 2028-29: 0.021851; Gains in Water Available For Use / Savings in Demand under the selected programme (Ml/d) input as +ve 2029-30: 0.021851; Gains in Water Available For Use / Savings in Demand under the selected programme (Ml/d) input as +ve 2030-31: 0.021851; Gains in Water Available For Use / Savings in Demand under the selected programme (Ml/d) input as +ve 2031-32: 0.021851; Gains in Water Available For Use / Savings in Demand under the selected programme (Ml/d) input as +ve 2032-33: 0.021851; Gains in Water Available For Use / Savings in Demand under the selected programme (Ml/d) input as +ve 2033-34: 0.021851; Gains in Water Available For Use / Savings in Demand under the selected programme (Ml/d) input as +ve 2034-35: 0.021851; Gains in Water Available For Use / Savings in Demand under the selected programme (Ml/d) input as +ve 2035-36: 0.021851; Gains in Water Available For Use / Savings in Demand under the selected programme (Ml/d) input as +ve 2036-37: 0.021851; Gains in Water Available For Use / Savings in Demand under the selected programme (Ml/d) input as +ve 2037-38: 0.021851; Gains in Water Available For Use / Savings in Demand under the selected programme (Ml/d) input as +ve 2038-39: 0.021851; Gains in Water Available For Use / Savings in Demand under the selected programme (Ml/d) input as +ve 2039-40: 0.021851; Gains in Water Available For Use / Savings in Demand under the selected programme (Ml/d) input as +ve 2040-41: 0.021851; Gains in Water Available For Use / Savings in Demand under the selected programme (Ml/d) input as +ve 2041-42: 0.021851; Gains in Water Available For Use / Savings in Demand under the selected programme (Ml/d) input as +ve 2042-43: 0.021851; Gains in Water Available For Use / Savings in Demand under the selected programme (Ml/d) input as +ve 2043-44: 0.021851; Gains in Water Available For Use / Savings in Demand under the selected programme (Ml/d) input as +ve 2044-45: 0.021851; Gains in Water Available For Use / Savings in Demand under the selected programme (Ml/d) input as +ve 2045-46: 0.021851; Gains in Water Available For Use / Savings in Demand under the selected programme (Ml/d) input as +ve 2046-47: 0.021851; Gains in Water Available For Use / Savings in Demand under the selected programme (Ml/d) input as +ve 2047-48: 0.021851; Gains in Water Available For Use / Savings in Demand under the selected programme (Ml/d) input as +ve 2048-49: 0.021851; Gains in Water Available For Use / Savings in Demand under the selected programme (Ml/d) input as +ve 2049-50: 0.021851
51dF | USPL_ShSupplies.AWSNWY | USPL_ShSupplies.AWSNWY | Supply pipe repairs / replacement | Customer Options | N | Ofwat Core | AWSNWY | Ml/d | 2 | Gains in Water Available For Use / Savings in Demand under the selected programme (Ml/d) input as +ve 2019-20: 0; Gains in Water Available For Use / Savings in Demand under the selected programme (Ml/d) input as +ve 2020-21: 0; Gains in Water Available For Use / Savings in Demand under the selected programme (Ml/d) input as +ve 2021-22: 0; Gains in Water Available For Use / Savings in Demand under the selected programme (Ml/d) input as +ve 2022-23: 0; Gains in Water Available For Use / Savings in Demand under the selected programme (Ml/d) input as +ve 2023-24: 0; Gains in Water Available For Use / Savings in Demand under the selected programme (Ml/d) input as +ve 2024-25: 0; Gains in Water Available For Use / Savings in Demand under the selected programme (Ml/d) input as +ve 2025-26: 0.021851; Gains in Water Available For Use / Savings in Demand under the selected programme (Ml/d) input as +ve 2026-27: 0.021851; Gains in Water Available For Use / Savings in Demand under the selected programme (Ml/d) input as +ve 2027-28: 0.021851; Gains in Water Available For Use / Savings in Demand under the selected programme (Ml/d) input as +ve 2028-29: 0.021851; Gains in Water Available For Use / Savings in Demand under the selected programme (Ml/d) input as +ve 2029-30: 0.021851; Gains in Water Available For Use / Savings in Demand under the selected programme (Ml/d) input as +ve 2030-31: 0.021851; Gains in Water Available For Use / Savings in Demand under the selected programme (Ml/d) input as +ve 2031-32: 0.021851; Gains in Water Available For Use / Savings in Demand under the selected programme (Ml/d) input as +ve 2032-33: 0.021851; Gains in Water Available For Use / Savings in Demand under the selected programme (Ml/d) input as +ve 2033-34: 0.021851; Gains in Water Available For Use / Savings in Demand under the selected programme (Ml/d) input as +ve 2034-35: 0.021851; Gains in Water Available For Use / Savings in Demand under the selected programme (Ml/d) input as +ve 2035-36: 0.021851; Gains in Water Available For Use / Savings in Demand under the selected programme (Ml/d) input as +ve 2036-37: 0.021851; Gains in Water Available For Use / Savings in Demand under the selected programme (Ml/d) input as +ve 2037-38: 0.021851; Gains in Water Available For Use / Savings in Demand under the selected programme (Ml/d) input as +ve 2038-39: 0.021851; Gains in Water Available For Use / Savings in Demand under the selected programme (Ml/d) input as +ve 2039-40: 0.021851; Gains in Water Available For Use / Savings in Demand under the selected programme (Ml/d) input as +ve 2040-41: 0.021851; Gains in Water Available For Use / Savings in Demand under the selected programme (Ml/d) input as +ve 2041-42: 0.021851; Gains in Water Available For Use / Savings in Demand under the selected programme (Ml/d) input as +ve 2042-43: 0.021851; Gains in Water Available For Use / Savings in Demand under the selected programme (Ml/d) input as +ve 2043-44: 0.021851; Gains in Water Available For Use / Savings in Demand under the selected programme (Ml/d) input as +ve 2044-45: 0.021851; Gains in Water Available For Use / Savings in Demand under the selected programme (Ml/d) input as +ve 2045-46: 0.021851; Gains in Water Available For Use / Savings in Demand under the selected programme (Ml/d) input as +ve 2046-47: 0.021851; Gains in Water Available For Use / Savings in Demand under the selected programme (Ml/d) input as +ve 2047-48: 0.021851; Gains in Water Available For Use / Savings in Demand under the selected programme (Ml/d) input as +ve 2048-49: 0.021851; Gains in Water Available For Use / Savings in Demand under the selected programme (Ml/d) input as +ve 2049-50: 0.021851
51dP | USPL_ShSupplies.AWSNWY | USPL_ShSupplies.AWSNWY | Supply pipe repairs / replacement | Customer Options | N | Preferred | AWSNWY | Ml/d | 2 | Gains in Water Available For Use / Savings in Demand under the selected programme (Ml/d) input as +ve 2019-20: 0; Gains in Water Available For Use / Savings in Demand under the selected programme (Ml/d) input as +ve 2020-21: 0; Gains in Water Available For Use / Savings in Demand under the selected programme (Ml/d) input as +ve 2021-22: 0; Gains in Water Available For Use / Savings in Demand under the selected programme (Ml/d) input as +ve 2022-23: 0; Gains in Water Available For Use / Savings in Demand under the selected programme (Ml/d) input as +ve 2023-24: 0; Gains in Water Available For Use / Savings in Demand under the selected programme (Ml/d) input as +ve 2024-25: 0; Gains in Water Available For Use / Savings in Demand under the selected programme (Ml/d) input as +ve 2025-26: 0.021851; Gains in Water Available For Use / Savings in Demand under the selected programme (Ml/d) input as +ve 2026-27: 0.021851; Gains in Water Available For Use / Savings in Demand under the selected programme (Ml/d) input as +ve 2027-28: 0.021851; Gains in Water Available For Use / Savings in Demand under the selected programme (Ml/d) input as +ve 2028-29: 0.021851; Gains in Water Available For Use / Savings in Demand under the selected programme (Ml/d) input as +ve 2029-30: 0.021851; Gains in Water Available For Use / Savings in Demand under the selected programme (Ml/d) input as +ve 2030-31: 0.021851; Gains in Water Available For Use / Savings in Demand under the selected programme (Ml/d) input as +ve 2031-32: 0.021851; Gains in Water Available For Use / Savings in Demand under the selected programme (Ml/d) input as +ve 2032-33: 0.021851; Gains in Water Available For Use / Savings in Demand under the selected programme (Ml/d) input as +ve 2033-34: 0.021851; Gains in Water Available For Use / Savings in Demand under the selected programme (Ml/d) input as +ve 2034-35: 0.021851; Gains in Water Available For Use / Savings in Demand under the selected programme (Ml/d) input as +ve 2035-36: 0.021851; Gains in Water Available For Use / Savings in Demand under the selected programme (Ml/d) input as +ve 2036-37: 0.021851; Gains in Water Available For Use / Savings in Demand under the selected programme (Ml/d) input as +ve 2037-38: 0.021851; Gains in Water Available For Use / Savings in Demand under the selected programme (Ml/d) input as +ve 2038-39: 0.021851; Gains in Water Available For Use / Savings in Demand under the selected programme (Ml/d) input as +ve 2039-40: 0.021851; Gains in Water Available For Use / Savings in Demand under the selected programme (Ml/d) input as +ve 2040-41: 0.021851; Gains in Water Available For Use / Savings in Demand under the selected programme (Ml/d) input as +ve 2041-42: 0.021851; Gains in Water Available For Use / Savings in Demand under the selected programme (Ml/d) input as +ve 2042-43: 0.021851; Gains in Water Available For Use / Savings in Demand under the selected programme (Ml/d) input as +ve 2043-44: 0.021851; Gains in Water Available For Use / Savings in Demand under the selected programme (Ml/d) input as +ve 2044-45: 0.021851; Gains in Water Available For Use / Savings in Demand under the selected programme (Ml/d) input as +ve 2045-46: 0.021851; Gains in Water Available For Use / Savings in Demand under the selected programme (Ml/d) input as +ve 2046-47: 0.021851; Gains in Water Available For Use / Savings in Demand under the selected programme (Ml/d) input as +ve 2047-48: 0.021851; Gains in Water Available For Use / Savings in Demand under the selected programme (Ml/d) input as +ve 2048-49: 0.021851; Gains in Water Available For Use / Savings in Demand under the selected programme (Ml/d) input as +ve 2049-50: 0.021851
52aA | Adjustment for Licence cap scenario 8 | LC14 | Other changes to DO | Resource Options | N | Ofwat Core | AWSNWY | Ml/d | 2 | Gains in Water Available For Use / Savings in Demand under the selected programme (Ml/d) input as +ve 2025-26: 0.31; Gains in Water Available For Use / Savings in Demand under the selected programme (Ml/d) input as +ve 2026-27: 0.31; Gains in Water Available For Use / Savings in Demand under the selected programme (Ml/d) input as +ve 2027-28: 0.31; Gains in Water Available For Use / Savings in Demand under the selected programme (Ml/d) input as +ve 2028-29: 0.31; Gains in Water Available For Use / Savings in Demand under the selected programme (Ml/d) input as +ve 2029-30: 0.31; Gains in Water Available For Use / Savings in Demand under the selected programme (Ml/d) input as +ve 2030-31: 0.41; Gains in Water Available For Use / Savings in Demand under the selected programme (Ml/d) input as +ve 2031-32: 0.41; Gains in Water Available For Use / Savings in Demand under the selected programme (Ml/d) input as +ve 2032-33: 0; Gains in Water Available For Use / Savings in Demand under the selected programme (Ml/d) input as +ve 2033-34: 0; Gains in Water Available For Use / Savings in Demand under the selected programme (Ml/d) input as +ve 2034-35: 0; Gains in Water Available For Use / Savings in Demand under the selected programme (Ml/d) input as +ve 2035-36: 0; Gains in Water Available For Use / Savings in Demand under the selected programme (Ml/d) input as +ve 2036-37: 0; Gains in Water Available For Use / Savings in Demand under the selected programme (Ml/d) input as +ve 2037-38: 0; Gains in Water Available For Use / Savings in Demand under the selected programme (Ml/d) input as +ve 2038-39: 0; Gains in Water Available For Use / Savings in Demand under the selected programme (Ml/d) input as +ve 2039-40: 0; Gains in Water Available For Use / Savings in Demand under the selected programme (Ml/d) input as +ve 2040-41: 0; Gains in Water Available For Use / Savings in Demand under the selected programme (Ml/d) input as +ve 2041-42: 0; Gains in Water Available For Use / Savings in Demand under the selected programme (Ml/d) input as +ve 2042-43: 0; Gains in Water Available For Use / Savings in Demand under the selected programme (Ml/d) input as +ve 2043-44: 0; Gains in Water Available For Use / Savings in Demand under the selected programme (Ml/d) input as +ve 2044-45: 0; Gains in Water Available For Use / Savings in Demand under the selected programme (Ml/d) input as +ve 2045-46: 0; Gains in Water Available For Use / Savings in Demand under the selected programme (Ml/d) input as +ve 2046-47: 0; Gains in Water Available For Use / Savings in Demand under the selected programme (Ml/d) input as +ve 2047-48: 0; Gains in Water Available For Use / Savings in Demand under the selected programme (Ml/d) input as +ve 2048-49: 0; Gains in Water Available For Use / Savings in Demand under the selected programme (Ml/d) input as +ve 2049-50: 0
52aA | Adjustment for Licence cap scenario 8 | LC14 | Other changes to DO | Resource Options | N | Least Cost | AWSNWY | Ml/d | 2 | Gains in Water Available For Use / Savings in Demand under the selected programme (Ml/d) input as +ve 2025-26: 0.31; Gains in Water Available For Use / Savings in Demand under the selected programme (Ml/d) input as +ve 2026-27: 0.31; Gains in Water Available For Use / Savings in Demand under the selected programme (Ml/d) input as +ve 2027-28: 0.31; Gains in Water Available For Use / Savings in Demand under the selected programme (Ml/d) input as +ve 2028-29: 0.31; Gains in Water Available For Use / Savings in Demand under the selected programme (Ml/d) input as +ve 2029-30: 0.31; Gains in Water Available For Use / Savings in Demand under the selected programme (Ml/d) input as +ve 2030-31: 0.41; Gains in Water Available For Use / Savings in Demand under the selected programme (Ml/d) input as +ve 2031-32: 0.41; Gains in Water Available For Use / Savings in Demand under the selected programme (Ml/d) input as +ve 2032-33: 0; Gains in Water Available For Use / Savings in Demand under the selected programme (Ml/d) input as +ve 2033-34: 0; Gains in Water Available For Use / Savings in Demand under the selected programme (Ml/d) input as +ve 2034-35: 0; Gains in Water Available For Use / Savings in Demand under the selected programme (Ml/d) input as +ve 2035-36: 0; Gains in Water Available For Use / Savings in Demand under the selected programme (Ml/d) input as +ve 2036-37: 0; Gains in Water Available For Use / Savings in Demand under the selected programme (Ml/d) input as +ve 2037-38: 0; Gains in Water Available For Use / Savings in Demand under the selected programme (Ml/d) input as +ve 2038-39: 0; Gains in Water Available For Use / Savings in Demand under the selected programme (Ml/d) input as +ve 2039-40: 0; Gains in Water Available For Use / Savings in Demand under the selected programme (Ml/d) input as +ve 2040-41: 0; Gains in Water Available For Use / Savings in Demand under the selected programme (Ml/d) input as +ve 2041-42: 0; Gains in Water Available For Use / Savings in Demand under the selected programme (Ml/d) input as +ve 2042-43: 0; Gains in Water Available For Use / Savings in Demand under the selected programme (Ml/d) input as +ve 2043-44: 0; Gains in Water Available For Use / Savings in Demand under the selected programme (Ml/d) input as +ve 2044-45: 0; Gains in Water Available For Use / Savings in Demand under the selected programme (Ml/d) input as +ve 2045-46: 0; Gains in Water Available For Use / Savings in Demand under the selected programme (Ml/d) input as +ve 2046-47: 0; Gains in Water Available For Use / Savings in Demand under the selected programme (Ml/d) input as +ve 2047-48: 0; Gains in Water Available For Use / Savings in Demand under the selected programme (Ml/d) input as +ve 2048-49: 0; Gains in Water Available For Use / Savings in Demand under the selected programme (Ml/d) input as +ve 2049-50: 0
52aP | Adjustment for Licence cap scenario 8 | LC14 | Other changes to DO | Resource Options | N | Preferred | AWSNWY | Ml/d | 2 | Gains in Water Available For Use / Savings in Demand under the selected programme (Ml/d) input as +ve 2025-26: 0.31; Gains in Water Available For Use / Savings in Demand under the selected programme (Ml/d) input as +ve 2026-27: 0.31; Gains in Water Available For Use / Savings in Demand under the selected programme (Ml/d) input as +ve 2027-28: 0.31; Gains in Water Available For Use / Savings in Demand under the selected programme (Ml/d) input as +ve 2028-29: 0.31; Gains in Water Available For Use / Savings in Demand under the selected programme (Ml/d) input as +ve 2029-30: 0.31; Gains in Water Available For Use / Savings in Demand under the selected programme (Ml/d) input as +ve 2030-31: 0.41; Gains in Water Available For Use / Savings in Demand under the selected programme (Ml/d) input as +ve 2031-32: 0.41; Gains in Water Available For Use / Savings in Demand under the selected programme (Ml/d) input as +ve 2032-33: 0; Gains in Water Available For Use / Savings in Demand under the selected programme (Ml/d) input as +ve 2033-34: 0; Gains in Water Available For Use / Savings in Demand under the selected programme (Ml/d) input as +ve 2034-35: 0; Gains in Water Available For Use / Savings in Demand under the selected programme (Ml/d) input as +ve 2035-36: 0; Gains in Water Available For Use / Savings in Demand under the selected programme (Ml/d) input as +ve 2036-37: 0; Gains in Water Available For Use / Savings in Demand under the selected programme (Ml/d) input as +ve 2037-38: 0; Gains in Water Available For Use / Savings in Demand under the selected programme (Ml/d) input as +ve 2038-39: 0; Gains in Water Available For Use / Savings in Demand under the selected programme (Ml/d) input as +ve 2039-40: 0; Gains in Water Available For Use / Savings in Demand under the selected programme (Ml/d) input as +ve 2040-41: 0; Gains in Water Available For Use / Savings in Demand under the selected programme (Ml/d) input as +ve 2041-42: 0; Gains in Water Available For Use / Savings in Demand under the selected programme (Ml/d) input as +ve 2042-43: 0; Gains in Water Available For Use / Savings in Demand under the selected programme (Ml/d) input as +ve 2043-44: 0; Gains in Water Available For Use / Savings in Demand under the selected programme (Ml/d) input as +ve 2044-45: 0; Gains in Water Available For Use / Savings in Demand under the selected programme (Ml/d) input as +ve 2045-46: 0; Gains in Water Available For Use / Savings in Demand under the selected programme (Ml/d) input as +ve 2046-47: 0; Gains in Water Available For Use / Savings in Demand under the selected programme (Ml/d) input as +ve 2047-48: 0; Gains in Water Available For Use / Savings in Demand under the selected programme (Ml/d) input as +ve 2048-49: 0; Gains in Water Available For Use / Savings in Demand under the selected programme (Ml/d) input as +ve 2049-50: 0
52cA | Adjustment to existing potable water import | EI11 | Internal potable transfer | Distribution Options | N | Ofwat Core | AWSNWY | Ml/d | 2 | Gains in Water Available For Use / Savings in Demand under the selected programme (Ml/d) input as +ve 2025-26: -0.41; Gains in Water Available For Use / Savings in Demand under the selected programme (Ml/d) input as +ve 2026-27: -0.46; Gains in Water Available For Use / Savings in Demand under the selected programme (Ml/d) input as +ve 2027-28: -0.5; Gains in Water Available For Use / Savings in Demand under the selected programme (Ml/d) input as +ve 2028-29: -0.6; Gains in Water Available For Use / Savings in Demand under the selected programme (Ml/d) input as +ve 2029-30: -0.66; Gains in Water Available For Use / Savings in Demand under the selected programme (Ml/d) input as +ve 2030-31: -0.81; Gains in Water Available For Use / Savings in Demand under the selected programme (Ml/d) input as +ve 2031-32: -0.88; Gains in Water Available For Use / Savings in Demand under the selected programme (Ml/d) input as +ve 2032-33: -0.51; Gains in Water Available For Use / Savings in Demand under the selected programme (Ml/d) input as +ve 2033-34: -0.56; Gains in Water Available For Use / Savings in Demand under the selected programme (Ml/d) input as +ve 2034-35: -0.65; Gains in Water Available For Use / Savings in Demand under the selected programme (Ml/d) input as +ve 2035-36: -0.74; Gains in Water Available For Use / Savings in Demand under the selected programme (Ml/d) input as +ve 2036-37: -0.83; Gains in Water Available For Use / Savings in Demand under the selected programme (Ml/d) input as +ve 2037-38: -0.92; Gains in Water Available For Use / Savings in Demand under the selected programme (Ml/d) input as +ve 2038-39: -1.01; Gains in Water Available For Use / Savings in Demand under the selected programme (Ml/d) input as +ve 2039-40: -1.1; Gains in Water Available For Use / Savings in Demand under the selected programme (Ml/d) input as +ve 2040-41: 0; Gains in Water Available For Use / Savings in Demand under the selected programme (Ml/d) input as +ve 2041-42: 0; Gains in Water Available For Use / Savings in Demand under the selected programme (Ml/d) input as +ve 2042-43: 0; Gains in Water Available For Use / Savings in Demand under the selected programme (Ml/d) input as +ve 2043-44: 0; Gains in Water Available For Use / Savings in Demand under the selected programme (Ml/d) input as +ve 2044-45: 0; Gains in Water Available For Use / Savings in Demand under the selected programme (Ml/d) input as +ve 2045-46: 0; Gains in Water Available For Use / Savings in Demand under the selected programme (Ml/d) input as +ve 2046-47: 0; Gains in Water Available For Use / Savings in Demand under the selected programme (Ml/d) input as +ve 2047-48: 0; Gains in Water Available For Use / Savings in Demand under the selected programme (Ml/d) input as +ve 2048-49: 0; Gains in Water Available For Use / Savings in Demand under the selected programme (Ml/d) input as +ve 2049-50: 0
52cA | Norwich and the Broads to Norfolk Wymondham potable transfer (5 Ml/d) | NWY1 | Internal potable transfer | Distribution Options | N | Alternative | AWSNWY | Ml/d | 2 | Gains in Water Available For Use / Savings in Demand under the selected programme (Ml/d) input as +ve 2025-26: 0; Gains in Water Available For Use / Savings in Demand under the selected programme (Ml/d) input as +ve 2026-27: 0; Gains in Water Available For Use / Savings in Demand under the selected programme (Ml/d) input as +ve 2027-28: 0; Gains in Water Available For Use / Savings in Demand under the selected programme (Ml/d) input as +ve 2028-29: 0; Gains in Water Available For Use / Savings in Demand under the selected programme (Ml/d) input as +ve 2029-30: 0; Gains in Water Available For Use / Savings in Demand under the selected programme (Ml/d) input as +ve 2030-31: 0; Gains in Water Available For Use / Savings in Demand under the selected programme (Ml/d) input as +ve 2031-32: 0; Gains in Water Available For Use / Savings in Demand under the selected programme (Ml/d) input as +ve 2032-33: 0; Gains in Water Available For Use / Savings in Demand under the selected programme (Ml/d) input as +ve 2033-34: 0; Gains in Water Available For Use / Savings in Demand under the selected programme (Ml/d) input as +ve 2034-35: 0; Gains in Water Available For Use / Savings in Demand under the selected programme (Ml/d) input as +ve 2035-36: 0; Gains in Water Available For Use / Savings in Demand under the selected programme (Ml/d) input as +ve 2036-37: 0; Gains in Water Available For Use / Savings in Demand under the selected programme (Ml/d) input as +ve 2037-38: 0; Gains in Water Available For Use / Savings in Demand under the selected programme (Ml/d) input as +ve 2038-39: 0; Gains in Water Available For Use / Savings in Demand under the selected programme (Ml/d) input as +ve 2039-40: 0; Gains in Water Available For Use / Savings in Demand under the selected programme (Ml/d) input as +ve 2040-41: 3.99; Gains in Water Available For Use / Savings in Demand under the selected programme (Ml/d) input as +ve 2041-42: 3.98; Gains in Water Available For Use / Savings in Demand under the selected programme (Ml/d) input as +ve 2042-43: 3.96; Gains in Water Available For Use / Savings in Demand under the selected programme (Ml/d) input as +ve 2043-44: 3.94; Gains in Water Available For Use / Savings in Demand under the selected programme (Ml/d) input as +ve 2044-45: 3.93; Gains in Water Available For Use / Savings in Demand under the selected programme (Ml/d) input as +ve 2045-46: 3.88; Gains in Water Available For Use / Savings in Demand under the selected programme (Ml/d) input as +ve 2046-47: 3.89; Gains in Water Available For Use / Savings in Demand under the selected programme (Ml/d) input as +ve 2047-48: 3.91; Gains in Water Available For Use / Savings in Demand under the selected programme (Ml/d) input as +ve 2048-49: 3.9; Gains in Water Available For Use / Savings in Demand under the selected programme (Ml/d) input as +ve 2049-50: 3.91
52cA | Adjustment to existing potable water import | EI11 | Internal potable transfer | Distribution Options | N | Least Cost | AWSNWY | Ml/d | 2 | Gains in Water Available For Use / Savings in Demand under the selected programme (Ml/d) input as +ve 2025-26: -0.41; Gains in Water Available For Use / Savings in Demand under the selected programme (Ml/d) input as +ve 2026-27: -0.46; Gains in Water Available For Use / Savings in Demand under the selected programme (Ml/d) input as +ve 2027-28: -0.5; Gains in Water Available For Use / Savings in Demand under the selected programme (Ml/d) input as +ve 2028-29: -0.6; Gains in Water Available For Use / Savings in Demand under the selected programme (Ml/d) input as +ve 2029-30: -0.66; Gains in Water Available For Use / Savings in Demand under the selected programme (Ml/d) input as +ve 2030-31: -0.81; Gains in Water Available For Use / Savings in Demand under the selected programme (Ml/d) input as +ve 2031-32: -0.88; Gains in Water Available For Use / Savings in Demand under the selected programme (Ml/d) input as +ve 2032-33: -0.51; Gains in Water Available For Use / Savings in Demand under the selected programme (Ml/d) input as +ve 2033-34: -0.56; Gains in Water Available For Use / Savings in Demand under the selected programme (Ml/d) input as +ve 2034-35: -0.65; Gains in Water Available For Use / Savings in Demand under the selected programme (Ml/d) input as +ve 2035-36: -0.74; Gains in Water Available For Use / Savings in Demand under the selected programme (Ml/d) input as +ve 2036-37: -0.83; Gains in Water Available For Use / Savings in Demand under the selected programme (Ml/d) input as +ve 2037-38: -0.92; Gains in Water Available For Use / Savings in Demand under the selected programme (Ml/d) input as +ve 2038-39: -1.01; Gains in Water Available For Use / Savings in Demand under the selected programme (Ml/d) input as +ve 2039-40: -1.1; Gains in Water Available For Use / Savings in Demand under the selected programme (Ml/d) input as +ve 2040-41: 0; Gains in Water Available For Use / Savings in Demand under the selected programme (Ml/d) input as +ve 2041-42: 0; Gains in Water Available For Use / Savings in Demand under the selected programme (Ml/d) input as +ve 2042-43: 0; Gains in Water Available For Use / Savings in Demand under the selected programme (Ml/d) input as +ve 2043-44: 0; Gains in Water Available For Use / Savings in Demand under the selected programme (Ml/d) input as +ve 2044-45: 0; Gains in Water Available For Use / Savings in Demand under the selected programme (Ml/d) input as +ve 2045-46: 0; Gains in Water Available For Use / Savings in Demand under the selected programme (Ml/d) input as +ve 2046-47: 0; Gains in Water Available For Use / Savings in Demand under the selected programme (Ml/d) input as +ve 2047-48: 0; Gains in Water Available For Use / Savings in Demand under the selected programme (Ml/d) input as +ve 2048-49: 0; Gains in Water Available For Use / Savings in Demand under the selected programme (Ml/d) input as +ve 2049-50: 0
52cA | Norwich and the Broads to Norfolk Wymondham potable transfer (5 Ml/d) | NWY1 | Internal potable transfer | Distribution Options | N | Least Cost | AWSNWY | Ml/d | 2 | Gains in Water Available For Use / Savings in Demand under the selected programme (Ml/d) input as +ve 2025-26: 0; Gains in Water Available For Use / Savings in Demand under the selected programme (Ml/d) input as +ve 2026-27: 0; Gains in Water Available For Use / Savings in Demand under the selected programme (Ml/d) input as +ve 2027-28: 0; Gains in Water Available For Use / Savings in Demand under the selected programme (Ml/d) input as +ve 2028-29: 0; Gains in Water Available For Use / Savings in Demand under the selected programme (Ml/d) input as +ve 2029-30: 0; Gains in Water Available For Use / Savings in Demand under the selected programme (Ml/d) input as +ve 2030-31: 0; Gains in Water Available For Use / Savings in Demand under the selected programme (Ml/d) input as +ve 2031-32: 0; Gains in Water Available For Use / Savings in Demand under the selected programme (Ml/d) input as +ve 2032-33: 0; Gains in Water Available For Use / Savings in Demand under the selected programme (Ml/d) input as +ve 2033-34: 0; Gains in Water Available For Use / Savings in Demand under the selected programme (Ml/d) input as +ve 2034-35: 0; Gains in Water Available For Use / Savings in Demand under the selected programme (Ml/d) input as +ve 2035-36: 0; Gains in Water Available For Use / Savings in Demand under the selected programme (Ml/d) input as +ve 2036-37: 0; Gains in Water Available For Use / Savings in Demand under the selected programme (Ml/d) input as +ve 2037-38: 0; Gains in Water Available For Use / Savings in Demand under the selected programme (Ml/d) input as +ve 2038-39: 0; Gains in Water Available For Use / Savings in Demand under the selected programme (Ml/d) input as +ve 2039-40: 0; Gains in Water Available For Use / Savings in Demand under the selected programme (Ml/d) input as +ve 2040-41: 3.99; Gains in Water Available For Use / Savings in Demand under the selected programme (Ml/d) input as +ve 2041-42: 3.98; Gains in Water Available For Use / Savings in Demand under the selected programme (Ml/d) input as +ve 2042-43: 3.96; Gains in Water Available For Use / Savings in Demand under the selected programme (Ml/d) input as +ve 2043-44: 3.94; Gains in Water Available For Use / Savings in Demand under the selected programme (Ml/d) input as +ve 2044-45: 3.93; Gains in Water Available For Use / Savings in Demand under the selected programme (Ml/d) input as +ve 2045-46: 3.88; Gains in Water Available For Use / Savings in Demand under the selected programme (Ml/d) input as +ve 2046-47: 3.89; Gains in Water Available For Use / Savings in Demand under the selected programme (Ml/d) input as +ve 2047-48: 3.91; Gains in Water Available For Use / Savings in Demand under the selected programme (Ml/d) input as +ve 2048-49: 3.9; Gains in Water Available For Use / Savings in Demand under the selected programme (Ml/d) input as +ve 2049-50: 3.91
52cP | Adjustment to existing potable water import | EI11 | Internal potable transfer | Distribution Options | N | Preferred | AWSNWY | Ml/d | 2 | Gains in Water Available For Use / Savings in Demand under the selected programme (Ml/d) input as +ve 2025-26: -0.41; Gains in Water Available For Use / Savings in Demand under the selected programme (Ml/d) input as +ve 2026-27: -0.46; Gains in Water Available For Use / Savings in Demand under the selected programme (Ml/d) input as +ve 2027-28: -0.5; Gains in Water Available For Use / Savings in Demand under the selected programme (Ml/d) input as +ve 2028-29: -0.6; Gains in Water Available For Use / Savings in Demand under the selected programme (Ml/d) input as +ve 2029-30: -0.66; Gains in Water Available For Use / Savings in Demand under the selected programme (Ml/d) input as +ve 2030-31: -0.81; Gains in Water Available For Use / Savings in Demand under the selected programme (Ml/d) input as +ve 2031-32: -0.88; Gains in Water Available For Use / Savings in Demand under the selected programme (Ml/d) input as +ve 2032-33: -0.51; Gains in Water Available For Use / Savings in Demand under the selected programme (Ml/d) input as +ve 2033-34: -0.56; Gains in Water Available For Use / Savings in Demand under the selected programme (Ml/d) input as +ve 2034-35: -0.65; Gains in Water Available For Use / Savings in Demand under the selected programme (Ml/d) input as +ve 2035-36: -0.74; Gains in Water Available For Use / Savings in Demand under the selected programme (Ml/d) input as +ve 2036-37: -0.83; Gains in Water Available For Use / Savings in Demand under the selected programme (Ml/d) input as +ve 2037-38: -0.92; Gains in Water Available For Use / Savings in Demand under the selected programme (Ml/d) input as +ve 2038-39: -1.01; Gains in Water Available For Use / Savings in Demand under the selected programme (Ml/d) input as +ve 2039-40: -1.1; Gains in Water Available For Use / Savings in Demand under the selected programme (Ml/d) input as +ve 2040-41: 0; Gains in Water Available For Use / Savings in Demand under the selected programme (Ml/d) input as +ve 2041-42: 0; Gains in Water Available For Use / Savings in Demand under the selected programme (Ml/d) input as +ve 2042-43: 0; Gains in Water Available For Use / Savings in Demand under the selected programme (Ml/d) input as +ve 2043-44: 0; Gains in Water Available For Use / Savings in Demand under the selected programme (Ml/d) input as +ve 2044-45: 0; Gains in Water Available For Use / Savings in Demand under the selected programme (Ml/d) input as +ve 2045-46: 0; Gains in Water Available For Use / Savings in Demand under the selected programme (Ml/d) input as +ve 2046-47: 0; Gains in Water Available For Use / Savings in Demand under the selected programme (Ml/d) input as +ve 2047-48: 0; Gains in Water Available For Use / Savings in Demand under the selected programme (Ml/d) input as +ve 2048-49: 0; Gains in Water Available For Use / Savings in Demand under the selected programme (Ml/d) input as +ve 2049-50: 0
52cP | Norwich and the Broads to Norfolk Wymondham potable transfer (5 Ml/d) | NWY1 | Internal potable transfer | Distribution Options | N | Preferred | AWSNWY | Ml/d | 2 | Gains in Water Available For Use / Savings in Demand under the selected programme (Ml/d) input as +ve 2025-26: 0; Gains in Water Available For Use / Savings in Demand under the selected programme (Ml/d) input as +ve 2026-27: 0; Gains in Water Available For Use / Savings in Demand under the selected programme (Ml/d) input as +ve 2027-28: 0; Gains in Water Available For Use / Savings in Demand under the selected programme (Ml/d) input as +ve 2028-29: 0; Gains in Water Available For Use / Savings in Demand under the selected programme (Ml/d) input as +ve 2029-30: 0; Gains in Water Available For Use / Savings in Demand under the selected programme (Ml/d) input as +ve 2030-31: 0; Gains in Water Available For Use / Savings in Demand under the selected programme (Ml/d) input as +ve 2031-32: 0; Gains in Water Available For Use / Savings in Demand under the selected programme (Ml/d) input as +ve 2032-33: 0; Gains in Water Available For Use / Savings in Demand under the selected programme (Ml/d) input as +ve 2033-34: 0; Gains in Water Available For Use / Savings in Demand under the selected programme (Ml/d) input as +ve 2034-35: 0; Gains in Water Available For Use / Savings in Demand under the selected programme (Ml/d) input as +ve 2035-36: 0; Gains in Water Available For Use / Savings in Demand under the selected programme (Ml/d) input as +ve 2036-37: 0; Gains in Water Available For Use / Savings in Demand under the selected programme (Ml/d) input as +ve 2037-38: 0; Gains in Water Available For Use / Savings in Demand under the selected programme (Ml/d) input as +ve 2038-39: 0; Gains in Water Available For Use / Savings in Demand under the selected programme (Ml/d) input as +ve 2039-40: 0; Gains in Water Available For Use / Savings in Demand under the selected programme (Ml/d) input as +ve 2040-41: 3.99; Gains in Water Available For Use / Savings in Demand under the selected programme (Ml/d) input as +ve 2041-42: 3.98; Gains in Water Available For Use / Savings in Demand under the selected programme (Ml/d) input as +ve 2042-43: 3.96; Gains in Water Available For Use / Savings in Demand under the selected programme (Ml/d) input as +ve 2043-44: 3.94; Gains in Water Available For Use / Savings in Demand under the selected programme (Ml/d) input as +ve 2044-45: 3.93; Gains in Water Available For Use / Savings in Demand under the selected programme (Ml/d) input as +ve 2045-46: 3.88; Gains in Water Available For Use / Savings in Demand under the selected programme (Ml/d) input as +ve 2046-47: 3.89; Gains in Water Available For Use / Savings in Demand under the selected programme (Ml/d) input as +ve 2047-48: 3.91; Gains in Water Available For Use / Savings in Demand under the selected programme (Ml/d) input as +ve 2048-49: 3.9; Gains in Water Available For Use / Savings in Demand under the selected programme (Ml/d) input as +ve 2049-50: 3.91
51cF | CC Mains Replacement.AWSNWY | CC Mains Replacement.AWSNWY | Mains replacement (not trunk mains) | Distribution Options | N | Least Cost | AWSNWY | Ml/d | 2 | 0 | 0 | 0 | 0 | 0 | 0 | 0.00092196 | 0.0018439 | 0.0027659 | 0.0036878 | 0.0046098 | 0.0055317 | 0.0064537 | 0.0073757 | 0.0082976 | 0.0092196 | 0.010142 | 0.011063 | 0.011985 | 0.012907 | 0.013829 | 0.014751 | 0.015673 | 0.016595 | 0.017517 | 0.018439 | 0.019361 | 0.020283 | 0.021205 | 0.022127 | 0.023049 | 0.023971 | 0.024893 | 0.025815 | 0.026737 | 0.027659 | 0.028581 | 0.029503 | 0.030425 | 0.031347 | 0.032269 | 0.03319 | 0.034112 | 0.035034 | 0.035956 | 0.036878 | 0.0378 | 0.038722 | 0.039644 | 0.040566 | 0.041488 | 0.04241 | 0.043332 | 0.044254 | 0.045176 | 0.046098 | 0.04702 | 0.047942 | 0.048864 | 0.049786 | 0.050708 | 0.05163 | 0.052552 | 0.053474 | 0.054395 | 0.055317 | 0.056239 | 0.057161 | 0.058083 | 0.059005 | 0.059927 | 0.060849 | 0.061771 | 0.062693 | 0.063615 | 0.064537 | 0.065459 | 0.066381 | 0.067303 | 0.068225 | 0.069147
51cF | CC Mains Replacement.AWSNWY | CC Mains Replacement.AWSNWY | Mains replacement (not trunk mains) | Distribution Options | N | Ofwat Core | AWSNWY | Ml/d | 2 | 0 | 0 | 0 | 0 | 0 | 0 | 0.00092196 | 0.0018439 | 0.0027659 | 0.0036878 | 0.0046098 | 0.0055317 | 0.0064537 | 0.0073757 | 0.0082976 | 0.0092196 | 0.010142 | 0.011063 | 0.011985 | 0.012907 | 0.013829 | 0.014751 | 0.015673 | 0.016595 | 0.017517 | 0.018439 | 0.019361 | 0.020283 | 0.021205 | 0.022127 | 0.023049 | 0.023971 | 0.024893 | 0.025815 | 0.026737 | 0.027659 | 0.028581 | 0.029503 | 0.030425 | 0.031347 | 0.032269 | 0.03319 | 0.034112 | 0.035034 | 0.035956 | 0.036878 | 0.0378 | 0.038722 | 0.039644 | 0.040566 | 0.041488 | 0.04241 | 0.043332 | 0.044254 | 0.045176 | 0.046098 | 0.04702 | 0.047942 | 0.048864 | 0.049786 | 0.050708 | 0.05163 | 0.052552 | 0.053474 | 0.054395 | 0.055317 | 0.056239 | 0.057161 | 0.058083 | 0.059005 | 0.059927 | 0.060849 | 0.061771 | 0.062693 | 0.063615 | 0.064537 | 0.065459 | 0.066381 | 0.067303 | 0.068225 | 0.069147
51cP | CC Mains Replacement.AWSNWY | CC Mains Replacement.AWSNWY | Mains replacement (not trunk mains) | Distribution Options | N | Preferred | AWSNWY | Ml/d | 2 | 0 | 0 | 0 | 0 | 0 | 0 | 0.00092196 | 0.0018439 | 0.0027659 | 0.0036878 | 0.0046098 | 0.0055317 | 0.0064537 | 0.0073757 | 0.0082976 | 0.0092196 | 0.010142 | 0.011063 | 0.011985 | 0.012907 | 0.013829 | 0.014751 | 0.015673 | 0.016595 | 0.017517 | 0.018439 | 0.019361 | 0.020283 | 0.021205 | 0.022127 | 0.023049 | 0.023971 | 0.024893 | 0.025815 | 0.026737 | 0.027659 | 0.028581 | 0.029503 | 0.030425 | 0.031347 | 0.032269 | 0.03319 | 0.034112 | 0.035034 | 0.035956 | 0.036878 | 0.0378 | 0.038722 | 0.039644 | 0.040566 | 0.041488 | 0.04241 | 0.043332 | 0.044254 | 0.045176 | 0.046098 | 0.04702 | 0.047942 | 0.048864 | 0.049786 | 0.050708 | 0.05163 | 0.052552 | 0.053474 | 0.054395 | 0.055317 | 0.056239 | 0.057161 | 0.058083 | 0.059005 | 0.059927 | 0.060849 | 0.061771 | 0.062693 | 0.063615 | 0.064537 | 0.065459 | 0.066381 | 0.067303 | 0.068225 | 0.069147
51dF | 1a WRMP24. Smart Showers.AWSRTC | WEF 1a.AWSRTC | Retrofitting indoor water efficiency devices | Customer Options | N | Least Cost | AWSRTC | Ml/d | 2 | Gains in Water Available For Use / Savings in Demand under the selected programme (Ml/d) input as +ve 2019-20: 0; Gains in Water Available For Use / Savings in Demand under the selected programme (Ml/d) input as +ve 2020-21: 0; Gains in Water Available For Use / Savings in Demand under the selected programme (Ml/d) input as +ve 2021-22: 0; Gains in Water Available For Use / Savings in Demand under the selected programme (Ml/d) input as +ve 2022-23: 0; Gains in Water Available For Use / Savings in Demand under the selected programme (Ml/d) input as +ve 2023-24: 0; Gains in Water Available For Use / Savings in Demand under the selected programme (Ml/d) input as +ve 2024-25: 0; Gains in Water Available For Use / Savings in Demand under the selected programme (Ml/d) input as +ve 2025-26: 0.025084; Gains in Water Available For Use / Savings in Demand under the selected programme (Ml/d) input as +ve 2026-27: 0.047391; Gains in Water Available For Use / Savings in Demand under the selected programme (Ml/d) input as +ve 2027-28: 0.067368; Gains in Water Available For Use / Savings in Demand under the selected programme (Ml/d) input as +ve 2028-29: 0.08655; Gains in Water Available For Use / Savings in Demand under the selected programme (Ml/d) input as +ve 2029-30: 0.10421; Gains in Water Available For Use / Savings in Demand under the selected programme (Ml/d) input as +ve 2030-31: 0.10287; Gains in Water Available For Use / Savings in Demand under the selected programme (Ml/d) input as +ve 2031-32: 0.10373; Gains in Water Available For Use / Savings in Demand under the selected programme (Ml/d) input as +ve 2032-33: 0.10647; Gains in Water Available For Use / Savings in Demand under the selected programme (Ml/d) input as +ve 2033-34: 0.10992; Gains in Water Available For Use / Savings in Demand under the selected programme (Ml/d) input as +ve 2034-35: 0.11463; Gains in Water Available For Use / Savings in Demand under the selected programme (Ml/d) input as +ve 2035-36: 0.11946; Gains in Water Available For Use / Savings in Demand under the selected programme (Ml/d) input as +ve 2036-37: 0.12434; Gains in Water Available For Use / Savings in Demand under the selected programme (Ml/d) input as +ve 2037-38: 0.12927; Gains in Water Available For Use / Savings in Demand under the selected programme (Ml/d) input as +ve 2038-39: 0.13425; Gains in Water Available For Use / Savings in Demand under the selected programme (Ml/d) input as +ve 2039-40: 0.1393; Gains in Water Available For Use / Savings in Demand under the selected programme (Ml/d) input as +ve 2040-41: 0.1444; Gains in Water Available For Use / Savings in Demand under the selected programme (Ml/d) input as +ve 2041-42: 0.14956; Gains in Water Available For Use / Savings in Demand under the selected programme (Ml/d) input as +ve 2042-43: 0.15477; Gains in Water Available For Use / Savings in Demand under the selected programme (Ml/d) input as +ve 2043-44: 0.16004; Gains in Water Available For Use / Savings in Demand under the selected programme (Ml/d) input as +ve 2044-45: 0.16535; Gains in Water Available For Use / Savings in Demand under the selected programme (Ml/d) input as +ve 2045-46: 0.17072; Gains in Water Available For Use / Savings in Demand under the selected programme (Ml/d) input as +ve 2046-47: 0.17616; Gains in Water Available For Use / Savings in Demand under the selected programme (Ml/d) input as +ve 2047-48: 0.18166; Gains in Water Available For Use / Savings in Demand under the selected programme (Ml/d) input as +ve 2048-49: 0.18723; Gains in Water Available For Use / Savings in Demand under the selected programme (Ml/d) input as +ve 2049-50: 0.19288
51dF | 1a WRMP24. Smart Showers.AWSRTC | WEF 1a.AWSRTC | Retrofitting indoor water efficiency devices | Customer Options | N | Ofwat Core | AWSRTC | Ml/d | 2 | Gains in Water Available For Use / Savings in Demand under the selected programme (Ml/d) input as +ve 2019-20: 0; Gains in Water Available For Use / Savings in Demand under the selected programme (Ml/d) input as +ve 2020-21: 0; Gains in Water Available For Use / Savings in Demand under the selected programme (Ml/d) input as +ve 2021-22: 0; Gains in Water Available For Use / Savings in Demand under the selected programme (Ml/d) input as +ve 2022-23: 0; Gains in Water Available For Use / Savings in Demand under the selected programme (Ml/d) input as +ve 2023-24: 0; Gains in Water Available For Use / Savings in Demand under the selected programme (Ml/d) input as +ve 2024-25: 0; Gains in Water Available For Use / Savings in Demand under the selected programme (Ml/d) input as +ve 2025-26: 0.025084; Gains in Water Available For Use / Savings in Demand under the selected programme (Ml/d) input as +ve 2026-27: 0.047391; Gains in Water Available For Use / Savings in Demand under the selected programme (Ml/d) input as +ve 2027-28: 0.067368; Gains in Water Available For Use / Savings in Demand under the selected programme (Ml/d) input as +ve 2028-29: 0.08655; Gains in Water Available For Use / Savings in Demand under the selected programme (Ml/d) input as +ve 2029-30: 0.10421; Gains in Water Available For Use / Savings in Demand under the selected programme (Ml/d) input as +ve 2030-31: 0.10287; Gains in Water Available For Use / Savings in Demand under the selected programme (Ml/d) input as +ve 2031-32: 0.10373; Gains in Water Available For Use / Savings in Demand under the selected programme (Ml/d) input as +ve 2032-33: 0.10647; Gains in Water Available For Use / Savings in Demand under the selected programme (Ml/d) input as +ve 2033-34: 0.10992; Gains in Water Available For Use / Savings in Demand under the selected programme (Ml/d) input as +ve 2034-35: 0.11463; Gains in Water Available For Use / Savings in Demand under the selected programme (Ml/d) input as +ve 2035-36: 0.11946; Gains in Water Available For Use / Savings in Demand under the selected programme (Ml/d) input as +ve 2036-37: 0.12434; Gains in Water Available For Use / Savings in Demand under the selected programme (Ml/d) input as +ve 2037-38: 0.12927; Gains in Water Available For Use / Savings in Demand under the selected programme (Ml/d) input as +ve 2038-39: 0.13425; Gains in Water Available For Use / Savings in Demand under the selected programme (Ml/d) input as +ve 2039-40: 0.1393; Gains in Water Available For Use / Savings in Demand under the selected programme (Ml/d) input as +ve 2040-41: 0.1444; Gains in Water Available For Use / Savings in Demand under the selected programme (Ml/d) input as +ve 2041-42: 0.14956; Gains in Water Available For Use / Savings in Demand under the selected programme (Ml/d) input as +ve 2042-43: 0.15477; Gains in Water Available For Use / Savings in Demand under the selected programme (Ml/d) input as +ve 2043-44: 0.16004; Gains in Water Available For Use / Savings in Demand under the selected programme (Ml/d) input as +ve 2044-45: 0.16535; Gains in Water Available For Use / Savings in Demand under the selected programme (Ml/d) input as +ve 2045-46: 0.17072; Gains in Water Available For Use / Savings in Demand under the selected programme (Ml/d) input as +ve 2046-47: 0.17616; Gains in Water Available For Use / Savings in Demand under the selected programme (Ml/d) input as +ve 2047-48: 0.18166; Gains in Water Available For Use / Savings in Demand under the selected programme (Ml/d) input as +ve 2048-49: 0.18723; Gains in Water Available For Use / Savings in Demand under the selected programme (Ml/d) input as +ve 2049-50: 0.19288
51dP | 1a WRMP24. Smart Showers.AWSRTC | WEF 1a.AWSRTC | Retrofitting indoor water efficiency devices | Customer Options | N | Preferred | AWSRTC | Ml/d | 2 | Gains in Water Available For Use / Savings in Demand under the selected programme (Ml/d) input as +ve 2019-20: 0; Gains in Water Available For Use / Savings in Demand under the selected programme (Ml/d) input as +ve 2020-21: 0; Gains in Water Available For Use / Savings in Demand under the selected programme (Ml/d) input as +ve 2021-22: 0; Gains in Water Available For Use / Savings in Demand under the selected programme (Ml/d) input as +ve 2022-23: 0; Gains in Water Available For Use / Savings in Demand under the selected programme (Ml/d) input as +ve 2023-24: 0; Gains in Water Available For Use / Savings in Demand under the selected programme (Ml/d) input as +ve 2024-25: 0; Gains in Water Available For Use / Savings in Demand under the selected programme (Ml/d) input as +ve 2025-26: 0.025084; Gains in Water Available For Use / Savings in Demand under the selected programme (Ml/d) input as +ve 2026-27: 0.047391; Gains in Water Available For Use / Savings in Demand under the selected programme (Ml/d) input as +ve 2027-28: 0.067368; Gains in Water Available For Use / Savings in Demand under the selected programme (Ml/d) input as +ve 2028-29: 0.08655; Gains in Water Available For Use / Savings in Demand under the selected programme (Ml/d) input as +ve 2029-30: 0.10421; Gains in Water Available For Use / Savings in Demand under the selected programme (Ml/d) input as +ve 2030-31: 0.10287; Gains in Water Available For Use / Savings in Demand under the selected programme (Ml/d) input as +ve 2031-32: 0.10373; Gains in Water Available For Use / Savings in Demand under the selected programme (Ml/d) input as +ve 2032-33: 0.10647; Gains in Water Available For Use / Savings in Demand under the selected programme (Ml/d) input as +ve 2033-34: 0.10992; Gains in Water Available For Use / Savings in Demand under the selected programme (Ml/d) input as +ve 2034-35: 0.11463; Gains in Water Available For Use / Savings in Demand under the selected programme (Ml/d) input as +ve 2035-36: 0.11946; Gains in Water Available For Use / Savings in Demand under the selected programme (Ml/d) input as +ve 2036-37: 0.12434; Gains in Water Available For Use / Savings in Demand under the selected programme (Ml/d) input as +ve 2037-38: 0.12927; Gains in Water Available For Use / Savings in Demand under the selected programme (Ml/d) input as +ve 2038-39: 0.13425; Gains in Water Available For Use / Savings in Demand under the selected programme (Ml/d) input as +ve 2039-40: 0.1393; Gains in Water Available For Use / Savings in Demand under the selected programme (Ml/d) input as +ve 2040-41: 0.1444; Gains in Water Available For Use / Savings in Demand under the selected programme (Ml/d) input as +ve 2041-42: 0.14956; Gains in Water Available For Use / Savings in Demand under the selected programme (Ml/d) input as +ve 2042-43: 0.15477; Gains in Water Available For Use / Savings in Demand under the selected programme (Ml/d) input as +ve 2043-44: 0.16004; Gains in Water Available For Use / Savings in Demand under the selected programme (Ml/d) input as +ve 2044-45: 0.16535; Gains in Water Available For Use / Savings in Demand under the selected programme (Ml/d) input as +ve 2045-46: 0.17072; Gains in Water Available For Use / Savings in Demand under the selected programme (Ml/d) input as +ve 2046-47: 0.17616; Gains in Water Available For Use / Savings in Demand under the selected programme (Ml/d) input as +ve 2047-48: 0.18166; Gains in Water Available For Use / Savings in Demand under the selected programme (Ml/d) input as +ve 2048-49: 0.18723; Gains in Water Available For Use / Savings in Demand under the selected programme (Ml/d) input as +ve 2049-50: 0.19288
51dF | 2c WRMP24. Garden Advice.AWSRTC | WEF 2c.AWSRTC | Water efficiency customer education / awareness | Customer Options | N | Least Cost | AWSRTC | Ml/d | 2 | Gains in Water Available For Use / Savings in Demand under the selected programme (Ml/d) input as +ve 2019-20: 0; Gains in Water Available For Use / Savings in Demand under the selected programme (Ml/d) input as +ve 2020-21: 0; Gains in Water Available For Use / Savings in Demand under the selected programme (Ml/d) input as +ve 2021-22: 0; Gains in Water Available For Use / Savings in Demand under the selected programme (Ml/d) input as +ve 2022-23: 0; Gains in Water Available For Use / Savings in Demand under the selected programme (Ml/d) input as +ve 2023-24: 0; Gains in Water Available For Use / Savings in Demand under the selected programme (Ml/d) input as +ve 2024-25: 0; Gains in Water Available For Use / Savings in Demand under the selected programme (Ml/d) input as +ve 2025-26: 0.0040024; Gains in Water Available For Use / Savings in Demand under the selected programme (Ml/d) input as +ve 2026-27: 0.0080201; Gains in Water Available For Use / Savings in Demand under the selected programme (Ml/d) input as +ve 2027-28: 0.012069; Gains in Water Available For Use / Savings in Demand under the selected programme (Ml/d) input as +ve 2028-29: 0.016139; Gains in Water Available For Use / Savings in Demand under the selected programme (Ml/d) input as +ve 2029-30: 0.020216; Gains in Water Available For Use / Savings in Demand under the selected programme (Ml/d) input as +ve 2030-31: 0.024292; Gains in Water Available For Use / Savings in Demand under the selected programme (Ml/d) input as +ve 2031-32: 0.02839; Gains in Water Available For Use / Savings in Demand under the selected programme (Ml/d) input as +ve 2032-33: 0.032511; Gains in Water Available For Use / Savings in Demand under the selected programme (Ml/d) input as +ve 2033-34: 0.036655; Gains in Water Available For Use / Savings in Demand under the selected programme (Ml/d) input as +ve 2034-35: 0.040823; Gains in Water Available For Use / Savings in Demand under the selected programme (Ml/d) input as +ve 2035-36: 0.045016; Gains in Water Available For Use / Savings in Demand under the selected programme (Ml/d) input as +ve 2036-37: 0.049236; Gains in Water Available For Use / Savings in Demand under the selected programme (Ml/d) input as +ve 2037-38: 0.053485; Gains in Water Available For Use / Savings in Demand under the selected programme (Ml/d) input as +ve 2038-39: 0.057763; Gains in Water Available For Use / Savings in Demand under the selected programme (Ml/d) input as +ve 2039-40: 0.062073; Gains in Water Available For Use / Savings in Demand under the selected programme (Ml/d) input as +ve 2040-41: 0.066415; Gains in Water Available For Use / Savings in Demand under the selected programme (Ml/d) input as +ve 2041-42: 0.07079; Gains in Water Available For Use / Savings in Demand under the selected programme (Ml/d) input as +ve 2042-43: 0.075198; Gains in Water Available For Use / Savings in Demand under the selected programme (Ml/d) input as +ve 2043-44: 0.079643; Gains in Water Available For Use / Savings in Demand under the selected programme (Ml/d) input as +ve 2044-45: 0.084119; Gains in Water Available For Use / Savings in Demand under the selected programme (Ml/d) input as +ve 2045-46: 0.088634; Gains in Water Available For Use / Savings in Demand under the selected programme (Ml/d) input as +ve 2046-47: 0.093188; Gains in Water Available For Use / Savings in Demand under the selected programme (Ml/d) input as +ve 2047-48: 0.097782; Gains in Water Available For Use / Savings in Demand under the selected programme (Ml/d) input as +ve 2048-49: 0.10242; Gains in Water Available For Use / Savings in Demand under the selected programme (Ml/d) input as +ve 2049-50: 0.1071
51dF | 2c WRMP24. Garden Advice.AWSRTC | WEF 2c.AWSRTC | Water efficiency customer education / awareness | Customer Options | N | Ofwat Core | AWSRTC | Ml/d | 2 | Gains in Water Available For Use / Savings in Demand under the selected programme (Ml/d) input as +ve 2019-20: 0; Gains in Water Available For Use / Savings in Demand under the selected programme (Ml/d) input as +ve 2020-21: 0; Gains in Water Available For Use / Savings in Demand under the selected programme (Ml/d) input as +ve 2021-22: 0; Gains in Water Available For Use / Savings in Demand under the selected programme (Ml/d) input as +ve 2022-23: 0; Gains in Water Available For Use / Savings in Demand under the selected programme (Ml/d) input as +ve 2023-24: 0; Gains in Water Available For Use / Savings in Demand under the selected programme (Ml/d) input as +ve 2024-25: 0; Gains in Water Available For Use / Savings in Demand under the selected programme (Ml/d) input as +ve 2025-26: 0.0040024; Gains in Water Available For Use / Savings in Demand under the selected programme (Ml/d) input as +ve 2026-27: 0.0080201; Gains in Water Available For Use / Savings in Demand under the selected programme (Ml/d) input as +ve 2027-28: 0.012069; Gains in Water Available For Use / Savings in Demand under the selected programme (Ml/d) input as +ve 2028-29: 0.016139; Gains in Water Available For Use / Savings in Demand under the selected programme (Ml/d) input as +ve 2029-30: 0.020216; Gains in Water Available For Use / Savings in Demand under the selected programme (Ml/d) input as +ve 2030-31: 0.024292; Gains in Water Available For Use / Savings in Demand under the selected programme (Ml/d) input as +ve 2031-32: 0.02839; Gains in Water Available For Use / Savings in Demand under the selected programme (Ml/d) input as +ve 2032-33: 0.032511; Gains in Water Available For Use / Savings in Demand under the selected programme (Ml/d) input as +ve 2033-34: 0.036655; Gains in Water Available For Use / Savings in Demand under the selected programme (Ml/d) input as +ve 2034-35: 0.040823; Gains in Water Available For Use / Savings in Demand under the selected programme (Ml/d) input as +ve 2035-36: 0.045016; Gains in Water Available For Use / Savings in Demand under the selected programme (Ml/d) input as +ve 2036-37: 0.049236; Gains in Water Available For Use / Savings in Demand under the selected programme (Ml/d) input as +ve 2037-38: 0.053485; Gains in Water Available For Use / Savings in Demand under the selected programme (Ml/d) input as +ve 2038-39: 0.057763; Gains in Water Available For Use / Savings in Demand under the selected programme (Ml/d) input as +ve 2039-40: 0.062073; Gains in Water Available For Use / Savings in Demand under the selected programme (Ml/d) input as +ve 2040-41: 0.066415; Gains in Water Available For Use / Savings in Demand under the selected programme (Ml/d) input as +ve 2041-42: 0.07079; Gains in Water Available For Use / Savings in Demand under the selected programme (Ml/d) input as +ve 2042-43: 0.075198; Gains in Water Available For Use / Savings in Demand under the selected programme (Ml/d) input as +ve 2043-44: 0.079643; Gains in Water Available For Use / Savings in Demand under the selected programme (Ml/d) input as +ve 2044-45: 0.084119; Gains in Water Available For Use / Savings in Demand under the selected programme (Ml/d) input as +ve 2045-46: 0.088634; Gains in Water Available For Use / Savings in Demand under the selected programme (Ml/d) input as +ve 2046-47: 0.093188; Gains in Water Available For Use / Savings in Demand under the selected programme (Ml/d) input as +ve 2047-48: 0.097782; Gains in Water Available For Use / Savings in Demand under the selected programme (Ml/d) input as +ve 2048-49: 0.10242; Gains in Water Available For Use / Savings in Demand under the selected programme (Ml/d) input as +ve 2049-50: 0.1071
51dP | 2c WRMP24. Garden Advice.AWSRTC | WEF 2c.AWSRTC | Water efficiency customer education / awareness | Customer Options | N | Preferred | AWSRTC | Ml/d | 2 | Gains in Water Available For Use / Savings in Demand under the selected programme (Ml/d) input as +ve 2019-20: 0; Gains in Water Available For Use / Savings in Demand under the selected programme (Ml/d) input as +ve 2020-21: 0; Gains in Water Available For Use / Savings in Demand under the selected programme (Ml/d) input as +ve 2021-22: 0; Gains in Water Available For Use / Savings in Demand under the selected programme (Ml/d) input as +ve 2022-23: 0; Gains in Water Available For Use / Savings in Demand under the selected programme (Ml/d) input as +ve 2023-24: 0; Gains in Water Available For Use / Savings in Demand under the selected programme (Ml/d) input as +ve 2024-25: 0; Gains in Water Available For Use / Savings in Demand under the selected programme (Ml/d) input as +ve 2025-26: 0.0040024; Gains in Water Available For Use / Savings in Demand under the selected programme (Ml/d) input as +ve 2026-27: 0.0080201; Gains in Water Available For Use / Savings in Demand under the selected programme (Ml/d) input as +ve 2027-28: 0.012069; Gains in Water Available For Use / Savings in Demand under the selected programme (Ml/d) input as +ve 2028-29: 0.016139; Gains in Water Available For Use / Savings in Demand under the selected programme (Ml/d) input as +ve 2029-30: 0.020216; Gains in Water Available For Use / Savings in Demand under the selected programme (Ml/d) input as +ve 2030-31: 0.024292; Gains in Water Available For Use / Savings in Demand under the selected programme (Ml/d) input as +ve 2031-32: 0.02839; Gains in Water Available For Use / Savings in Demand under the selected programme (Ml/d) input as +ve 2032-33: 0.032511; Gains in Water Available For Use / Savings in Demand under the selected programme (Ml/d) input as +ve 2033-34: 0.036655; Gains in Water Available For Use / Savings in Demand under the selected programme (Ml/d) input as +ve 2034-35: 0.040823; Gains in Water Available For Use / Savings in Demand under the selected programme (Ml/d) input as +ve 2035-36: 0.045016; Gains in Water Available For Use / Savings in Demand under the selected programme (Ml/d) input as +ve 2036-37: 0.049236; Gains in Water Available For Use / Savings in Demand under the selected programme (Ml/d) input as +ve 2037-38: 0.053485; Gains in Water Available For Use / Savings in Demand under the selected programme (Ml/d) input as +ve 2038-39: 0.057763; Gains in Water Available For Use / Savings in Demand under the selected programme (Ml/d) input as +ve 2039-40: 0.062073; Gains in Water Available For Use / Savings in Demand under the selected programme (Ml/d) input as +ve 2040-41: 0.066415; Gains in Water Available For Use / Savings in Demand under the selected programme (Ml/d) input as +ve 2041-42: 0.07079; Gains in Water Available For Use / Savings in Demand under the selected programme (Ml/d) input as +ve 2042-43: 0.075198; Gains in Water Available For Use / Savings in Demand under the selected programme (Ml/d) input as +ve 2043-44: 0.079643; Gains in Water Available For Use / Savings in Demand under the selected programme (Ml/d) input as +ve 2044-45: 0.084119; Gains in Water Available For Use / Savings in Demand under the selected programme (Ml/d) input as +ve 2045-46: 0.088634; Gains in Water Available For Use / Savings in Demand under the selected programme (Ml/d) input as +ve 2046-47: 0.093188; Gains in Water Available For Use / Savings in Demand under the selected programme (Ml/d) input as +ve 2047-48: 0.097782; Gains in Water Available For Use / Savings in Demand under the selected programme (Ml/d) input as +ve 2048-49: 0.10242; Gains in Water Available For Use / Savings in Demand under the selected programme (Ml/d) input as +ve 2049-50: 0.1071
51dF | 3a WRMP24. Community Reward.AWSRTC | WEF 3a.AWSRTC | Water efficiency customer education / awareness | Customer Options | N | Least Cost | AWSRTC | Ml/d | 2 | Gains in Water Available For Use / Savings in Demand under the selected programme (Ml/d) input as +ve 2019-20: 0; Gains in Water Available For Use / Savings in Demand under the selected programme (Ml/d) input as +ve 2020-21: 0; Gains in Water Available For Use / Savings in Demand under the selected programme (Ml/d) input as +ve 2021-22: 0; Gains in Water Available For Use / Savings in Demand under the selected programme (Ml/d) input as +ve 2022-23: 0; Gains in Water Available For Use / Savings in Demand under the selected programme (Ml/d) input as +ve 2023-24: 0; Gains in Water Available For Use / Savings in Demand under the selected programme (Ml/d) input as +ve 2024-25: 0; Gains in Water Available For Use / Savings in Demand under the selected programme (Ml/d) input as +ve 2025-26: 0.0091614; Gains in Water Available For Use / Savings in Demand under the selected programme (Ml/d) input as +ve 2026-27: 0.017192; Gains in Water Available For Use / Savings in Demand under the selected programme (Ml/d) input as +ve 2027-28: 0.024291; Gains in Water Available For Use / Savings in Demand under the selected programme (Ml/d) input as +ve 2028-29: 0.031003; Gains in Water Available For Use / Savings in Demand under the selected programme (Ml/d) input as +ve 2029-30: 0.037136; Gains in Water Available For Use / Savings in Demand under the selected programme (Ml/d) input as +ve 2030-31: 0.04324; Gains in Water Available For Use / Savings in Demand under the selected programme (Ml/d) input as +ve 2031-32: 0.049316; Gains in Water Available For Use / Savings in Demand under the selected programme (Ml/d) input as +ve 2032-33: 0.055389; Gains in Water Available For Use / Savings in Demand under the selected programme (Ml/d) input as +ve 2033-34: 0.061461; Gains in Water Available For Use / Savings in Demand under the selected programme (Ml/d) input as +ve 2034-35: 0.067534; Gains in Water Available For Use / Savings in Demand under the selected programme (Ml/d) input as +ve 2035-36: 0.07361; Gains in Water Available For Use / Savings in Demand under the selected programme (Ml/d) input as +ve 2036-37: 0.079696; Gains in Water Available For Use / Savings in Demand under the selected programme (Ml/d) input as +ve 2037-38: 0.085797; Gains in Water Available For Use / Savings in Demand under the selected programme (Ml/d) input as +ve 2038-39: 0.09192; Gains in Water Available For Use / Savings in Demand under the selected programme (Ml/d) input as +ve 2039-40: 0.09809; Gains in Water Available For Use / Savings in Demand under the selected programme (Ml/d) input as +ve 2040-41: 0.097995; Gains in Water Available For Use / Savings in Demand under the selected programme (Ml/d) input as +ve 2041-42: 0.098764; Gains in Water Available For Use / Savings in Demand under the selected programme (Ml/d) input as +ve 2042-43: 0.10026; Gains in Water Available For Use / Savings in Demand under the selected programme (Ml/d) input as +ve 2043-44: 0.1021; Gains in Water Available For Use / Savings in Demand under the selected programme (Ml/d) input as +ve 2044-45: 0.10441; Gains in Water Available For Use / Savings in Demand under the selected programme (Ml/d) input as +ve 2045-46: 0.10681; Gains in Water Available For Use / Savings in Demand under the selected programme (Ml/d) input as +ve 2046-47: 0.10931; Gains in Water Available For Use / Savings in Demand under the selected programme (Ml/d) input as +ve 2047-48: 0.1119; Gains in Water Available For Use / Savings in Demand under the selected programme (Ml/d) input as +ve 2048-49: 0.11456; Gains in Water Available For Use / Savings in Demand under the selected programme (Ml/d) input as +ve 2049-50: 0.11731
51dF | 3a WRMP24. Community Reward.AWSRTC | WEF 3a.AWSRTC | Water efficiency customer education / awareness | Customer Options | N | Ofwat Core | AWSRTC | Ml/d | 2 | Gains in Water Available For Use / Savings in Demand under the selected programme (Ml/d) input as +ve 2019-20: 0; Gains in Water Available For Use / Savings in Demand under the selected programme (Ml/d) input as +ve 2020-21: 0; Gains in Water Available For Use / Savings in Demand under the selected programme (Ml/d) input as +ve 2021-22: 0; Gains in Water Available For Use / Savings in Demand under the selected programme (Ml/d) input as +ve 2022-23: 0; Gains in Water Available For Use / Savings in Demand under the selected programme (Ml/d) input as +ve 2023-24: 0; Gains in Water Available For Use / Savings in Demand under the selected programme (Ml/d) input as +ve 2024-25: 0; Gains in Water Available For Use / Savings in Demand under the selected programme (Ml/d) input as +ve 2025-26: 0.0091614; Gains in Water Available For Use / Savings in Demand under the selected programme (Ml/d) input as +ve 2026-27: 0.017192; Gains in Water Available For Use / Savings in Demand under the selected programme (Ml/d) input as +ve 2027-28: 0.024291; Gains in Water Available For Use / Savings in Demand under the selected programme (Ml/d) input as +ve 2028-29: 0.031003; Gains in Water Available For Use / Savings in Demand under the selected programme (Ml/d) input as +ve 2029-30: 0.037136; Gains in Water Available For Use / Savings in Demand under the selected programme (Ml/d) input as +ve 2030-31: 0.04324; Gains in Water Available For Use / Savings in Demand under the selected programme (Ml/d) input as +ve 2031-32: 0.049316; Gains in Water Available For Use / Savings in Demand under the selected programme (Ml/d) input as +ve 2032-33: 0.055389; Gains in Water Available For Use / Savings in Demand under the selected programme (Ml/d) input as +ve 2033-34: 0.061461; Gains in Water Available For Use / Savings in Demand under the selected programme (Ml/d) input as +ve 2034-35: 0.067534; Gains in Water Available For Use / Savings in Demand under the selected programme (Ml/d) input as +ve 2035-36: 0.07361; Gains in Water Available For Use / Savings in Demand under the selected programme (Ml/d) input as +ve 2036-37: 0.079696; Gains in Water Available For Use / Savings in Demand under the selected programme (Ml/d) input as +ve 2037-38: 0.085797; Gains in Water Available For Use / Savings in Demand under the selected programme (Ml/d) input as +ve 2038-39: 0.09192; Gains in Water Available For Use / Savings in Demand under the selected programme (Ml/d) input as +ve 2039-40: 0.09809; Gains in Water Available For Use / Savings in Demand under the selected programme (Ml/d) input as +ve 2040-41: 0.097995; Gains in Water Available For Use / Savings in Demand under the selected programme (Ml/d) input as +ve 2041-42: 0.098764; Gains in Water Available For Use / Savings in Demand under the selected programme (Ml/d) input as +ve 2042-43: 0.10026; Gains in Water Available For Use / Savings in Demand under the selected programme (Ml/d) input as +ve 2043-44: 0.1021; Gains in Water Available For Use / Savings in Demand under the selected programme (Ml/d) input as +ve 2044-45: 0.10441; Gains in Water Available For Use / Savings in Demand under the selected programme (Ml/d) input as +ve 2045-46: 0.10681; Gains in Water Available For Use / Savings in Demand under the selected programme (Ml/d) input as +ve 2046-47: 0.10931; Gains in Water Available For Use / Savings in Demand under the selected programme (Ml/d) input as +ve 2047-48: 0.1119; Gains in Water Available For Use / Savings in Demand under the selected programme (Ml/d) input as +ve 2048-49: 0.11456; Gains in Water Available For Use / Savings in Demand under the selected programme (Ml/d) input as +ve 2049-50: 0.11731
51dP | 3a WRMP24. Community Reward.AWSRTC | WEF 3a.AWSRTC | Water efficiency customer education / awareness | Customer Options | N | Preferred | AWSRTC | Ml/d | 2 | Gains in Water Available For Use / Savings in Demand under the selected programme (Ml/d) input as +ve 2019-20: 0; Gains in Water Available For Use / Savings in Demand under the selected programme (Ml/d) input as +ve 2020-21: 0; Gains in Water Available For Use / Savings in Demand under the selected programme (Ml/d) input as +ve 2021-22: 0; Gains in Water Available For Use / Savings in Demand under the selected programme (Ml/d) input as +ve 2022-23: 0; Gains in Water Available For Use / Savings in Demand under the selected programme (Ml/d) input as +ve 2023-24: 0; Gains in Water Available For Use / Savings in Demand under the selected programme (Ml/d) input as +ve 2024-25: 0; Gains in Water Available For Use / Savings in Demand under the selected programme (Ml/d) input as +ve 2025-26: 0.0091614; Gains in Water Available For Use / Savings in Demand under the selected programme (Ml/d) input as +ve 2026-27: 0.017192; Gains in Water Available For Use / Savings in Demand under the selected programme (Ml/d) input as +ve 2027-28: 0.024291; Gains in Water Available For Use / Savings in Demand under the selected programme (Ml/d) input as +ve 2028-29: 0.031003; Gains in Water Available For Use / Savings in Demand under the selected programme (Ml/d) input as +ve 2029-30: 0.037136; Gains in Water Available For Use / Savings in Demand under the selected programme (Ml/d) input as +ve 2030-31: 0.04324; Gains in Water Available For Use / Savings in Demand under the selected programme (Ml/d) input as +ve 2031-32: 0.049316; Gains in Water Available For Use / Savings in Demand under the selected programme (Ml/d) input as +ve 2032-33: 0.055389; Gains in Water Available For Use / Savings in Demand under the selected programme (Ml/d) input as +ve 2033-34: 0.061461; Gains in Water Available For Use / Savings in Demand under the selected programme (Ml/d) input as +ve 2034-35: 0.067534; Gains in Water Available For Use / Savings in Demand under the selected programme (Ml/d) input as +ve 2035-36: 0.07361; Gains in Water Available For Use / Savings in Demand under the selected programme (Ml/d) input as +ve 2036-37: 0.079696; Gains in Water Available For Use / Savings in Demand under the selected programme (Ml/d) input as +ve 2037-38: 0.085797; Gains in Water Available For Use / Savings in Demand under the selected programme (Ml/d) input as +ve 2038-39: 0.09192; Gains in Water Available For Use / Savings in Demand under the selected programme (Ml/d) input as +ve 2039-40: 0.09809; Gains in Water Available For Use / Savings in Demand under the selected programme (Ml/d) input as +ve 2040-41: 0.097995; Gains in Water Available For Use / Savings in Demand under the selected programme (Ml/d) input as +ve 2041-42: 0.098764; Gains in Water Available For Use / Savings in Demand under the selected programme (Ml/d) input as +ve 2042-43: 0.10026; Gains in Water Available For Use / Savings in Demand under the selected programme (Ml/d) input as +ve 2043-44: 0.1021; Gains in Water Available For Use / Savings in Demand under the selected programme (Ml/d) input as +ve 2044-45: 0.10441; Gains in Water Available For Use / Savings in Demand under the selected programme (Ml/d) input as +ve 2045-46: 0.10681; Gains in Water Available For Use / Savings in Demand under the selected programme (Ml/d) input as +ve 2046-47: 0.10931; Gains in Water Available For Use / Savings in Demand under the selected programme (Ml/d) input as +ve 2047-48: 0.1119; Gains in Water Available For Use / Savings in Demand under the selected programme (Ml/d) input as +ve 2048-49: 0.11456; Gains in Water Available For Use / Savings in Demand under the selected programme (Ml/d) input as +ve 2049-50: 0.11731
51dF | 4a WRMP24. PL Uplift - Vulnerable Customers.AWSRTC | WEF 4a.AWSRTC | Other water efficiency | Customer Options | N | Least Cost | AWSRTC | Ml/d | 2 | Gains in Water Available For Use / Savings in Demand under the selected programme (Ml/d) input as +ve 2019-20: 0; Gains in Water Available For Use / Savings in Demand under the selected programme (Ml/d) input as +ve 2020-21: 0; Gains in Water Available For Use / Savings in Demand under the selected programme (Ml/d) input as +ve 2021-22: 0; Gains in Water Available For Use / Savings in Demand under the selected programme (Ml/d) input as +ve 2022-23: 0; Gains in Water Available For Use / Savings in Demand under the selected programme (Ml/d) input as +ve 2023-24: 0; Gains in Water Available For Use / Savings in Demand under the selected programme (Ml/d) input as +ve 2024-25: 0; Gains in Water Available For Use / Savings in Demand under the selected programme (Ml/d) input as +ve 2025-26: 0.017496; Gains in Water Available For Use / Savings in Demand under the selected programme (Ml/d) input as +ve 2026-27: 0.022409; Gains in Water Available For Use / Savings in Demand under the selected programme (Ml/d) input as +ve 2027-28: 0.027675; Gains in Water Available For Use / Savings in Demand under the selected programme (Ml/d) input as +ve 2028-29: 0.034737; Gains in Water Available For Use / Savings in Demand under the selected programme (Ml/d) input as +ve 2029-30: 0.040439; Gains in Water Available For Use / Savings in Demand under the selected programme (Ml/d) input as +ve 2030-31: 0.046188; Gains in Water Available For Use / Savings in Demand under the selected programme (Ml/d) input as +ve 2031-32: 0.052374; Gains in Water Available For Use / Savings in Demand under the selected programme (Ml/d) input as +ve 2032-33: 0.053447; Gains in Water Available For Use / Savings in Demand under the selected programme (Ml/d) input as +ve 2033-34: 0.054487; Gains in Water Available For Use / Savings in Demand under the selected programme (Ml/d) input as +ve 2034-35: 0.055481; Gains in Water Available For Use / Savings in Demand under the selected programme (Ml/d) input as +ve 2035-36: 0.056511; Gains in Water Available For Use / Savings in Demand under the selected programme (Ml/d) input as +ve 2036-37: 0.057572; Gains in Water Available For Use / Savings in Demand under the selected programme (Ml/d) input as +ve 2037-38: 0.058658; Gains in Water Available For Use / Savings in Demand under the selected programme (Ml/d) input as +ve 2038-39: 0.059759; Gains in Water Available For Use / Savings in Demand under the selected programme (Ml/d) input as +ve 2039-40: 0.060873; Gains in Water Available For Use / Savings in Demand under the selected programme (Ml/d) input as +ve 2040-41: 0.062001; Gains in Water Available For Use / Savings in Demand under the selected programme (Ml/d) input as +ve 2041-42: 0.063148; Gains in Water Available For Use / Savings in Demand under the selected programme (Ml/d) input as +ve 2042-43: 0.064316; Gains in Water Available For Use / Savings in Demand under the selected programme (Ml/d) input as +ve 2043-44: 0.065506; Gains in Water Available For Use / Savings in Demand under the selected programme (Ml/d) input as +ve 2044-45: 0.066656; Gains in Water Available For Use / Savings in Demand under the selected programme (Ml/d) input as +ve 2045-46: 0.067821; Gains in Water Available For Use / Savings in Demand under the selected programme (Ml/d) input as +ve 2046-47: 0.06901; Gains in Water Available For Use / Savings in Demand under the selected programme (Ml/d) input as +ve 2047-48: 0.070224; Gains in Water Available For Use / Savings in Demand under the selected programme (Ml/d) input as +ve 2048-49: 0.071462; Gains in Water Available For Use / Savings in Demand under the selected programme (Ml/d) input as +ve 2049-50: 0.07272
51dF | 4a WRMP24. PL Uplift - Vulnerable Customers.AWSRTC | WEF 4a.AWSRTC | Other water efficiency | Customer Options | N | Ofwat Core | AWSRTC | Ml/d | 2 | Gains in Water Available For Use / Savings in Demand under the selected programme (Ml/d) input as +ve 2019-20: 0; Gains in Water Available For Use / Savings in Demand under the selected programme (Ml/d) input as +ve 2020-21: 0; Gains in Water Available For Use / Savings in Demand under the selected programme (Ml/d) input as +ve 2021-22: 0; Gains in Water Available For Use / Savings in Demand under the selected programme (Ml/d) input as +ve 2022-23: 0; Gains in Water Available For Use / Savings in Demand under the selected programme (Ml/d) input as +ve 2023-24: 0; Gains in Water Available For Use / Savings in Demand under the selected programme (Ml/d) input as +ve 2024-25: 0; Gains in Water Available For Use / Savings in Demand under the selected programme (Ml/d) input as +ve 2025-26: 0.017496; Gains in Water Available For Use / Savings in Demand under the selected programme (Ml/d) input as +ve 2026-27: 0.022409; Gains in Water Available For Use / Savings in Demand under the selected programme (Ml/d) input as +ve 2027-28: 0.027675; Gains in Water Available For Use / Savings in Demand under the selected programme (Ml/d) input as +ve 2028-29: 0.034737; Gains in Water Available For Use / Savings in Demand under the selected programme (Ml/d) input as +ve 2029-30: 0.040439; Gains in Water Available For Use / Savings in Demand under the selected programme (Ml/d) input as +ve 2030-31: 0.046188; Gains in Water Available For Use / Savings in Demand under the selected programme (Ml/d) input as +ve 2031-32: 0.052374; Gains in Water Available For Use / Savings in Demand under the selected programme (Ml/d) input as +ve 2032-33: 0.053447; Gains in Water Available For Use / Savings in Demand under the selected programme (Ml/d) input as +ve 2033-34: 0.054487; Gains in Water Available For Use / Savings in Demand under the selected programme (Ml/d) input as +ve 2034-35: 0.055481; Gains in Water Available For Use / Savings in Demand under the selected programme (Ml/d) input as +ve 2035-36: 0.056511; Gains in Water Available For Use / Savings in Demand under the selected programme (Ml/d) input as +ve 2036-37: 0.057572; Gains in Water Available For Use / Savings in Demand under the selected programme (Ml/d) input as +ve 2037-38: 0.058658; Gains in Water Available For Use / Savings in Demand under the selected programme (Ml/d) input as +ve 2038-39: 0.059759; Gains in Water Available For Use / Savings in Demand under the selected programme (Ml/d) input as +ve 2039-40: 0.060873; Gains in Water Available For Use / Savings in Demand under the selected programme (Ml/d) input as +ve 2040-41: 0.062001; Gains in Water Available For Use / Savings in Demand under the selected programme (Ml/d) input as +ve 2041-42: 0.063148; Gains in Water Available For Use / Savings in Demand under the selected programme (Ml/d) input as +ve 2042-43: 0.064316; Gains in Water Available For Use / Savings in Demand under the selected programme (Ml/d) input as +ve 2043-44: 0.065506; Gains in Water Available For Use / Savings in Demand under the selected programme (Ml/d) input as +ve 2044-45: 0.066656; Gains in Water Available For Use / Savings in Demand under the selected programme (Ml/d) input as +ve 2045-46: 0.067821; Gains in Water Available For Use / Savings in Demand under the selected programme (Ml/d) input as +ve 2046-47: 0.06901; Gains in Water Available For Use / Savings in Demand under the selected programme (Ml/d) input as +ve 2047-48: 0.070224; Gains in Water Available For Use / Savings in Demand under the selected programme (Ml/d) input as +ve 2048-49: 0.071462; Gains in Water Available For Use / Savings in Demand under the selected programme (Ml/d) input as +ve 2049-50: 0.07272
51dP | 4a WRMP24. PL Uplift - Vulnerable Customers.AWSRTC | WEF 4a.AWSRTC | Other water efficiency | Customer Options | N | Preferred | AWSRTC | Ml/d | 2 | Gains in Water Available For Use / Savings in Demand under the selected programme (Ml/d) input as +ve 2019-20: 0; Gains in Water Available For Use / Savings in Demand under the selected programme (Ml/d) input as +ve 2020-21: 0; Gains in Water Available For Use / Savings in Demand under the selected programme (Ml/d) input as +ve 2021-22: 0; Gains in Water Available For Use / Savings in Demand under the selected programme (Ml/d) input as +ve 2022-23: 0; Gains in Water Available For Use / Savings in Demand under the selected programme (Ml/d) input as +ve 2023-24: 0; Gains in Water Available For Use / Savings in Demand under the selected programme (Ml/d) input as +ve 2024-25: 0; Gains in Water Available For Use / Savings in Demand under the selected programme (Ml/d) input as +ve 2025-26: 0.017496; Gains in Water Available For Use / Savings in Demand under the selected programme (Ml/d) input as +ve 2026-27: 0.022409; Gains in Water Available For Use / Savings in Demand under the selected programme (Ml/d) input as +ve 2027-28: 0.027675; Gains in Water Available For Use / Savings in Demand under the selected programme (Ml/d) input as +ve 2028-29: 0.034737; Gains in Water Available For Use / Savings in Demand under the selected programme (Ml/d) input as +ve 2029-30: 0.040439; Gains in Water Available For Use / Savings in Demand under the selected programme (Ml/d) input as +ve 2030-31: 0.046188; Gains in Water Available For Use / Savings in Demand under the selected programme (Ml/d) input as +ve 2031-32: 0.052374; Gains in Water Available For Use / Savings in Demand under the selected programme (Ml/d) input as +ve 2032-33: 0.053447; Gains in Water Available For Use / Savings in Demand under the selected programme (Ml/d) input as +ve 2033-34: 0.054487; Gains in Water Available For Use / Savings in Demand under the selected programme (Ml/d) input as +ve 2034-35: 0.055481; Gains in Water Available For Use / Savings in Demand under the selected programme (Ml/d) input as +ve 2035-36: 0.056511; Gains in Water Available For Use / Savings in Demand under the selected programme (Ml/d) input as +ve 2036-37: 0.057572; Gains in Water Available For Use / Savings in Demand under the selected programme (Ml/d) input as +ve 2037-38: 0.058658; Gains in Water Available For Use / Savings in Demand under the selected programme (Ml/d) input as +ve 2038-39: 0.059759; Gains in Water Available For Use / Savings in Demand under the selected programme (Ml/d) input as +ve 2039-40: 0.060873; Gains in Water Available For Use / Savings in Demand under the selected programme (Ml/d) input as +ve 2040-41: 0.062001; Gains in Water Available For Use / Savings in Demand under the selected programme (Ml/d) input as +ve 2041-42: 0.063148; Gains in Water Available For Use / Savings in Demand under the selected programme (Ml/d) input as +ve 2042-43: 0.064316; Gains in Water Available For Use / Savings in Demand under the selected programme (Ml/d) input as +ve 2043-44: 0.065506; Gains in Water Available For Use / Savings in Demand under the selected programme (Ml/d) input as +ve 2044-45: 0.066656; Gains in Water Available For Use / Savings in Demand under the selected programme (Ml/d) input as +ve 2045-46: 0.067821; Gains in Water Available For Use / Savings in Demand under the selected programme (Ml/d) input as +ve 2046-47: 0.06901; Gains in Water Available For Use / Savings in Demand under the selected programme (Ml/d) input as +ve 2047-48: 0.070224; Gains in Water Available For Use / Savings in Demand under the selected programme (Ml/d) input as +ve 2048-49: 0.071462; Gains in Water Available For Use / Savings in Demand under the selected programme (Ml/d) input as +ve 2049-50: 0.07272
51dF | 4c-PL WRMP24. PL uplift - Non-Vulnerable Customers.AWSRTC | WEF 4c-PL.AWSRTC | Other water efficiency | Customer Options | N | Least Cost | AWSRTC | Ml/d | 2 | Gains in Water Available For Use / Savings in Demand under the selected programme (Ml/d) input as +ve 2019-20: 0; Gains in Water Available For Use / Savings in Demand under the selected programme (Ml/d) input as +ve 2020-21: 0; Gains in Water Available For Use / Savings in Demand under the selected programme (Ml/d) input as +ve 2021-22: 0; Gains in Water Available For Use / Savings in Demand under the selected programme (Ml/d) input as +ve 2022-23: 0; Gains in Water Available For Use / Savings in Demand under the selected programme (Ml/d) input as +ve 2023-24: 0; Gains in Water Available For Use / Savings in Demand under the selected programme (Ml/d) input as +ve 2024-25: 0; Gains in Water Available For Use / Savings in Demand under the selected programme (Ml/d) input as +ve 2025-26: 0.15106; Gains in Water Available For Use / Savings in Demand under the selected programme (Ml/d) input as +ve 2026-27: 0.19348; Gains in Water Available For Use / Savings in Demand under the selected programme (Ml/d) input as +ve 2027-28: 0.23894; Gains in Water Available For Use / Savings in Demand under the selected programme (Ml/d) input as +ve 2028-29: 0.29992; Gains in Water Available For Use / Savings in Demand under the selected programme (Ml/d) input as +ve 2029-30: 0.34915; Gains in Water Available For Use / Savings in Demand under the selected programme (Ml/d) input as +ve 2030-31: 0.39879; Gains in Water Available For Use / Savings in Demand under the selected programme (Ml/d) input as +ve 2031-32: 0.4522; Gains in Water Available For Use / Savings in Demand under the selected programme (Ml/d) input as +ve 2032-33: 0.46146; Gains in Water Available For Use / Savings in Demand under the selected programme (Ml/d) input as +ve 2033-34: 0.47045; Gains in Water Available For Use / Savings in Demand under the selected programme (Ml/d) input as +ve 2034-35: 0.47903; Gains in Water Available For Use / Savings in Demand under the selected programme (Ml/d) input as +ve 2035-36: 0.48792; Gains in Water Available For Use / Savings in Demand under the selected programme (Ml/d) input as +ve 2036-37: 0.49708; Gains in Water Available For Use / Savings in Demand under the selected programme (Ml/d) input as +ve 2037-38: 0.50646; Gains in Water Available For Use / Savings in Demand under the selected programme (Ml/d) input as +ve 2038-39: 0.51596; Gains in Water Available For Use / Savings in Demand under the selected programme (Ml/d) input as +ve 2039-40: 0.52558; Gains in Water Available For Use / Savings in Demand under the selected programme (Ml/d) input as +ve 2040-41: 0.53532; Gains in Water Available For Use / Savings in Demand under the selected programme (Ml/d) input as +ve 2041-42: 0.54523; Gains in Water Available For Use / Savings in Demand under the selected programme (Ml/d) input as +ve 2042-43: 0.55531; Gains in Water Available For Use / Savings in Demand under the selected programme (Ml/d) input as +ve 2043-44: 0.56558; Gains in Water Available For Use / Savings in Demand under the selected programme (Ml/d) input as +ve 2044-45: 0.57552; Gains in Water Available For Use / Savings in Demand under the selected programme (Ml/d) input as +ve 2045-46: 0.58557; Gains in Water Available For Use / Savings in Demand under the selected programme (Ml/d) input as +ve 2046-47: 0.59584; Gains in Water Available For Use / Savings in Demand under the selected programme (Ml/d) input as +ve 2047-48: 0.60632; Gains in Water Available For Use / Savings in Demand under the selected programme (Ml/d) input as +ve 2048-49: 0.61701; Gains in Water Available For Use / Savings in Demand under the selected programme (Ml/d) input as +ve 2049-50: 0.62787
51dF | 4c-PL WRMP24. PL uplift - Non-Vulnerable Customers.AWSRTC | WEF 4c-PL.AWSRTC | Other water efficiency | Customer Options | N | Ofwat Core | AWSRTC | Ml/d | 2 | Gains in Water Available For Use / Savings in Demand under the selected programme (Ml/d) input as +ve 2019-20: 0; Gains in Water Available For Use / Savings in Demand under the selected programme (Ml/d) input as +ve 2020-21: 0; Gains in Water Available For Use / Savings in Demand under the selected programme (Ml/d) input as +ve 2021-22: 0; Gains in Water Available For Use / Savings in Demand under the selected programme (Ml/d) input as +ve 2022-23: 0; Gains in Water Available For Use / Savings in Demand under the selected programme (Ml/d) input as +ve 2023-24: 0; Gains in Water Available For Use / Savings in Demand under the selected programme (Ml/d) input as +ve 2024-25: 0; Gains in Water Available For Use / Savings in Demand under the selected programme (Ml/d) input as +ve 2025-26: 0.15106; Gains in Water Available For Use / Savings in Demand under the selected programme (Ml/d) input as +ve 2026-27: 0.19348; Gains in Water Available For Use / Savings in Demand under the selected programme (Ml/d) input as +ve 2027-28: 0.23894; Gains in Water Available For Use / Savings in Demand under the selected programme (Ml/d) input as +ve 2028-29: 0.29992; Gains in Water Available For Use / Savings in Demand under the selected programme (Ml/d) input as +ve 2029-30: 0.34915; Gains in Water Available For Use / Savings in Demand under the selected programme (Ml/d) input as +ve 2030-31: 0.39879; Gains in Water Available For Use / Savings in Demand under the selected programme (Ml/d) input as +ve 2031-32: 0.4522; Gains in Water Available For Use / Savings in Demand under the selected programme (Ml/d) input as +ve 2032-33: 0.46146; Gains in Water Available For Use / Savings in Demand under the selected programme (Ml/d) input as +ve 2033-34: 0.47045; Gains in Water Available For Use / Savings in Demand under the selected programme (Ml/d) input as +ve 2034-35: 0.47903; Gains in Water Available For Use / Savings in Demand under the selected programme (Ml/d) input as +ve 2035-36: 0.48792; Gains in Water Available For Use / Savings in Demand under the selected programme (Ml/d) input as +ve 2036-37: 0.49708; Gains in Water Available For Use / Savings in Demand under the selected programme (Ml/d) input as +ve 2037-38: 0.50646; Gains in Water Available For Use / Savings in Demand under the selected programme (Ml/d) input as +ve 2038-39: 0.51596; Gains in Water Available For Use / Savings in Demand under the selected programme (Ml/d) input as +ve 2039-40: 0.52558; Gains in Water Available For Use / Savings in Demand under the selected programme (Ml/d) input as +ve 2040-41: 0.53532; Gains in Water Available For Use / Savings in Demand under the selected programme (Ml/d) input as +ve 2041-42: 0.54523; Gains in Water Available For Use / Savings in Demand under the selected programme (Ml/d) input as +ve 2042-43: 0.55531; Gains in Water Available For Use / Savings in Demand under the selected programme (Ml/d) input as +ve 2043-44: 0.56558; Gains in Water Available For Use / Savings in Demand under the selected programme (Ml/d) input as +ve 2044-45: 0.57552; Gains in Water Available For Use / Savings in Demand under the selected programme (Ml/d) input as +ve 2045-46: 0.58557; Gains in Water Available For Use / Savings in Demand under the selected programme (Ml/d) input as +ve 2046-47: 0.59584; Gains in Water Available For Use / Savings in Demand under the selected programme (Ml/d) input as +ve 2047-48: 0.60632; Gains in Water Available For Use / Savings in Demand under the selected programme (Ml/d) input as +ve 2048-49: 0.61701; Gains in Water Available For Use / Savings in Demand under the selected programme (Ml/d) input as +ve 2049-50: 0.62787
51dP | 4c-PL WRMP24. PL uplift - Non-Vulnerable Customers.AWSRTC | WEF 4c-PL.AWSRTC | Other water efficiency | Customer Options | N | Preferred | AWSRTC | Ml/d | 2 | Gains in Water Available For Use / Savings in Demand under the selected programme (Ml/d) input as +ve 2019-20: 0; Gains in Water Available For Use / Savings in Demand under the selected programme (Ml/d) input as +ve 2020-21: 0; Gains in Water Available For Use / Savings in Demand under the selected programme (Ml/d) input as +ve 2021-22: 0; Gains in Water Available For Use / Savings in Demand under the selected programme (Ml/d) input as +ve 2022-23: 0; Gains in Water Available For Use / Savings in Demand under the selected programme (Ml/d) input as +ve 2023-24: 0; Gains in Water Available For Use / Savings in Demand under the selected programme (Ml/d) input as +ve 2024-25: 0; Gains in Water Available For Use / Savings in Demand under the selected programme (Ml/d) input as +ve 2025-26: 0.15106; Gains in Water Available For Use / Savings in Demand under the selected programme (Ml/d) input as +ve 2026-27: 0.19348; Gains in Water Available For Use / Savings in Demand under the selected programme (Ml/d) input as +ve 2027-28: 0.23894; Gains in Water Available For Use / Savings in Demand under the selected programme (Ml/d) input as +ve 2028-29: 0.29992; Gains in Water Available For Use / Savings in Demand under the selected programme (Ml/d) input as +ve 2029-30: 0.34915; Gains in Water Available For Use / Savings in Demand under the selected programme (Ml/d) input as +ve 2030-31: 0.39879; Gains in Water Available For Use / Savings in Demand under the selected programme (Ml/d) input as +ve 2031-32: 0.4522; Gains in Water Available For Use / Savings in Demand under the selected programme (Ml/d) input as +ve 2032-33: 0.46146; Gains in Water Available For Use / Savings in Demand under the selected programme (Ml/d) input as +ve 2033-34: 0.47045; Gains in Water Available For Use / Savings in Demand under the selected programme (Ml/d) input as +ve 2034-35: 0.47903; Gains in Water Available For Use / Savings in Demand under the selected programme (Ml/d) input as +ve 2035-36: 0.48792; Gains in Water Available For Use / Savings in Demand under the selected programme (Ml/d) input as +ve 2036-37: 0.49708; Gains in Water Available For Use / Savings in Demand under the selected programme (Ml/d) input as +ve 2037-38: 0.50646; Gains in Water Available For Use / Savings in Demand under the selected programme (Ml/d) input as +ve 2038-39: 0.51596; Gains in Water Available For Use / Savings in Demand under the selected programme (Ml/d) input as +ve 2039-40: 0.52558; Gains in Water Available For Use / Savings in Demand under the selected programme (Ml/d) input as +ve 2040-41: 0.53532; Gains in Water Available For Use / Savings in Demand under the selected programme (Ml/d) input as +ve 2041-42: 0.54523; Gains in Water Available For Use / Savings in Demand under the selected programme (Ml/d) input as +ve 2042-43: 0.55531; Gains in Water Available For Use / Savings in Demand under the selected programme (Ml/d) input as +ve 2043-44: 0.56558; Gains in Water Available For Use / Savings in Demand under the selected programme (Ml/d) input as +ve 2044-45: 0.57552; Gains in Water Available For Use / Savings in Demand under the selected programme (Ml/d) input as +ve 2045-46: 0.58557; Gains in Water Available For Use / Savings in Demand under the selected programme (Ml/d) input as +ve 2046-47: 0.59584; Gains in Water Available For Use / Savings in Demand under the selected programme (Ml/d) input as +ve 2047-48: 0.60632; Gains in Water Available For Use / Savings in Demand under the selected programme (Ml/d) input as +ve 2048-49: 0.61701; Gains in Water Available For Use / Savings in Demand under the selected programme (Ml/d) input as +ve 2049-50: 0.62787
51dF | 4d WRMP24. Leaky Loos Campaign.AWSRTC | WEF 4d.AWSRTC | Other water efficiency | Customer Options | N | Least Cost | AWSRTC | Ml/d | 2 | Gains in Water Available For Use / Savings in Demand under the selected programme (Ml/d) input as +ve 2019-20: 0; Gains in Water Available For Use / Savings in Demand under the selected programme (Ml/d) input as +ve 2020-21: 0; Gains in Water Available For Use / Savings in Demand under the selected programme (Ml/d) input as +ve 2021-22: 0; Gains in Water Available For Use / Savings in Demand under the selected programme (Ml/d) input as +ve 2022-23: 0; Gains in Water Available For Use / Savings in Demand under the selected programme (Ml/d) input as +ve 2023-24: 0; Gains in Water Available For Use / Savings in Demand under the selected programme (Ml/d) input as +ve 2024-25: 0; Gains in Water Available For Use / Savings in Demand under the selected programme (Ml/d) input as +ve 2025-26: 0.010197; Gains in Water Available For Use / Savings in Demand under the selected programme (Ml/d) input as +ve 2026-27: 0.020444; Gains in Water Available For Use / Savings in Demand under the selected programme (Ml/d) input as +ve 2027-28: 0.030744; Gains in Water Available For Use / Savings in Demand under the selected programme (Ml/d) input as +ve 2028-29: 0.0361; Gains in Water Available For Use / Savings in Demand under the selected programme (Ml/d) input as +ve 2029-30: 0.041456; Gains in Water Available For Use / Savings in Demand under the selected programme (Ml/d) input as +ve 2030-31: 0.041456; Gains in Water Available For Use / Savings in Demand under the selected programme (Ml/d) input as +ve 2031-32: 0.041456; Gains in Water Available For Use / Savings in Demand under the selected programme (Ml/d) input as +ve 2032-33: 0.041456; Gains in Water Available For Use / Savings in Demand under the selected programme (Ml/d) input as +ve 2033-34: 0.041456; Gains in Water Available For Use / Savings in Demand under the selected programme (Ml/d) input as +ve 2034-35: 0.041456; Gains in Water Available For Use / Savings in Demand under the selected programme (Ml/d) input as +ve 2035-36: 0.041456; Gains in Water Available For Use / Savings in Demand under the selected programme (Ml/d) input as +ve 2036-37: 0.041456; Gains in Water Available For Use / Savings in Demand under the selected programme (Ml/d) input as +ve 2037-38: 0.041456; Gains in Water Available For Use / Savings in Demand under the selected programme (Ml/d) input as +ve 2038-39: 0.041456; Gains in Water Available For Use / Savings in Demand under the selected programme (Ml/d) input as +ve 2039-40: 0.041456; Gains in Water Available For Use / Savings in Demand under the selected programme (Ml/d) input as +ve 2040-41: 0.031259; Gains in Water Available For Use / Savings in Demand under the selected programme (Ml/d) input as +ve 2041-42: 0.021012; Gains in Water Available For Use / Savings in Demand under the selected programme (Ml/d) input as +ve 2042-43: 0.010712; Gains in Water Available For Use / Savings in Demand under the selected programme (Ml/d) input as +ve 2043-44: 0.0053559; Gains in Water Available For Use / Savings in Demand under the selected programme (Ml/d) input as +ve 2044-45: 0; Gains in Water Available For Use / Savings in Demand under the selected programme (Ml/d) input as +ve 2045-46: 0; Gains in Water Available For Use / Savings in Demand under the selected programme (Ml/d) input as +ve 2046-47: 0; Gains in Water Available For Use / Savings in Demand under the selected programme (Ml/d) input as +ve 2047-48: 0; Gains in Water Available For Use / Savings in Demand under the selected programme (Ml/d) input as +ve 2048-49: 0; Gains in Water Available For Use / Savings in Demand under the selected programme (Ml/d) input as +ve 2049-50: 0
51dF | 4d WRMP24. Leaky Loos Campaign.AWSRTC | WEF 4d.AWSRTC | Other water efficiency | Customer Options | N | Ofwat Core | AWSRTC | Ml/d | 2 | Gains in Water Available For Use / Savings in Demand under the selected programme (Ml/d) input as +ve 2019-20: 0; Gains in Water Available For Use / Savings in Demand under the selected programme (Ml/d) input as +ve 2020-21: 0; Gains in Water Available For Use / Savings in Demand under the selected programme (Ml/d) input as +ve 2021-22: 0; Gains in Water Available For Use / Savings in Demand under the selected programme (Ml/d) input as +ve 2022-23: 0; Gains in Water Available For Use / Savings in Demand under the selected programme (Ml/d) input as +ve 2023-24: 0; Gains in Water Available For Use / Savings in Demand under the selected programme (Ml/d) input as +ve 2024-25: 0; Gains in Water Available For Use / Savings in Demand under the selected programme (Ml/d) input as +ve 2025-26: 0.010197; Gains in Water Available For Use / Savings in Demand under the selected programme (Ml/d) input as +ve 2026-27: 0.020444; Gains in Water Available For Use / Savings in Demand under the selected programme (Ml/d) input as +ve 2027-28: 0.030744; Gains in Water Available For Use / Savings in Demand under the selected programme (Ml/d) input as +ve 2028-29: 0.0361; Gains in Water Available For Use / Savings in Demand under the selected programme (Ml/d) input as +ve 2029-30: 0.041456; Gains in Water Available For Use / Savings in Demand under the selected programme (Ml/d) input as +ve 2030-31: 0.041456; Gains in Water Available For Use / Savings in Demand under the selected programme (Ml/d) input as +ve 2031-32: 0.041456; Gains in Water Available For Use / Savings in Demand under the selected programme (Ml/d) input as +ve 2032-33: 0.041456; Gains in Water Available For Use / Savings in Demand under the selected programme (Ml/d) input as +ve 2033-34: 0.041456; Gains in Water Available For Use / Savings in Demand under the selected programme (Ml/d) input as +ve 2034-35: 0.041456; Gains in Water Available For Use / Savings in Demand under the selected programme (Ml/d) input as +ve 2035-36: 0.041456; Gains in Water Available For Use / Savings in Demand under the selected programme (Ml/d) input as +ve 2036-37: 0.041456; Gains in Water Available For Use / Savings in Demand under the selected programme (Ml/d) input as +ve 2037-38: 0.041456; Gains in Water Available For Use / Savings in Demand under the selected programme (Ml/d) input as +ve 2038-39: 0.041456; Gains in Water Available For Use / Savings in Demand under the selected programme (Ml/d) input as +ve 2039-40: 0.041456; Gains in Water Available For Use / Savings in Demand under the selected programme (Ml/d) input as +ve 2040-41: 0.031259; Gains in Water Available For Use / Savings in Demand under the selected programme (Ml/d) input as +ve 2041-42: 0.021012; Gains in Water Available For Use / Savings in Demand under the selected programme (Ml/d) input as +ve 2042-43: 0.010712; Gains in Water Available For Use / Savings in Demand under the selected programme (Ml/d) input as +ve 2043-44: 0.0053559; Gains in Water Available For Use / Savings in Demand under the selected programme (Ml/d) input as +ve 2044-45: 0; Gains in Water Available For Use / Savings in Demand under the selected programme (Ml/d) input as +ve 2045-46: 0; Gains in Water Available For Use / Savings in Demand under the selected programme (Ml/d) input as +ve 2046-47: 0; Gains in Water Available For Use / Savings in Demand under the selected programme (Ml/d) input as +ve 2047-48: 0; Gains in Water Available For Use / Savings in Demand under the selected programme (Ml/d) input as +ve 2048-49: 0; Gains in Water Available For Use / Savings in Demand under the selected programme (Ml/d) input as +ve 2049-50: 0
51dP | 4d WRMP24. Leaky Loos Campaign.AWSRTC | WEF 4d.AWSRTC | Other water efficiency | Customer Options | N | Preferred | AWSRTC | Ml/d | 2 | Gains in Water Available For Use / Savings in Demand under the selected programme (Ml/d) input as +ve 2019-20: 0; Gains in Water Available For Use / Savings in Demand under the selected programme (Ml/d) input as +ve 2020-21: 0; Gains in Water Available For Use / Savings in Demand under the selected programme (Ml/d) input as +ve 2021-22: 0; Gains in Water Available For Use / Savings in Demand under the selected programme (Ml/d) input as +ve 2022-23: 0; Gains in Water Available For Use / Savings in Demand under the selected programme (Ml/d) input as +ve 2023-24: 0; Gains in Water Available For Use / Savings in Demand under the selected programme (Ml/d) input as +ve 2024-25: 0; Gains in Water Available For Use / Savings in Demand under the selected programme (Ml/d) input as +ve 2025-26: 0.010197; Gains in Water Available For Use / Savings in Demand under the selected programme (Ml/d) input as +ve 2026-27: 0.020444; Gains in Water Available For Use / Savings in Demand under the selected programme (Ml/d) input as +ve 2027-28: 0.030744; Gains in Water Available For Use / Savings in Demand under the selected programme (Ml/d) input as +ve 2028-29: 0.0361; Gains in Water Available For Use / Savings in Demand under the selected programme (Ml/d) input as +ve 2029-30: 0.041456; Gains in Water Available For Use / Savings in Demand under the selected programme (Ml/d) input as +ve 2030-31: 0.041456; Gains in Water Available For Use / Savings in Demand under the selected programme (Ml/d) input as +ve 2031-32: 0.041456; Gains in Water Available For Use / Savings in Demand under the selected programme (Ml/d) input as +ve 2032-33: 0.041456; Gains in Water Available For Use / Savings in Demand under the selected programme (Ml/d) input as +ve 2033-34: 0.041456; Gains in Water Available For Use / Savings in Demand under the selected programme (Ml/d) input as +ve 2034-35: 0.041456; Gains in Water Available For Use / Savings in Demand under the selected programme (Ml/d) input as +ve 2035-36: 0.041456; Gains in Water Available For Use / Savings in Demand under the selected programme (Ml/d) input as +ve 2036-37: 0.041456; Gains in Water Available For Use / Savings in Demand under the selected programme (Ml/d) input as +ve 2037-38: 0.041456; Gains in Water Available For Use / Savings in Demand under the selected programme (Ml/d) input as +ve 2038-39: 0.041456; Gains in Water Available For Use / Savings in Demand under the selected programme (Ml/d) input as +ve 2039-40: 0.041456; Gains in Water Available For Use / Savings in Demand under the selected programme (Ml/d) input as +ve 2040-41: 0.031259; Gains in Water Available For Use / Savings in Demand under the selected programme (Ml/d) input as +ve 2041-42: 0.021012; Gains in Water Available For Use / Savings in Demand under the selected programme (Ml/d) input as +ve 2042-43: 0.010712; Gains in Water Available For Use / Savings in Demand under the selected programme (Ml/d) input as +ve 2043-44: 0.0053559; Gains in Water Available For Use / Savings in Demand under the selected programme (Ml/d) input as +ve 2044-45: 0; Gains in Water Available For Use / Savings in Demand under the selected programme (Ml/d) input as +ve 2045-46: 0; Gains in Water Available For Use / Savings in Demand under the selected programme (Ml/d) input as +ve 2046-47: 0; Gains in Water Available For Use / Savings in Demand under the selected programme (Ml/d) input as +ve 2047-48: 0; Gains in Water Available For Use / Savings in Demand under the selected programme (Ml/d) input as +ve 2048-49: 0; Gains in Water Available For Use / Savings in Demand under the selected programme (Ml/d) input as +ve 2049-50: 0
51cF | Find and Fix.AWSRTC | Find and Fix.AWSRTC | Active leakage management | Distribution Options | N | Least Cost | AWSRTC | Ml/d | 2 | Gains in Water Available For Use / Savings in Demand under the selected programme (Ml/d) input as +ve 2019-20: 0; Gains in Water Available For Use / Savings in Demand under the selected programme (Ml/d) input as +ve 2020-21: 0; Gains in Water Available For Use / Savings in Demand under the selected programme (Ml/d) input as +ve 2021-22: 0; Gains in Water Available For Use / Savings in Demand under the selected programme (Ml/d) input as +ve 2022-23: 0; Gains in Water Available For Use / Savings in Demand under the selected programme (Ml/d) input as +ve 2023-24: 0; Gains in Water Available For Use / Savings in Demand under the selected programme (Ml/d) input as +ve 2024-25: 0; Gains in Water Available For Use / Savings in Demand under the selected programme (Ml/d) input as +ve 2025-26: 0; Gains in Water Available For Use / Savings in Demand under the selected programme (Ml/d) input as +ve 2026-27: 0; Gains in Water Available For Use / Savings in Demand under the selected programme (Ml/d) input as +ve 2027-28: 0; Gains in Water Available For Use / Savings in Demand under the selected programme (Ml/d) input as +ve 2028-29: 0; Gains in Water Available For Use / Savings in Demand under the selected programme (Ml/d) input as +ve 2029-30: 0; Gains in Water Available For Use / Savings in Demand under the selected programme (Ml/d) input as +ve 2030-31: 0; Gains in Water Available For Use / Savings in Demand under the selected programme (Ml/d) input as +ve 2031-32: 0.026719; Gains in Water Available For Use / Savings in Demand under the selected programme (Ml/d) input as +ve 2032-33: 0.026719; Gains in Water Available For Use / Savings in Demand under the selected programme (Ml/d) input as +ve 2033-34: 0.026719; Gains in Water Available For Use / Savings in Demand under the selected programme (Ml/d) input as +ve 2034-35: 0.026719; Gains in Water Available For Use / Savings in Demand under the selected programme (Ml/d) input as +ve 2035-36: 0.026719; Gains in Water Available For Use / Savings in Demand under the selected programme (Ml/d) input as +ve 2036-37: 0.065314; Gains in Water Available For Use / Savings in Demand under the selected programme (Ml/d) input as +ve 2037-38: 0.084011; Gains in Water Available For Use / Savings in Demand under the selected programme (Ml/d) input as +ve 2038-39: 0.084011; Gains in Water Available For Use / Savings in Demand under the selected programme (Ml/d) input as +ve 2039-40: 0.084011; Gains in Water Available For Use / Savings in Demand under the selected programme (Ml/d) input as +ve 2040-41: 0.098413; Gains in Water Available For Use / Savings in Demand under the selected programme (Ml/d) input as +ve 2041-42: 0.098413; Gains in Water Available For Use / Savings in Demand under the selected programme (Ml/d) input as +ve 2042-43: 0.098413; Gains in Water Available For Use / Savings in Demand under the selected programme (Ml/d) input as +ve 2043-44: 0.10963; Gains in Water Available For Use / Savings in Demand under the selected programme (Ml/d) input as +ve 2044-45: 0.10963; Gains in Water Available For Use / Savings in Demand under the selected programme (Ml/d) input as +ve 2045-46: 0.14828; Gains in Water Available For Use / Savings in Demand under the selected programme (Ml/d) input as +ve 2046-47: 0.14828; Gains in Water Available For Use / Savings in Demand under the selected programme (Ml/d) input as +ve 2047-48: 0.15558; Gains in Water Available For Use / Savings in Demand under the selected programme (Ml/d) input as +ve 2048-49: 0.16919; Gains in Water Available For Use / Savings in Demand under the selected programme (Ml/d) input as +ve 2049-50: 0.17557
51cF | Find and Fix.AWSRTC | Find and Fix.AWSRTC | Active leakage management | Distribution Options | N | Ofwat Core | AWSRTC | Ml/d | 2 | Gains in Water Available For Use / Savings in Demand under the selected programme (Ml/d) input as +ve 2019-20: 0; Gains in Water Available For Use / Savings in Demand under the selected programme (Ml/d) input as +ve 2020-21: 0; Gains in Water Available For Use / Savings in Demand under the selected programme (Ml/d) input as +ve 2021-22: 0; Gains in Water Available For Use / Savings in Demand under the selected programme (Ml/d) input as +ve 2022-23: 0; Gains in Water Available For Use / Savings in Demand under the selected programme (Ml/d) input as +ve 2023-24: 0; Gains in Water Available For Use / Savings in Demand under the selected programme (Ml/d) input as +ve 2024-25: 0; Gains in Water Available For Use / Savings in Demand under the selected programme (Ml/d) input as +ve 2025-26: 0; Gains in Water Available For Use / Savings in Demand under the selected programme (Ml/d) input as +ve 2026-27: 0; Gains in Water Available For Use / Savings in Demand under the selected programme (Ml/d) input as +ve 2027-28: 0; Gains in Water Available For Use / Savings in Demand under the selected programme (Ml/d) input as +ve 2028-29: 0; Gains in Water Available For Use / Savings in Demand under the selected programme (Ml/d) input as +ve 2029-30: 0; Gains in Water Available For Use / Savings in Demand under the selected programme (Ml/d) input as +ve 2030-31: 0; Gains in Water Available For Use / Savings in Demand under the selected programme (Ml/d) input as +ve 2031-32: 0.026719; Gains in Water Available For Use / Savings in Demand under the selected programme (Ml/d) input as +ve 2032-33: 0.026719; Gains in Water Available For Use / Savings in Demand under the selected programme (Ml/d) input as +ve 2033-34: 0.026719; Gains in Water Available For Use / Savings in Demand under the selected programme (Ml/d) input as +ve 2034-35: 0.026719; Gains in Water Available For Use / Savings in Demand under the selected programme (Ml/d) input as +ve 2035-36: 0.026719; Gains in Water Available For Use / Savings in Demand under the selected programme (Ml/d) input as +ve 2036-37: 0.065314; Gains in Water Available For Use / Savings in Demand under the selected programme (Ml/d) input as +ve 2037-38: 0.084011; Gains in Water Available For Use / Savings in Demand under the selected programme (Ml/d) input as +ve 2038-39: 0.084011; Gains in Water Available For Use / Savings in Demand under the selected programme (Ml/d) input as +ve 2039-40: 0.084011; Gains in Water Available For Use / Savings in Demand under the selected programme (Ml/d) input as +ve 2040-41: 0.098413; Gains in Water Available For Use / Savings in Demand under the selected programme (Ml/d) input as +ve 2041-42: 0.098413; Gains in Water Available For Use / Savings in Demand under the selected programme (Ml/d) input as +ve 2042-43: 0.098413; Gains in Water Available For Use / Savings in Demand under the selected programme (Ml/d) input as +ve 2043-44: 0.10963; Gains in Water Available For Use / Savings in Demand under the selected programme (Ml/d) input as +ve 2044-45: 0.10963; Gains in Water Available For Use / Savings in Demand under the selected programme (Ml/d) input as +ve 2045-46: 0.14828; Gains in Water Available For Use / Savings in Demand under the selected programme (Ml/d) input as +ve 2046-47: 0.14828; Gains in Water Available For Use / Savings in Demand under the selected programme (Ml/d) input as +ve 2047-48: 0.15558; Gains in Water Available For Use / Savings in Demand under the selected programme (Ml/d) input as +ve 2048-49: 0.16919; Gains in Water Available For Use / Savings in Demand under the selected programme (Ml/d) input as +ve 2049-50: 0.17557
51cP | Find and Fix.AWSRTC | Find and Fix.AWSRTC | Active leakage management | Distribution Options | N | Preferred | AWSRTC | Ml/d | 2 | Gains in Water Available For Use / Savings in Demand under the selected programme (Ml/d) input as +ve 2019-20: 0; Gains in Water Available For Use / Savings in Demand under the selected programme (Ml/d) input as +ve 2020-21: 0; Gains in Water Available For Use / Savings in Demand under the selected programme (Ml/d) input as +ve 2021-22: 0; Gains in Water Available For Use / Savings in Demand under the selected programme (Ml/d) input as +ve 2022-23: 0; Gains in Water Available For Use / Savings in Demand under the selected programme (Ml/d) input as +ve 2023-24: 0; Gains in Water Available For Use / Savings in Demand under the selected programme (Ml/d) input as +ve 2024-25: 0; Gains in Water Available For Use / Savings in Demand under the selected programme (Ml/d) input as +ve 2025-26: 0; Gains in Water Available For Use / Savings in Demand under the selected programme (Ml/d) input as +ve 2026-27: 0; Gains in Water Available For Use / Savings in Demand under the selected programme (Ml/d) input as +ve 2027-28: 0; Gains in Water Available For Use / Savings in Demand under the selected programme (Ml/d) input as +ve 2028-29: 0; Gains in Water Available For Use / Savings in Demand under the selected programme (Ml/d) input as +ve 2029-30: 0; Gains in Water Available For Use / Savings in Demand under the selected programme (Ml/d) input as +ve 2030-31: 0; Gains in Water Available For Use / Savings in Demand under the selected programme (Ml/d) input as +ve 2031-32: 0.026719; Gains in Water Available For Use / Savings in Demand under the selected programme (Ml/d) input as +ve 2032-33: 0.026719; Gains in Water Available For Use / Savings in Demand under the selected programme (Ml/d) input as +ve 2033-34: 0.026719; Gains in Water Available For Use / Savings in Demand under the selected programme (Ml/d) input as +ve 2034-35: 0.026719; Gains in Water Available For Use / Savings in Demand under the selected programme (Ml/d) input as +ve 2035-36: 0.026719; Gains in Water Available For Use / Savings in Demand under the selected programme (Ml/d) input as +ve 2036-37: 0.065314; Gains in Water Available For Use / Savings in Demand under the selected programme (Ml/d) input as +ve 2037-38: 0.084011; Gains in Water Available For Use / Savings in Demand under the selected programme (Ml/d) input as +ve 2038-39: 0.084011; Gains in Water Available For Use / Savings in Demand under the selected programme (Ml/d) input as +ve 2039-40: 0.084011; Gains in Water Available For Use / Savings in Demand under the selected programme (Ml/d) input as +ve 2040-41: 0.098413; Gains in Water Available For Use / Savings in Demand under the selected programme (Ml/d) input as +ve 2041-42: 0.098413; Gains in Water Available For Use / Savings in Demand under the selected programme (Ml/d) input as +ve 2042-43: 0.098413; Gains in Water Available For Use / Savings in Demand under the selected programme (Ml/d) input as +ve 2043-44: 0.10963; Gains in Water Available For Use / Savings in Demand under the selected programme (Ml/d) input as +ve 2044-45: 0.10963; Gains in Water Available For Use / Savings in Demand under the selected programme (Ml/d) input as +ve 2045-46: 0.14828; Gains in Water Available For Use / Savings in Demand under the selected programme (Ml/d) input as +ve 2046-47: 0.14828; Gains in Water Available For Use / Savings in Demand under the selected programme (Ml/d) input as +ve 2047-48: 0.15558; Gains in Water Available For Use / Savings in Demand under the selected programme (Ml/d) input as +ve 2048-49: 0.16919; Gains in Water Available For Use / Savings in Demand under the selected programme (Ml/d) input as +ve 2049-50: 0.17557
51dF | G2. Mandatory water labelling.AWSRTC | WEF g2.AWSRTC | Water efficiency customer education / awareness | Customer Options | N | Least Cost | AWSRTC | Ml/d | 2 | Gains in Water Available For Use / Savings in Demand under the selected programme (Ml/d) input as +ve 2019-20: 0; Gains in Water Available For Use / Savings in Demand under the selected programme (Ml/d) input as +ve 2020-21: 0; Gains in Water Available For Use / Savings in Demand under the selected programme (Ml/d) input as +ve 2021-22: 0; Gains in Water Available For Use / Savings in Demand under the selected programme (Ml/d) input as +ve 2022-23: 0; Gains in Water Available For Use / Savings in Demand under the selected programme (Ml/d) input as +ve 2023-24: 0; Gains in Water Available For Use / Savings in Demand under the selected programme (Ml/d) input as +ve 2024-25: 0; Gains in Water Available For Use / Savings in Demand under the selected programme (Ml/d) input as +ve 2025-26: 0; Gains in Water Available For Use / Savings in Demand under the selected programme (Ml/d) input as +ve 2026-27: 0; Gains in Water Available For Use / Savings in Demand under the selected programme (Ml/d) input as +ve 2027-28: 0; Gains in Water Available For Use / Savings in Demand under the selected programme (Ml/d) input as +ve 2028-29: 0.12259; Gains in Water Available For Use / Savings in Demand under the selected programme (Ml/d) input as +ve 2029-30: 0.24843; Gains in Water Available For Use / Savings in Demand under the selected programme (Ml/d) input as +ve 2030-31: 0.3771; Gains in Water Available For Use / Savings in Demand under the selected programme (Ml/d) input as +ve 2031-32: 0.50833; Gains in Water Available For Use / Savings in Demand under the selected programme (Ml/d) input as +ve 2032-33: 0.64258; Gains in Water Available For Use / Savings in Demand under the selected programme (Ml/d) input as +ve 2033-34: 0.77961; Gains in Water Available For Use / Savings in Demand under the selected programme (Ml/d) input as +ve 2034-35: 1.1886; Gains in Water Available For Use / Savings in Demand under the selected programme (Ml/d) input as +ve 2035-36: 1.6071; Gains in Water Available For Use / Savings in Demand under the selected programme (Ml/d) input as +ve 2036-37: 2.036; Gains in Water Available For Use / Savings in Demand under the selected programme (Ml/d) input as +ve 2037-38: 2.477; Gains in Water Available For Use / Savings in Demand under the selected programme (Ml/d) input as +ve 2038-39: 2.9301; Gains in Water Available For Use / Savings in Demand under the selected programme (Ml/d) input as +ve 2039-40: 3.4034; Gains in Water Available For Use / Savings in Demand under the selected programme (Ml/d) input as +ve 2040-41: 3.8903; Gains in Water Available For Use / Savings in Demand under the selected programme (Ml/d) input as +ve 2041-42: 4.3924; Gains in Water Available For Use / Savings in Demand under the selected programme (Ml/d) input as +ve 2042-43: 4.9116; Gains in Water Available For Use / Savings in Demand under the selected programme (Ml/d) input as +ve 2043-44: 5.4482; Gains in Water Available For Use / Savings in Demand under the selected programme (Ml/d) input as +ve 2044-45: 5.6847; Gains in Water Available For Use / Savings in Demand under the selected programme (Ml/d) input as +ve 2045-46: 5.9275; Gains in Water Available For Use / Savings in Demand under the selected programme (Ml/d) input as +ve 2046-47: 6.1779; Gains in Water Available For Use / Savings in Demand under the selected programme (Ml/d) input as +ve 2047-48: 6.4356; Gains in Water Available For Use / Savings in Demand under the selected programme (Ml/d) input as +ve 2048-49: 6.7007; Gains in Water Available For Use / Savings in Demand under the selected programme (Ml/d) input as +ve 2049-50: 6.9726
51dF | G2. Mandatory water labelling.AWSRTC | WEF g2.AWSRTC | Water efficiency customer education / awareness | Customer Options | N | Ofwat Core | AWSRTC | Ml/d | 2 | Gains in Water Available For Use / Savings in Demand under the selected programme (Ml/d) input as +ve 2019-20: 0; Gains in Water Available For Use / Savings in Demand under the selected programme (Ml/d) input as +ve 2020-21: 0; Gains in Water Available For Use / Savings in Demand under the selected programme (Ml/d) input as +ve 2021-22: 0; Gains in Water Available For Use / Savings in Demand under the selected programme (Ml/d) input as +ve 2022-23: 0; Gains in Water Available For Use / Savings in Demand under the selected programme (Ml/d) input as +ve 2023-24: 0; Gains in Water Available For Use / Savings in Demand under the selected programme (Ml/d) input as +ve 2024-25: 0; Gains in Water Available For Use / Savings in Demand under the selected programme (Ml/d) input as +ve 2025-26: 0; Gains in Water Available For Use / Savings in Demand under the selected programme (Ml/d) input as +ve 2026-27: 0; Gains in Water Available For Use / Savings in Demand under the selected programme (Ml/d) input as +ve 2027-28: 0; Gains in Water Available For Use / Savings in Demand under the selected programme (Ml/d) input as +ve 2028-29: 0.12259; Gains in Water Available For Use / Savings in Demand under the selected programme (Ml/d) input as +ve 2029-30: 0.24843; Gains in Water Available For Use / Savings in Demand under the selected programme (Ml/d) input as +ve 2030-31: 0.3771; Gains in Water Available For Use / Savings in Demand under the selected programme (Ml/d) input as +ve 2031-32: 0.50833; Gains in Water Available For Use / Savings in Demand under the selected programme (Ml/d) input as +ve 2032-33: 0.64258; Gains in Water Available For Use / Savings in Demand under the selected programme (Ml/d) input as +ve 2033-34: 0.77961; Gains in Water Available For Use / Savings in Demand under the selected programme (Ml/d) input as +ve 2034-35: 1.1886; Gains in Water Available For Use / Savings in Demand under the selected programme (Ml/d) input as +ve 2035-36: 1.6071; Gains in Water Available For Use / Savings in Demand under the selected programme (Ml/d) input as +ve 2036-37: 2.036; Gains in Water Available For Use / Savings in Demand under the selected programme (Ml/d) input as +ve 2037-38: 2.477; Gains in Water Available For Use / Savings in Demand under the selected programme (Ml/d) input as +ve 2038-39: 2.9301; Gains in Water Available For Use / Savings in Demand under the selected programme (Ml/d) input as +ve 2039-40: 3.4034; Gains in Water Available For Use / Savings in Demand under the selected programme (Ml/d) input as +ve 2040-41: 3.8903; Gains in Water Available For Use / Savings in Demand under the selected programme (Ml/d) input as +ve 2041-42: 4.3924; Gains in Water Available For Use / Savings in Demand under the selected programme (Ml/d) input as +ve 2042-43: 4.9116; Gains in Water Available For Use / Savings in Demand under the selected programme (Ml/d) input as +ve 2043-44: 5.4482; Gains in Water Available For Use / Savings in Demand under the selected programme (Ml/d) input as +ve 2044-45: 5.6847; Gains in Water Available For Use / Savings in Demand under the selected programme (Ml/d) input as +ve 2045-46: 5.9275; Gains in Water Available For Use / Savings in Demand under the selected programme (Ml/d) input as +ve 2046-47: 6.1779; Gains in Water Available For Use / Savings in Demand under the selected programme (Ml/d) input as +ve 2047-48: 6.4356; Gains in Water Available For Use / Savings in Demand under the selected programme (Ml/d) input as +ve 2048-49: 6.7007; Gains in Water Available For Use / Savings in Demand under the selected programme (Ml/d) input as +ve 2049-50: 6.9726
51dP | G2. Mandatory water labelling.AWSRTC | WEF g2.AWSRTC | Water efficiency customer education / awareness | Customer Options | N | Preferred | AWSRTC | Ml/d | 2 | Gains in Water Available For Use / Savings in Demand under the selected programme (Ml/d) input as +ve 2019-20: 0; Gains in Water Available For Use / Savings in Demand under the selected programme (Ml/d) input as +ve 2020-21: 0; Gains in Water Available For Use / Savings in Demand under the selected programme (Ml/d) input as +ve 2021-22: 0; Gains in Water Available For Use / Savings in Demand under the selected programme (Ml/d) input as +ve 2022-23: 0; Gains in Water Available For Use / Savings in Demand under the selected programme (Ml/d) input as +ve 2023-24: 0; Gains in Water Available For Use / Savings in Demand under the selected programme (Ml/d) input as +ve 2024-25: 0; Gains in Water Available For Use / Savings in Demand under the selected programme (Ml/d) input as +ve 2025-26: 0; Gains in Water Available For Use / Savings in Demand under the selected programme (Ml/d) input as +ve 2026-27: 0; Gains in Water Available For Use / Savings in Demand under the selected programme (Ml/d) input as +ve 2027-28: 0; Gains in Water Available For Use / Savings in Demand under the selected programme (Ml/d) input as +ve 2028-29: 0.12259; Gains in Water Available For Use / Savings in Demand under the selected programme (Ml/d) input as +ve 2029-30: 0.24843; Gains in Water Available For Use / Savings in Demand under the selected programme (Ml/d) input as +ve 2030-31: 0.3771; Gains in Water Available For Use / Savings in Demand under the selected programme (Ml/d) input as +ve 2031-32: 0.50833; Gains in Water Available For Use / Savings in Demand under the selected programme (Ml/d) input as +ve 2032-33: 0.64258; Gains in Water Available For Use / Savings in Demand under the selected programme (Ml/d) input as +ve 2033-34: 0.77961; Gains in Water Available For Use / Savings in Demand under the selected programme (Ml/d) input as +ve 2034-35: 1.1886; Gains in Water Available For Use / Savings in Demand under the selected programme (Ml/d) input as +ve 2035-36: 1.6071; Gains in Water Available For Use / Savings in Demand under the selected programme (Ml/d) input as +ve 2036-37: 2.036; Gains in Water Available For Use / Savings in Demand under the selected programme (Ml/d) input as +ve 2037-38: 2.477; Gains in Water Available For Use / Savings in Demand under the selected programme (Ml/d) input as +ve 2038-39: 2.9301; Gains in Water Available For Use / Savings in Demand under the selected programme (Ml/d) input as +ve 2039-40: 3.4034; Gains in Water Available For Use / Savings in Demand under the selected programme (Ml/d) input as +ve 2040-41: 3.8903; Gains in Water Available For Use / Savings in Demand under the selected programme (Ml/d) input as +ve 2041-42: 4.3924; Gains in Water Available For Use / Savings in Demand under the selected programme (Ml/d) input as +ve 2042-43: 4.9116; Gains in Water Available For Use / Savings in Demand under the selected programme (Ml/d) input as +ve 2043-44: 5.4482; Gains in Water Available For Use / Savings in Demand under the selected programme (Ml/d) input as +ve 2044-45: 5.6847; Gains in Water Available For Use / Savings in Demand under the selected programme (Ml/d) input as +ve 2045-46: 5.9275; Gains in Water Available For Use / Savings in Demand under the selected programme (Ml/d) input as +ve 2046-47: 6.1779; Gains in Water Available For Use / Savings in Demand under the selected programme (Ml/d) input as +ve 2047-48: 6.4356; Gains in Water Available For Use / Savings in Demand under the selected programme (Ml/d) input as +ve 2048-49: 6.7007; Gains in Water Available For Use / Savings in Demand under the selected programme (Ml/d) input as +ve 2049-50: 6.9726
51dF | LEA: NHH. NHH CSPL repairs.AWSRTC | LEA: NHH. NHH CSPL repairs.AWSRTC | Supply pipe repairs / replacement | Customer Options | N | Least Cost | AWSRTC | Ml/d | 2 | Gains in Water Available For Use / Savings in Demand under the selected programme (Ml/d) input as +ve 2019-20: 0; Gains in Water Available For Use / Savings in Demand under the selected programme (Ml/d) input as +ve 2020-21: 0; Gains in Water Available For Use / Savings in Demand under the selected programme (Ml/d) input as +ve 2021-22: 0; Gains in Water Available For Use / Savings in Demand under the selected programme (Ml/d) input as +ve 2022-23: 0; Gains in Water Available For Use / Savings in Demand under the selected programme (Ml/d) input as +ve 2023-24: 0; Gains in Water Available For Use / Savings in Demand under the selected programme (Ml/d) input as +ve 2024-25: 0; Gains in Water Available For Use / Savings in Demand under the selected programme (Ml/d) input as +ve 2025-26: 0.0019081; Gains in Water Available For Use / Savings in Demand under the selected programme (Ml/d) input as +ve 2026-27: 0.0036544; Gains in Water Available For Use / Savings in Demand under the selected programme (Ml/d) input as +ve 2027-28: 0.0052298; Gains in Water Available For Use / Savings in Demand under the selected programme (Ml/d) input as +ve 2028-29: 0.0067741; Gains in Water Available For Use / Savings in Demand under the selected programme (Ml/d) input as +ve 2029-30: 0.0082685; Gains in Water Available For Use / Savings in Demand under the selected programme (Ml/d) input as +ve 2030-31: 0.0097636; Gains in Water Available For Use / Savings in Demand under the selected programme (Ml/d) input as +ve 2031-32: 0.011258; Gains in Water Available For Use / Savings in Demand under the selected programme (Ml/d) input as +ve 2032-33: 0.01275; Gains in Water Available For Use / Savings in Demand under the selected programme (Ml/d) input as +ve 2033-34: 0.014239; Gains in Water Available For Use / Savings in Demand under the selected programme (Ml/d) input as +ve 2034-35: 0.015725; Gains in Water Available For Use / Savings in Demand under the selected programme (Ml/d) input as +ve 2035-36: 0.017209; Gains in Water Available For Use / Savings in Demand under the selected programme (Ml/d) input as +ve 2036-37: 0.018691; Gains in Water Available For Use / Savings in Demand under the selected programme (Ml/d) input as +ve 2037-38: 0.020171; Gains in Water Available For Use / Savings in Demand under the selected programme (Ml/d) input as +ve 2038-39: 0.021651; Gains in Water Available For Use / Savings in Demand under the selected programme (Ml/d) input as +ve 2039-40: 0.02313; Gains in Water Available For Use / Savings in Demand under the selected programme (Ml/d) input as +ve 2040-41: 0.024609; Gains in Water Available For Use / Savings in Demand under the selected programme (Ml/d) input as +ve 2041-42: 0.026087; Gains in Water Available For Use / Savings in Demand under the selected programme (Ml/d) input as +ve 2042-43: 0.027567; Gains in Water Available For Use / Savings in Demand under the selected programme (Ml/d) input as +ve 2043-44: 0.029046; Gains in Water Available For Use / Savings in Demand under the selected programme (Ml/d) input as +ve 2044-45: 0.030527; Gains in Water Available For Use / Savings in Demand under the selected programme (Ml/d) input as +ve 2045-46: 0.032008; Gains in Water Available For Use / Savings in Demand under the selected programme (Ml/d) input as +ve 2046-47: 0.033491; Gains in Water Available For Use / Savings in Demand under the selected programme (Ml/d) input as +ve 2047-48: 0.034975; Gains in Water Available For Use / Savings in Demand under the selected programme (Ml/d) input as +ve 2048-49: 0.036461; Gains in Water Available For Use / Savings in Demand under the selected programme (Ml/d) input as +ve 2049-50: 0.037948
51dF | LEA: NHH. NHH CSPL repairs.AWSRTC | LEA: NHH. NHH CSPL repairs.AWSRTC | Supply pipe repairs / replacement | Customer Options | N | Ofwat Core | AWSRTC | Ml/d | 2 | Gains in Water Available For Use / Savings in Demand under the selected programme (Ml/d) input as +ve 2019-20: 0; Gains in Water Available For Use / Savings in Demand under the selected programme (Ml/d) input as +ve 2020-21: 0; Gains in Water Available For Use / Savings in Demand under the selected programme (Ml/d) input as +ve 2021-22: 0; Gains in Water Available For Use / Savings in Demand under the selected programme (Ml/d) input as +ve 2022-23: 0; Gains in Water Available For Use / Savings in Demand under the selected programme (Ml/d) input as +ve 2023-24: 0; Gains in Water Available For Use / Savings in Demand under the selected programme (Ml/d) input as +ve 2024-25: 0; Gains in Water Available For Use / Savings in Demand under the selected programme (Ml/d) input as +ve 2025-26: 0.0019081; Gains in Water Available For Use / Savings in Demand under the selected programme (Ml/d) input as +ve 2026-27: 0.0036544; Gains in Water Available For Use / Savings in Demand under the selected programme (Ml/d) input as +ve 2027-28: 0.0052298; Gains in Water Available For Use / Savings in Demand under the selected programme (Ml/d) input as +ve 2028-29: 0.0067741; Gains in Water Available For Use / Savings in Demand under the selected programme (Ml/d) input as +ve 2029-30: 0.0082685; Gains in Water Available For Use / Savings in Demand under the selected programme (Ml/d) input as +ve 2030-31: 0.0097636; Gains in Water Available For Use / Savings in Demand under the selected programme (Ml/d) input as +ve 2031-32: 0.011258; Gains in Water Available For Use / Savings in Demand under the selected programme (Ml/d) input as +ve 2032-33: 0.01275; Gains in Water Available For Use / Savings in Demand under the selected programme (Ml/d) input as +ve 2033-34: 0.014239; Gains in Water Available For Use / Savings in Demand under the selected programme (Ml/d) input as +ve 2034-35: 0.015725; Gains in Water Available For Use / Savings in Demand under the selected programme (Ml/d) input as +ve 2035-36: 0.017209; Gains in Water Available For Use / Savings in Demand under the selected programme (Ml/d) input as +ve 2036-37: 0.018691; Gains in Water Available For Use / Savings in Demand under the selected programme (Ml/d) input as +ve 2037-38: 0.020171; Gains in Water Available For Use / Savings in Demand under the selected programme (Ml/d) input as +ve 2038-39: 0.021651; Gains in Water Available For Use / Savings in Demand under the selected programme (Ml/d) input as +ve 2039-40: 0.02313; Gains in Water Available For Use / Savings in Demand under the selected programme (Ml/d) input as +ve 2040-41: 0.024609; Gains in Water Available For Use / Savings in Demand under the selected programme (Ml/d) input as +ve 2041-42: 0.026087; Gains in Water Available For Use / Savings in Demand under the selected programme (Ml/d) input as +ve 2042-43: 0.027567; Gains in Water Available For Use / Savings in Demand under the selected programme (Ml/d) input as +ve 2043-44: 0.029046; Gains in Water Available For Use / Savings in Demand under the selected programme (Ml/d) input as +ve 2044-45: 0.030527; Gains in Water Available For Use / Savings in Demand under the selected programme (Ml/d) input as +ve 2045-46: 0.032008; Gains in Water Available For Use / Savings in Demand under the selected programme (Ml/d) input as +ve 2046-47: 0.033491; Gains in Water Available For Use / Savings in Demand under the selected programme (Ml/d) input as +ve 2047-48: 0.034975; Gains in Water Available For Use / Savings in Demand under the selected programme (Ml/d) input as +ve 2048-49: 0.036461; Gains in Water Available For Use / Savings in Demand under the selected programme (Ml/d) input as +ve 2049-50: 0.037948
51dP | LEA: NHH. NHH CSPL repairs.AWSRTC | LEA: NHH. NHH CSPL repairs.AWSRTC | Supply pipe repairs / replacement | Customer Options | N | Preferred | AWSRTC | Ml/d | 2 | Gains in Water Available For Use / Savings in Demand under the selected programme (Ml/d) input as +ve 2019-20: 0; Gains in Water Available For Use / Savings in Demand under the selected programme (Ml/d) input as +ve 2020-21: 0; Gains in Water Available For Use / Savings in Demand under the selected programme (Ml/d) input as +ve 2021-22: 0; Gains in Water Available For Use / Savings in Demand under the selected programme (Ml/d) input as +ve 2022-23: 0; Gains in Water Available For Use / Savings in Demand under the selected programme (Ml/d) input as +ve 2023-24: 0; Gains in Water Available For Use / Savings in Demand under the selected programme (Ml/d) input as +ve 2024-25: 0; Gains in Water Available For Use / Savings in Demand under the selected programme (Ml/d) input as +ve 2025-26: 0.0019081; Gains in Water Available For Use / Savings in Demand under the selected programme (Ml/d) input as +ve 2026-27: 0.0036544; Gains in Water Available For Use / Savings in Demand under the selected programme (Ml/d) input as +ve 2027-28: 0.0052298; Gains in Water Available For Use / Savings in Demand under the selected programme (Ml/d) input as +ve 2028-29: 0.0067741; Gains in Water Available For Use / Savings in Demand under the selected programme (Ml/d) input as +ve 2029-30: 0.0082685; Gains in Water Available For Use / Savings in Demand under the selected programme (Ml/d) input as +ve 2030-31: 0.0097636; Gains in Water Available For Use / Savings in Demand under the selected programme (Ml/d) input as +ve 2031-32: 0.011258; Gains in Water Available For Use / Savings in Demand under the selected programme (Ml/d) input as +ve 2032-33: 0.01275; Gains in Water Available For Use / Savings in Demand under the selected programme (Ml/d) input as +ve 2033-34: 0.014239; Gains in Water Available For Use / Savings in Demand under the selected programme (Ml/d) input as +ve 2034-35: 0.015725; Gains in Water Available For Use / Savings in Demand under the selected programme (Ml/d) input as +ve 2035-36: 0.017209; Gains in Water Available For Use / Savings in Demand under the selected programme (Ml/d) input as +ve 2036-37: 0.018691; Gains in Water Available For Use / Savings in Demand under the selected programme (Ml/d) input as +ve 2037-38: 0.020171; Gains in Water Available For Use / Savings in Demand under the selected programme (Ml/d) input as +ve 2038-39: 0.021651; Gains in Water Available For Use / Savings in Demand under the selected programme (Ml/d) input as +ve 2039-40: 0.02313; Gains in Water Available For Use / Savings in Demand under the selected programme (Ml/d) input as +ve 2040-41: 0.024609; Gains in Water Available For Use / Savings in Demand under the selected programme (Ml/d) input as +ve 2041-42: 0.026087; Gains in Water Available For Use / Savings in Demand under the selected programme (Ml/d) input as +ve 2042-43: 0.027567; Gains in Water Available For Use / Savings in Demand under the selected programme (Ml/d) input as +ve 2043-44: 0.029046; Gains in Water Available For Use / Savings in Demand under the selected programme (Ml/d) input as +ve 2044-45: 0.030527; Gains in Water Available For Use / Savings in Demand under the selected programme (Ml/d) input as +ve 2045-46: 0.032008; Gains in Water Available For Use / Savings in Demand under the selected programme (Ml/d) input as +ve 2046-47: 0.033491; Gains in Water Available For Use / Savings in Demand under the selected programme (Ml/d) input as +ve 2047-48: 0.034975; Gains in Water Available For Use / Savings in Demand under the selected programme (Ml/d) input as +ve 2048-49: 0.036461; Gains in Water Available For Use / Savings in Demand under the selected programme (Ml/d) input as +ve 2049-50: 0.037948
51cF | Mains Replacement (MR1500).AWSRTC | Mains Replacement (MR1500).AWSRTC | Mains replacement (not trunk mains) | Distribution Options | N | Ofwat Core | AWSRTC | Ml/d | 2 | Gains in Water Available For Use / Savings in Demand under the selected programme (Ml/d) input as +ve 2019-20: 0; Gains in Water Available For Use / Savings in Demand under the selected programme (Ml/d) input as +ve 2020-21: 0; Gains in Water Available For Use / Savings in Demand under the selected programme (Ml/d) input as +ve 2021-22: 0; Gains in Water Available For Use / Savings in Demand under the selected programme (Ml/d) input as +ve 2022-23: 0; Gains in Water Available For Use / Savings in Demand under the selected programme (Ml/d) input as +ve 2023-24: 0; Gains in Water Available For Use / Savings in Demand under the selected programme (Ml/d) input as +ve 2024-25: 0; Gains in Water Available For Use / Savings in Demand under the selected programme (Ml/d) input as +ve 2025-26: 0; Gains in Water Available For Use / Savings in Demand under the selected programme (Ml/d) input as +ve 2026-27: 0; Gains in Water Available For Use / Savings in Demand under the selected programme (Ml/d) input as +ve 2027-28: 0; Gains in Water Available For Use / Savings in Demand under the selected programme (Ml/d) input as +ve 2028-29: 0; Gains in Water Available For Use / Savings in Demand under the selected programme (Ml/d) input as +ve 2029-30: 0; Gains in Water Available For Use / Savings in Demand under the selected programme (Ml/d) input as +ve 2030-31: 0; Gains in Water Available For Use / Savings in Demand under the selected programme (Ml/d) input as +ve 2031-32: 0; Gains in Water Available For Use / Savings in Demand under the selected programme (Ml/d) input as +ve 2032-33: 0; Gains in Water Available For Use / Savings in Demand under the selected programme (Ml/d) input as +ve 2033-34: 0.32958; Gains in Water Available For Use / Savings in Demand under the selected programme (Ml/d) input as +ve 2034-35: 0.32958; Gains in Water Available For Use / Savings in Demand under the selected programme (Ml/d) input as +ve 2035-36: 0.3131; Gains in Water Available For Use / Savings in Demand under the selected programme (Ml/d) input as +ve 2036-37: 0.3131; Gains in Water Available For Use / Savings in Demand under the selected programme (Ml/d) input as +ve 2037-38: 0.3131; Gains in Water Available For Use / Savings in Demand under the selected programme (Ml/d) input as +ve 2038-39: 0.3131; Gains in Water Available For Use / Savings in Demand under the selected programme (Ml/d) input as +ve 2039-40: 0.3131; Gains in Water Available For Use / Savings in Demand under the selected programme (Ml/d) input as +ve 2040-41: 0.30981; Gains in Water Available For Use / Savings in Demand under the selected programme (Ml/d) input as +ve 2041-42: 0.30816; Gains in Water Available For Use / Savings in Demand under the selected programme (Ml/d) input as +ve 2042-43: 0.30816; Gains in Water Available For Use / Savings in Demand under the selected programme (Ml/d) input as +ve 2043-44: 0.30816; Gains in Water Available For Use / Savings in Demand under the selected programme (Ml/d) input as +ve 2044-45: 0.30816; Gains in Water Available For Use / Savings in Demand under the selected programme (Ml/d) input as +ve 2045-46: 0.30816; Gains in Water Available For Use / Savings in Demand under the selected programme (Ml/d) input as +ve 2046-47: 0.30816; Gains in Water Available For Use / Savings in Demand under the selected programme (Ml/d) input as +ve 2047-48: 0.43799; Gains in Water Available For Use / Savings in Demand under the selected programme (Ml/d) input as +ve 2048-49: 0.5578; Gains in Water Available For Use / Savings in Demand under the selected programme (Ml/d) input as +ve 2049-50: 0.5578
51cP | Mains Replacement (MRMax).AWSRTC | Mains Replacement (MRMax).AWSRTC | Mains replacement (not trunk mains) | Distribution Options | N | Preferred | AWSRTC | Ml/d | 2 | Gains in Water Available For Use / Savings in Demand under the selected programme (Ml/d) input as +ve 2019-20: 0; Gains in Water Available For Use / Savings in Demand under the selected programme (Ml/d) input as +ve 2020-21: 0; Gains in Water Available For Use / Savings in Demand under the selected programme (Ml/d) input as +ve 2021-22: 0; Gains in Water Available For Use / Savings in Demand under the selected programme (Ml/d) input as +ve 2022-23: 0; Gains in Water Available For Use / Savings in Demand under the selected programme (Ml/d) input as +ve 2023-24: 0; Gains in Water Available For Use / Savings in Demand under the selected programme (Ml/d) input as +ve 2024-25: 0; Gains in Water Available For Use / Savings in Demand under the selected programme (Ml/d) input as +ve 2025-26: 0; Gains in Water Available For Use / Savings in Demand under the selected programme (Ml/d) input as +ve 2026-27: 0; Gains in Water Available For Use / Savings in Demand under the selected programme (Ml/d) input as +ve 2027-28: 0; Gains in Water Available For Use / Savings in Demand under the selected programme (Ml/d) input as +ve 2028-29: 0; Gains in Water Available For Use / Savings in Demand under the selected programme (Ml/d) input as +ve 2029-30: 0; Gains in Water Available For Use / Savings in Demand under the selected programme (Ml/d) input as +ve 2030-31: 0.55917; Gains in Water Available For Use / Savings in Demand under the selected programme (Ml/d) input as +ve 2031-32: 0.55917; Gains in Water Available For Use / Savings in Demand under the selected programme (Ml/d) input as +ve 2032-33: 0.55917; Gains in Water Available For Use / Savings in Demand under the selected programme (Ml/d) input as +ve 2033-34: 0.88875; Gains in Water Available For Use / Savings in Demand under the selected programme (Ml/d) input as +ve 2034-35: 0.88875; Gains in Water Available For Use / Savings in Demand under the selected programme (Ml/d) input as +ve 2035-36: 0.84431; Gains in Water Available For Use / Savings in Demand under the selected programme (Ml/d) input as +ve 2036-37: 1.0287; Gains in Water Available For Use / Savings in Demand under the selected programme (Ml/d) input as +ve 2037-38: 1.0287; Gains in Water Available For Use / Savings in Demand under the selected programme (Ml/d) input as +ve 2038-39: 1.0287; Gains in Water Available For Use / Savings in Demand under the selected programme (Ml/d) input as +ve 2039-40: 1.2823; Gains in Water Available For Use / Savings in Demand under the selected programme (Ml/d) input as +ve 2040-41: 1.2688; Gains in Water Available For Use / Savings in Demand under the selected programme (Ml/d) input as +ve 2041-42: 1.2621; Gains in Water Available For Use / Savings in Demand under the selected programme (Ml/d) input as +ve 2042-43: 1.3487; Gains in Water Available For Use / Savings in Demand under the selected programme (Ml/d) input as +ve 2043-44: 1.4079; Gains in Water Available For Use / Savings in Demand under the selected programme (Ml/d) input as +ve 2044-45: 1.4079; Gains in Water Available For Use / Savings in Demand under the selected programme (Ml/d) input as +ve 2045-46: 1.4079; Gains in Water Available For Use / Savings in Demand under the selected programme (Ml/d) input as +ve 2046-47: 1.4447; Gains in Water Available For Use / Savings in Demand under the selected programme (Ml/d) input as +ve 2047-48: 1.557; Gains in Water Available For Use / Savings in Demand under the selected programme (Ml/d) input as +ve 2048-49: 1.6342; Gains in Water Available For Use / Savings in Demand under the selected programme (Ml/d) input as +ve 2049-50: 1.6342
51dF | NHH. NHH PL repairs.AWSRTC | NHH. NHH PL repairs.AWSRTC | Non-household water audit | Customer Options | N | Least Cost | AWSRTC | Ml/d | 2 | Gains in Water Available For Use / Savings in Demand under the selected programme (Ml/d) input as +ve 2019-20: 0; Gains in Water Available For Use / Savings in Demand under the selected programme (Ml/d) input as +ve 2020-21: 0; Gains in Water Available For Use / Savings in Demand under the selected programme (Ml/d) input as +ve 2021-22: 0; Gains in Water Available For Use / Savings in Demand under the selected programme (Ml/d) input as +ve 2022-23: 0; Gains in Water Available For Use / Savings in Demand under the selected programme (Ml/d) input as +ve 2023-24: 0; Gains in Water Available For Use / Savings in Demand under the selected programme (Ml/d) input as +ve 2024-25: 0; Gains in Water Available For Use / Savings in Demand under the selected programme (Ml/d) input as +ve 2025-26: 0.051898; Gains in Water Available For Use / Savings in Demand under the selected programme (Ml/d) input as +ve 2026-27: 0.099392; Gains in Water Available For Use / Savings in Demand under the selected programme (Ml/d) input as +ve 2027-28: 0.14224; Gains in Water Available For Use / Savings in Demand under the selected programme (Ml/d) input as +ve 2028-29: 0.18424; Gains in Water Available For Use / Savings in Demand under the selected programme (Ml/d) input as +ve 2029-30: 0.22489; Gains in Water Available For Use / Savings in Demand under the selected programme (Ml/d) input as +ve 2030-31: 0.26555; Gains in Water Available For Use / Savings in Demand under the selected programme (Ml/d) input as +ve 2031-32: 0.3062; Gains in Water Available For Use / Savings in Demand under the selected programme (Ml/d) input as +ve 2032-33: 0.34678; Gains in Water Available For Use / Savings in Demand under the selected programme (Ml/d) input as +ve 2033-34: 0.38727; Gains in Water Available For Use / Savings in Demand under the selected programme (Ml/d) input as +ve 2034-35: 0.42769; Gains in Water Available For Use / Savings in Demand under the selected programme (Ml/d) input as +ve 2035-36: 0.46804; Gains in Water Available For Use / Savings in Demand under the selected programme (Ml/d) input as +ve 2036-37: 0.50835; Gains in Water Available For Use / Savings in Demand under the selected programme (Ml/d) input as +ve 2037-38: 0.54862; Gains in Water Available For Use / Savings in Demand under the selected programme (Ml/d) input as +ve 2038-39: 0.58886; Gains in Water Available For Use / Savings in Demand under the selected programme (Ml/d) input as +ve 2039-40: 0.62909; Gains in Water Available For Use / Savings in Demand under the selected programme (Ml/d) input as +ve 2040-41: 0.6693; Gains in Water Available For Use / Savings in Demand under the selected programme (Ml/d) input as +ve 2041-42: 0.70953; Gains in Water Available For Use / Savings in Demand under the selected programme (Ml/d) input as +ve 2042-43: 0.74975; Gains in Water Available For Use / Savings in Demand under the selected programme (Ml/d) input as +ve 2043-44: 0.79; Gains in Water Available For Use / Savings in Demand under the selected programme (Ml/d) input as +ve 2044-45: 0.83026; Gains in Water Available For Use / Savings in Demand under the selected programme (Ml/d) input as +ve 2045-46: 0.87056; Gains in Water Available For Use / Savings in Demand under the selected programme (Ml/d) input as +ve 2046-47: 0.91088; Gains in Water Available For Use / Savings in Demand under the selected programme (Ml/d) input as +ve 2047-48: 0.95125; Gains in Water Available For Use / Savings in Demand under the selected programme (Ml/d) input as +ve 2048-49: 0.99166; Gains in Water Available For Use / Savings in Demand under the selected programme (Ml/d) input as +ve 2049-50: 1.0321
51dF | NHH. NHH PL repairs.AWSRTC | NHH. NHH PL repairs.AWSRTC | Non-household water audit | Customer Options | N | Ofwat Core | AWSRTC | Ml/d | 2 | Gains in Water Available For Use / Savings in Demand under the selected programme (Ml/d) input as +ve 2019-20: 0; Gains in Water Available For Use / Savings in Demand under the selected programme (Ml/d) input as +ve 2020-21: 0; Gains in Water Available For Use / Savings in Demand under the selected programme (Ml/d) input as +ve 2021-22: 0; Gains in Water Available For Use / Savings in Demand under the selected programme (Ml/d) input as +ve 2022-23: 0; Gains in Water Available For Use / Savings in Demand under the selected programme (Ml/d) input as +ve 2023-24: 0; Gains in Water Available For Use / Savings in Demand under the selected programme (Ml/d) input as +ve 2024-25: 0; Gains in Water Available For Use / Savings in Demand under the selected programme (Ml/d) input as +ve 2025-26: 0.051898; Gains in Water Available For Use / Savings in Demand under the selected programme (Ml/d) input as +ve 2026-27: 0.099392; Gains in Water Available For Use / Savings in Demand under the selected programme (Ml/d) input as +ve 2027-28: 0.14224; Gains in Water Available For Use / Savings in Demand under the selected programme (Ml/d) input as +ve 2028-29: 0.18424; Gains in Water Available For Use / Savings in Demand under the selected programme (Ml/d) input as +ve 2029-30: 0.22489; Gains in Water Available For Use / Savings in Demand under the selected programme (Ml/d) input as +ve 2030-31: 0.26555; Gains in Water Available For Use / Savings in Demand under the selected programme (Ml/d) input as +ve 2031-32: 0.3062; Gains in Water Available For Use / Savings in Demand under the selected programme (Ml/d) input as +ve 2032-33: 0.34678; Gains in Water Available For Use / Savings in Demand under the selected programme (Ml/d) input as +ve 2033-34: 0.38727; Gains in Water Available For Use / Savings in Demand under the selected programme (Ml/d) input as +ve 2034-35: 0.42769; Gains in Water Available For Use / Savings in Demand under the selected programme (Ml/d) input as +ve 2035-36: 0.46804; Gains in Water Available For Use / Savings in Demand under the selected programme (Ml/d) input as +ve 2036-37: 0.50835; Gains in Water Available For Use / Savings in Demand under the selected programme (Ml/d) input as +ve 2037-38: 0.54862; Gains in Water Available For Use / Savings in Demand under the selected programme (Ml/d) input as +ve 2038-39: 0.58886; Gains in Water Available For Use / Savings in Demand under the selected programme (Ml/d) input as +ve 2039-40: 0.62909; Gains in Water Available For Use / Savings in Demand under the selected programme (Ml/d) input as +ve 2040-41: 0.6693; Gains in Water Available For Use / Savings in Demand under the selected programme (Ml/d) input as +ve 2041-42: 0.70953; Gains in Water Available For Use / Savings in Demand under the selected programme (Ml/d) input as +ve 2042-43: 0.74975; Gains in Water Available For Use / Savings in Demand under the selected programme (Ml/d) input as +ve 2043-44: 0.79; Gains in Water Available For Use / Savings in Demand under the selected programme (Ml/d) input as +ve 2044-45: 0.83026; Gains in Water Available For Use / Savings in Demand under the selected programme (Ml/d) input as +ve 2045-46: 0.87056; Gains in Water Available For Use / Savings in Demand under the selected programme (Ml/d) input as +ve 2046-47: 0.91088; Gains in Water Available For Use / Savings in Demand under the selected programme (Ml/d) input as +ve 2047-48: 0.95125; Gains in Water Available For Use / Savings in Demand under the selected programme (Ml/d) input as +ve 2048-49: 0.99166; Gains in Water Available For Use / Savings in Demand under the selected programme (Ml/d) input as +ve 2049-50: 1.0321
51dP | NHH. NHH PL repairs.AWSRTC | NHH. NHH PL repairs.AWSRTC | Non-household water audit | Customer Options | N | Preferred | AWSRTC | Ml/d | 2 | Gains in Water Available For Use / Savings in Demand under the selected programme (Ml/d) input as +ve 2019-20: 0; Gains in Water Available For Use / Savings in Demand under the selected programme (Ml/d) input as +ve 2020-21: 0; Gains in Water Available For Use / Savings in Demand under the selected programme (Ml/d) input as +ve 2021-22: 0; Gains in Water Available For Use / Savings in Demand under the selected programme (Ml/d) input as +ve 2022-23: 0; Gains in Water Available For Use / Savings in Demand under the selected programme (Ml/d) input as +ve 2023-24: 0; Gains in Water Available For Use / Savings in Demand under the selected programme (Ml/d) input as +ve 2024-25: 0; Gains in Water Available For Use / Savings in Demand under the selected programme (Ml/d) input as +ve 2025-26: 0.051898; Gains in Water Available For Use / Savings in Demand under the selected programme (Ml/d) input as +ve 2026-27: 0.099392; Gains in Water Available For Use / Savings in Demand under the selected programme (Ml/d) input as +ve 2027-28: 0.14224; Gains in Water Available For Use / Savings in Demand under the selected programme (Ml/d) input as +ve 2028-29: 0.18424; Gains in Water Available For Use / Savings in Demand under the selected programme (Ml/d) input as +ve 2029-30: 0.22489; Gains in Water Available For Use / Savings in Demand under the selected programme (Ml/d) input as +ve 2030-31: 0.26555; Gains in Water Available For Use / Savings in Demand under the selected programme (Ml/d) input as +ve 2031-32: 0.3062; Gains in Water Available For Use / Savings in Demand under the selected programme (Ml/d) input as +ve 2032-33: 0.34678; Gains in Water Available For Use / Savings in Demand under the selected programme (Ml/d) input as +ve 2033-34: 0.38727; Gains in Water Available For Use / Savings in Demand under the selected programme (Ml/d) input as +ve 2034-35: 0.42769; Gains in Water Available For Use / Savings in Demand under the selected programme (Ml/d) input as +ve 2035-36: 0.46804; Gains in Water Available For Use / Savings in Demand under the selected programme (Ml/d) input as +ve 2036-37: 0.50835; Gains in Water Available For Use / Savings in Demand under the selected programme (Ml/d) input as +ve 2037-38: 0.54862; Gains in Water Available For Use / Savings in Demand under the selected programme (Ml/d) input as +ve 2038-39: 0.58886; Gains in Water Available For Use / Savings in Demand under the selected programme (Ml/d) input as +ve 2039-40: 0.62909; Gains in Water Available For Use / Savings in Demand under the selected programme (Ml/d) input as +ve 2040-41: 0.6693; Gains in Water Available For Use / Savings in Demand under the selected programme (Ml/d) input as +ve 2041-42: 0.70953; Gains in Water Available For Use / Savings in Demand under the selected programme (Ml/d) input as +ve 2042-43: 0.74975; Gains in Water Available For Use / Savings in Demand under the selected programme (Ml/d) input as +ve 2043-44: 0.79; Gains in Water Available For Use / Savings in Demand under the selected programme (Ml/d) input as +ve 2044-45: 0.83026; Gains in Water Available For Use / Savings in Demand under the selected programme (Ml/d) input as +ve 2045-46: 0.87056; Gains in Water Available For Use / Savings in Demand under the selected programme (Ml/d) input as +ve 2046-47: 0.91088; Gains in Water Available For Use / Savings in Demand under the selected programme (Ml/d) input as +ve 2047-48: 0.95125; Gains in Water Available For Use / Savings in Demand under the selected programme (Ml/d) input as +ve 2048-49: 0.99166; Gains in Water Available For Use / Savings in Demand under the selected programme (Ml/d) input as +ve 2049-50: 1.0321
51dF | NHH. NHH PL100 repairs.AWSRTC | NHH. NHH PL100 repairs.AWSRTC | Non-household water audit | Customer Options | N | Least Cost | AWSRTC | Ml/d | 2 | Gains in Water Available For Use / Savings in Demand under the selected programme (Ml/d) input as +ve 2019-20: 0; Gains in Water Available For Use / Savings in Demand under the selected programme (Ml/d) input as +ve 2020-21: 0; Gains in Water Available For Use / Savings in Demand under the selected programme (Ml/d) input as +ve 2021-22: 0; Gains in Water Available For Use / Savings in Demand under the selected programme (Ml/d) input as +ve 2022-23: 0; Gains in Water Available For Use / Savings in Demand under the selected programme (Ml/d) input as +ve 2023-24: 0; Gains in Water Available For Use / Savings in Demand under the selected programme (Ml/d) input as +ve 2024-25: 0; Gains in Water Available For Use / Savings in Demand under the selected programme (Ml/d) input as +ve 2025-26: 0.012758; Gains in Water Available For Use / Savings in Demand under the selected programme (Ml/d) input as +ve 2026-27: 0.024434; Gains in Water Available For Use / Savings in Demand under the selected programme (Ml/d) input as +ve 2027-28: 0.034968; Gains in Water Available For Use / Savings in Demand under the selected programme (Ml/d) input as +ve 2028-29: 0.045293; Gains in Water Available For Use / Savings in Demand under the selected programme (Ml/d) input as +ve 2029-30: 0.055285; Gains in Water Available For Use / Savings in Demand under the selected programme (Ml/d) input as +ve 2030-31: 0.065281; Gains in Water Available For Use / Savings in Demand under the selected programme (Ml/d) input as +ve 2031-32: 0.075273; Gains in Water Available For Use / Savings in Demand under the selected programme (Ml/d) input as +ve 2032-33: 0.08525; Gains in Water Available For Use / Savings in Demand under the selected programme (Ml/d) input as +ve 2033-34: 0.095204; Gains in Water Available For Use / Savings in Demand under the selected programme (Ml/d) input as +ve 2034-35: 0.10514; Gains in Water Available For Use / Savings in Demand under the selected programme (Ml/d) input as +ve 2035-36: 0.11506; Gains in Water Available For Use / Savings in Demand under the selected programme (Ml/d) input as +ve 2036-37: 0.12497; Gains in Water Available For Use / Savings in Demand under the selected programme (Ml/d) input as +ve 2037-38: 0.13487; Gains in Water Available For Use / Savings in Demand under the selected programme (Ml/d) input as +ve 2038-39: 0.14476; Gains in Water Available For Use / Savings in Demand under the selected programme (Ml/d) input as +ve 2039-40: 0.15465; Gains in Water Available For Use / Savings in Demand under the selected programme (Ml/d) input as +ve 2040-41: 0.16454; Gains in Water Available For Use / Savings in Demand under the selected programme (Ml/d) input as +ve 2041-42: 0.17442; Gains in Water Available For Use / Savings in Demand under the selected programme (Ml/d) input as +ve 2042-43: 0.18431; Gains in Water Available For Use / Savings in Demand under the selected programme (Ml/d) input as +ve 2043-44: 0.19421; Gains in Water Available For Use / Savings in Demand under the selected programme (Ml/d) input as +ve 2044-45: 0.20411; Gains in Water Available For Use / Savings in Demand under the selected programme (Ml/d) input as +ve 2045-46: 0.21401; Gains in Water Available For Use / Savings in Demand under the selected programme (Ml/d) input as +ve 2046-47: 0.22393; Gains in Water Available For Use / Savings in Demand under the selected programme (Ml/d) input as +ve 2047-48: 0.23385; Gains in Water Available For Use / Savings in Demand under the selected programme (Ml/d) input as +ve 2048-49: 0.24378; Gains in Water Available For Use / Savings in Demand under the selected programme (Ml/d) input as +ve 2049-50: 0.25373
51dF | NHH. NHH PL100 repairs.AWSRTC | NHH. NHH PL100 repairs.AWSRTC | Non-household water audit | Customer Options | N | Ofwat Core | AWSRTC | Ml/d | 2 | Gains in Water Available For Use / Savings in Demand under the selected programme (Ml/d) input as +ve 2019-20: 0; Gains in Water Available For Use / Savings in Demand under the selected programme (Ml/d) input as +ve 2020-21: 0; Gains in Water Available For Use / Savings in Demand under the selected programme (Ml/d) input as +ve 2021-22: 0; Gains in Water Available For Use / Savings in Demand under the selected programme (Ml/d) input as +ve 2022-23: 0; Gains in Water Available For Use / Savings in Demand under the selected programme (Ml/d) input as +ve 2023-24: 0; Gains in Water Available For Use / Savings in Demand under the selected programme (Ml/d) input as +ve 2024-25: 0; Gains in Water Available For Use / Savings in Demand under the selected programme (Ml/d) input as +ve 2025-26: 0.012758; Gains in Water Available For Use / Savings in Demand under the selected programme (Ml/d) input as +ve 2026-27: 0.024434; Gains in Water Available For Use / Savings in Demand under the selected programme (Ml/d) input as +ve 2027-28: 0.034968; Gains in Water Available For Use / Savings in Demand under the selected programme (Ml/d) input as +ve 2028-29: 0.045293; Gains in Water Available For Use / Savings in Demand under the selected programme (Ml/d) input as +ve 2029-30: 0.055285; Gains in Water Available For Use / Savings in Demand under the selected programme (Ml/d) input as +ve 2030-31: 0.065281; Gains in Water Available For Use / Savings in Demand under the selected programme (Ml/d) input as +ve 2031-32: 0.075273; Gains in Water Available For Use / Savings in Demand under the selected programme (Ml/d) input as +ve 2032-33: 0.08525; Gains in Water Available For Use / Savings in Demand under the selected programme (Ml/d) input as +ve 2033-34: 0.095204; Gains in Water Available For Use / Savings in Demand under the selected programme (Ml/d) input as +ve 2034-35: 0.10514; Gains in Water Available For Use / Savings in Demand under the selected programme (Ml/d) input as +ve 2035-36: 0.11506; Gains in Water Available For Use / Savings in Demand under the selected programme (Ml/d) input as +ve 2036-37: 0.12497; Gains in Water Available For Use / Savings in Demand under the selected programme (Ml/d) input as +ve 2037-38: 0.13487; Gains in Water Available For Use / Savings in Demand under the selected programme (Ml/d) input as +ve 2038-39: 0.14476; Gains in Water Available For Use / Savings in Demand under the selected programme (Ml/d) input as +ve 2039-40: 0.15465; Gains in Water Available For Use / Savings in Demand under the selected programme (Ml/d) input as +ve 2040-41: 0.16454; Gains in Water Available For Use / Savings in Demand under the selected programme (Ml/d) input as +ve 2041-42: 0.17442; Gains in Water Available For Use / Savings in Demand under the selected programme (Ml/d) input as +ve 2042-43: 0.18431; Gains in Water Available For Use / Savings in Demand under the selected programme (Ml/d) input as +ve 2043-44: 0.19421; Gains in Water Available For Use / Savings in Demand under the selected programme (Ml/d) input as +ve 2044-45: 0.20411; Gains in Water Available For Use / Savings in Demand under the selected programme (Ml/d) input as +ve 2045-46: 0.21401; Gains in Water Available For Use / Savings in Demand under the selected programme (Ml/d) input as +ve 2046-47: 0.22393; Gains in Water Available For Use / Savings in Demand under the selected programme (Ml/d) input as +ve 2047-48: 0.23385; Gains in Water Available For Use / Savings in Demand under the selected programme (Ml/d) input as +ve 2048-49: 0.24378; Gains in Water Available For Use / Savings in Demand under the selected programme (Ml/d) input as +ve 2049-50: 0.25373
51dP | NHH. NHH PL100 repairs.AWSRTC | NHH. NHH PL100 repairs.AWSRTC | Non-household water audit | Customer Options | N | Preferred | AWSRTC | Ml/d | 2 | Gains in Water Available For Use / Savings in Demand under the selected programme (Ml/d) input as +ve 2019-20: 0; Gains in Water Available For Use / Savings in Demand under the selected programme (Ml/d) input as +ve 2020-21: 0; Gains in Water Available For Use / Savings in Demand under the selected programme (Ml/d) input as +ve 2021-22: 0; Gains in Water Available For Use / Savings in Demand under the selected programme (Ml/d) input as +ve 2022-23: 0; Gains in Water Available For Use / Savings in Demand under the selected programme (Ml/d) input as +ve 2023-24: 0; Gains in Water Available For Use / Savings in Demand under the selected programme (Ml/d) input as +ve 2024-25: 0; Gains in Water Available For Use / Savings in Demand under the selected programme (Ml/d) input as +ve 2025-26: 0.012758; Gains in Water Available For Use / Savings in Demand under the selected programme (Ml/d) input as +ve 2026-27: 0.024434; Gains in Water Available For Use / Savings in Demand under the selected programme (Ml/d) input as +ve 2027-28: 0.034968; Gains in Water Available For Use / Savings in Demand under the selected programme (Ml/d) input as +ve 2028-29: 0.045293; Gains in Water Available For Use / Savings in Demand under the selected programme (Ml/d) input as +ve 2029-30: 0.055285; Gains in Water Available For Use / Savings in Demand under the selected programme (Ml/d) input as +ve 2030-31: 0.065281; Gains in Water Available For Use / Savings in Demand under the selected programme (Ml/d) input as +ve 2031-32: 0.075273; Gains in Water Available For Use / Savings in Demand under the selected programme (Ml/d) input as +ve 2032-33: 0.08525; Gains in Water Available For Use / Savings in Demand under the selected programme (Ml/d) input as +ve 2033-34: 0.095204; Gains in Water Available For Use / Savings in Demand under the selected programme (Ml/d) input as +ve 2034-35: 0.10514; Gains in Water Available For Use / Savings in Demand under the selected programme (Ml/d) input as +ve 2035-36: 0.11506; Gains in Water Available For Use / Savings in Demand under the selected programme (Ml/d) input as +ve 2036-37: 0.12497; Gains in Water Available For Use / Savings in Demand under the selected programme (Ml/d) input as +ve 2037-38: 0.13487; Gains in Water Available For Use / Savings in Demand under the selected programme (Ml/d) input as +ve 2038-39: 0.14476; Gains in Water Available For Use / Savings in Demand under the selected programme (Ml/d) input as +ve 2039-40: 0.15465; Gains in Water Available For Use / Savings in Demand under the selected programme (Ml/d) input as +ve 2040-41: 0.16454; Gains in Water Available For Use / Savings in Demand under the selected programme (Ml/d) input as +ve 2041-42: 0.17442; Gains in Water Available For Use / Savings in Demand under the selected programme (Ml/d) input as +ve 2042-43: 0.18431; Gains in Water Available For Use / Savings in Demand under the selected programme (Ml/d) input as +ve 2043-44: 0.19421; Gains in Water Available For Use / Savings in Demand under the selected programme (Ml/d) input as +ve 2044-45: 0.20411; Gains in Water Available For Use / Savings in Demand under the selected programme (Ml/d) input as +ve 2045-46: 0.21401; Gains in Water Available For Use / Savings in Demand under the selected programme (Ml/d) input as +ve 2046-47: 0.22393; Gains in Water Available For Use / Savings in Demand under the selected programme (Ml/d) input as +ve 2047-48: 0.23385; Gains in Water Available For Use / Savings in Demand under the selected programme (Ml/d) input as +ve 2048-49: 0.24378; Gains in Water Available For Use / Savings in Demand under the selected programme (Ml/d) input as +ve 2049-50: 0.25373
51dF | NHH. WEF Visit Lower.AWSRTC | NHH. WEF Visit Lower.AWSRTC | Non-household water audit | Customer Options | N | Least Cost | AWSRTC | Ml/d | 2 | Gains in Water Available For Use / Savings in Demand under the selected programme (Ml/d) input as +ve 2019-20: 0; Gains in Water Available For Use / Savings in Demand under the selected programme (Ml/d) input as +ve 2020-21: 0; Gains in Water Available For Use / Savings in Demand under the selected programme (Ml/d) input as +ve 2021-22: 0; Gains in Water Available For Use / Savings in Demand under the selected programme (Ml/d) input as +ve 2022-23: 0; Gains in Water Available For Use / Savings in Demand under the selected programme (Ml/d) input as +ve 2023-24: 0; Gains in Water Available For Use / Savings in Demand under the selected programme (Ml/d) input as +ve 2024-25: 0; Gains in Water Available For Use / Savings in Demand under the selected programme (Ml/d) input as +ve 2025-26: 0.030653; Gains in Water Available For Use / Savings in Demand under the selected programme (Ml/d) input as +ve 2026-27: 0.058705; Gains in Water Available For Use / Savings in Demand under the selected programme (Ml/d) input as +ve 2027-28: 0.084014; Gains in Water Available For Use / Savings in Demand under the selected programme (Ml/d) input as +ve 2028-29: 0.10882; Gains in Water Available For Use / Savings in Demand under the selected programme (Ml/d) input as +ve 2029-30: 0.13283; Gains in Water Available For Use / Savings in Demand under the selected programme (Ml/d) input as +ve 2030-31: 0.15684; Gains in Water Available For Use / Savings in Demand under the selected programme (Ml/d) input as +ve 2031-32: 0.18085; Gains in Water Available For Use / Savings in Demand under the selected programme (Ml/d) input as +ve 2032-33: 0.20482; Gains in Water Available For Use / Savings in Demand under the selected programme (Ml/d) input as +ve 2033-34: 0.22874; Gains in Water Available For Use / Savings in Demand under the selected programme (Ml/d) input as +ve 2034-35: 0.25261; Gains in Water Available For Use / Savings in Demand under the selected programme (Ml/d) input as +ve 2035-36: 0.27645; Gains in Water Available For Use / Savings in Demand under the selected programme (Ml/d) input as +ve 2036-37: 0.30025; Gains in Water Available For Use / Savings in Demand under the selected programme (Ml/d) input as +ve 2037-38: 0.32404; Gains in Water Available For Use / Savings in Demand under the selected programme (Ml/d) input as +ve 2038-39: 0.34781; Gains in Water Available For Use / Savings in Demand under the selected programme (Ml/d) input as +ve 2039-40: 0.37156; Gains in Water Available For Use / Savings in Demand under the selected programme (Ml/d) input as +ve 2040-41: 0.39532; Gains in Water Available For Use / Savings in Demand under the selected programme (Ml/d) input as +ve 2041-42: 0.41907; Gains in Water Available For Use / Savings in Demand under the selected programme (Ml/d) input as +ve 2042-43: 0.44284; Gains in Water Available For Use / Savings in Demand under the selected programme (Ml/d) input as +ve 2043-44: 0.46661; Gains in Water Available For Use / Savings in Demand under the selected programme (Ml/d) input as +ve 2044-45: 0.49039; Gains in Water Available For Use / Savings in Demand under the selected programme (Ml/d) input as +ve 2045-46: 0.51419; Gains in Water Available For Use / Savings in Demand under the selected programme (Ml/d) input as +ve 2046-47: 0.53801; Gains in Water Available For Use / Savings in Demand under the selected programme (Ml/d) input as +ve 2047-48: 0.56185; Gains in Water Available For Use / Savings in Demand under the selected programme (Ml/d) input as +ve 2048-49: 0.58571; Gains in Water Available For Use / Savings in Demand under the selected programme (Ml/d) input as +ve 2049-50: 0.60961
51dF | NHH. WEF Visit Lower.AWSRTC | NHH. WEF Visit Lower.AWSRTC | Non-household water audit | Customer Options | N | Ofwat Core | AWSRTC | Ml/d | 2 | Gains in Water Available For Use / Savings in Demand under the selected programme (Ml/d) input as +ve 2019-20: 0; Gains in Water Available For Use / Savings in Demand under the selected programme (Ml/d) input as +ve 2020-21: 0; Gains in Water Available For Use / Savings in Demand under the selected programme (Ml/d) input as +ve 2021-22: 0; Gains in Water Available For Use / Savings in Demand under the selected programme (Ml/d) input as +ve 2022-23: 0; Gains in Water Available For Use / Savings in Demand under the selected programme (Ml/d) input as +ve 2023-24: 0; Gains in Water Available For Use / Savings in Demand under the selected programme (Ml/d) input as +ve 2024-25: 0; Gains in Water Available For Use / Savings in Demand under the selected programme (Ml/d) input as +ve 2025-26: 0.030653; Gains in Water Available For Use / Savings in Demand under the selected programme (Ml/d) input as +ve 2026-27: 0.058705; Gains in Water Available For Use / Savings in Demand under the selected programme (Ml/d) input as +ve 2027-28: 0.084014; Gains in Water Available For Use / Savings in Demand under the selected programme (Ml/d) input as +ve 2028-29: 0.10882; Gains in Water Available For Use / Savings in Demand under the selected programme (Ml/d) input as +ve 2029-30: 0.13283; Gains in Water Available For Use / Savings in Demand under the selected programme (Ml/d) input as +ve 2030-31: 0.15684; Gains in Water Available For Use / Savings in Demand under the selected programme (Ml/d) input as +ve 2031-32: 0.18085; Gains in Water Available For Use / Savings in Demand under the selected programme (Ml/d) input as +ve 2032-33: 0.20482; Gains in Water Available For Use / Savings in Demand under the selected programme (Ml/d) input as +ve 2033-34: 0.22874; Gains in Water Available For Use / Savings in Demand under the selected programme (Ml/d) input as +ve 2034-35: 0.25261; Gains in Water Available For Use / Savings in Demand under the selected programme (Ml/d) input as +ve 2035-36: 0.27645; Gains in Water Available For Use / Savings in Demand under the selected programme (Ml/d) input as +ve 2036-37: 0.30025; Gains in Water Available For Use / Savings in Demand under the selected programme (Ml/d) input as +ve 2037-38: 0.32404; Gains in Water Available For Use / Savings in Demand under the selected programme (Ml/d) input as +ve 2038-39: 0.34781; Gains in Water Available For Use / Savings in Demand under the selected programme (Ml/d) input as +ve 2039-40: 0.37156; Gains in Water Available For Use / Savings in Demand under the selected programme (Ml/d) input as +ve 2040-41: 0.39532; Gains in Water Available For Use / Savings in Demand under the selected programme (Ml/d) input as +ve 2041-42: 0.41907; Gains in Water Available For Use / Savings in Demand under the selected programme (Ml/d) input as +ve 2042-43: 0.44284; Gains in Water Available For Use / Savings in Demand under the selected programme (Ml/d) input as +ve 2043-44: 0.46661; Gains in Water Available For Use / Savings in Demand under the selected programme (Ml/d) input as +ve 2044-45: 0.49039; Gains in Water Available For Use / Savings in Demand under the selected programme (Ml/d) input as +ve 2045-46: 0.51419; Gains in Water Available For Use / Savings in Demand under the selected programme (Ml/d) input as +ve 2046-47: 0.53801; Gains in Water Available For Use / Savings in Demand under the selected programme (Ml/d) input as +ve 2047-48: 0.56185; Gains in Water Available For Use / Savings in Demand under the selected programme (Ml/d) input as +ve 2048-49: 0.58571; Gains in Water Available For Use / Savings in Demand under the selected programme (Ml/d) input as +ve 2049-50: 0.60961
51dP | NHH. WEF Visit Lower.AWSRTC | NHH. WEF Visit Lower.AWSRTC | Non-household water audit | Customer Options | N | Preferred | AWSRTC | Ml/d | 2 | Gains in Water Available For Use / Savings in Demand under the selected programme (Ml/d) input as +ve 2019-20: 0; Gains in Water Available For Use / Savings in Demand under the selected programme (Ml/d) input as +ve 2020-21: 0; Gains in Water Available For Use / Savings in Demand under the selected programme (Ml/d) input as +ve 2021-22: 0; Gains in Water Available For Use / Savings in Demand under the selected programme (Ml/d) input as +ve 2022-23: 0; Gains in Water Available For Use / Savings in Demand under the selected programme (Ml/d) input as +ve 2023-24: 0; Gains in Water Available For Use / Savings in Demand under the selected programme (Ml/d) input as +ve 2024-25: 0; Gains in Water Available For Use / Savings in Demand under the selected programme (Ml/d) input as +ve 2025-26: 0.030653; Gains in Water Available For Use / Savings in Demand under the selected programme (Ml/d) input as +ve 2026-27: 0.058705; Gains in Water Available For Use / Savings in Demand under the selected programme (Ml/d) input as +ve 2027-28: 0.084014; Gains in Water Available For Use / Savings in Demand under the selected programme (Ml/d) input as +ve 2028-29: 0.10882; Gains in Water Available For Use / Savings in Demand under the selected programme (Ml/d) input as +ve 2029-30: 0.13283; Gains in Water Available For Use / Savings in Demand under the selected programme (Ml/d) input as +ve 2030-31: 0.15684; Gains in Water Available For Use / Savings in Demand under the selected programme (Ml/d) input as +ve 2031-32: 0.18085; Gains in Water Available For Use / Savings in Demand under the selected programme (Ml/d) input as +ve 2032-33: 0.20482; Gains in Water Available For Use / Savings in Demand under the selected programme (Ml/d) input as +ve 2033-34: 0.22874; Gains in Water Available For Use / Savings in Demand under the selected programme (Ml/d) input as +ve 2034-35: 0.25261; Gains in Water Available For Use / Savings in Demand under the selected programme (Ml/d) input as +ve 2035-36: 0.27645; Gains in Water Available For Use / Savings in Demand under the selected programme (Ml/d) input as +ve 2036-37: 0.30025; Gains in Water Available For Use / Savings in Demand under the selected programme (Ml/d) input as +ve 2037-38: 0.32404; Gains in Water Available For Use / Savings in Demand under the selected programme (Ml/d) input as +ve 2038-39: 0.34781; Gains in Water Available For Use / Savings in Demand under the selected programme (Ml/d) input as +ve 2039-40: 0.37156; Gains in Water Available For Use / Savings in Demand under the selected programme (Ml/d) input as +ve 2040-41: 0.39532; Gains in Water Available For Use / Savings in Demand under the selected programme (Ml/d) input as +ve 2041-42: 0.41907; Gains in Water Available For Use / Savings in Demand under the selected programme (Ml/d) input as +ve 2042-43: 0.44284; Gains in Water Available For Use / Savings in Demand under the selected programme (Ml/d) input as +ve 2043-44: 0.46661; Gains in Water Available For Use / Savings in Demand under the selected programme (Ml/d) input as +ve 2044-45: 0.49039; Gains in Water Available For Use / Savings in Demand under the selected programme (Ml/d) input as +ve 2045-46: 0.51419; Gains in Water Available For Use / Savings in Demand under the selected programme (Ml/d) input as +ve 2046-47: 0.53801; Gains in Water Available For Use / Savings in Demand under the selected programme (Ml/d) input as +ve 2047-48: 0.56185; Gains in Water Available For Use / Savings in Demand under the selected programme (Ml/d) input as +ve 2048-49: 0.58571; Gains in Water Available For Use / Savings in Demand under the selected programme (Ml/d) input as +ve 2049-50: 0.60961
51dF | NHH. WEF Visit Super High.AWSRTC | NHH. WEF Visit Super High.AWSRTC | Non-household water audit | Customer Options | N | Least Cost | AWSRTC | Ml/d | 2 | Gains in Water Available For Use / Savings in Demand under the selected programme (Ml/d) input as +ve 2019-20: 0; Gains in Water Available For Use / Savings in Demand under the selected programme (Ml/d) input as +ve 2020-21: 0; Gains in Water Available For Use / Savings in Demand under the selected programme (Ml/d) input as +ve 2021-22: 0; Gains in Water Available For Use / Savings in Demand under the selected programme (Ml/d) input as +ve 2022-23: 0; Gains in Water Available For Use / Savings in Demand under the selected programme (Ml/d) input as +ve 2023-24: 0; Gains in Water Available For Use / Savings in Demand under the selected programme (Ml/d) input as +ve 2024-25: 0; Gains in Water Available For Use / Savings in Demand under the selected programme (Ml/d) input as +ve 2025-26: 0.031553; Gains in Water Available For Use / Savings in Demand under the selected programme (Ml/d) input as +ve 2026-27: 0.060429; Gains in Water Available For Use / Savings in Demand under the selected programme (Ml/d) input as +ve 2027-28: 0.086481; Gains in Water Available For Use / Savings in Demand under the selected programme (Ml/d) input as +ve 2028-29: 0.11202; Gains in Water Available For Use / Savings in Demand under the selected programme (Ml/d) input as +ve 2029-30: 0.13673; Gains in Water Available For Use / Savings in Demand under the selected programme (Ml/d) input as +ve 2030-31: 0.16145; Gains in Water Available For Use / Savings in Demand under the selected programme (Ml/d) input as +ve 2031-32: 0.18616; Gains in Water Available For Use / Savings in Demand under the selected programme (Ml/d) input as +ve 2032-33: 0.21084; Gains in Water Available For Use / Savings in Demand under the selected programme (Ml/d) input as +ve 2033-34: 0.23545; Gains in Water Available For Use / Savings in Demand under the selected programme (Ml/d) input as +ve 2034-35: 0.26003; Gains in Water Available For Use / Savings in Demand under the selected programme (Ml/d) input as +ve 2035-36: 0.28456; Gains in Water Available For Use / Savings in Demand under the selected programme (Ml/d) input as +ve 2036-37: 0.30907; Gains in Water Available For Use / Savings in Demand under the selected programme (Ml/d) input as +ve 2037-38: 0.33355; Gains in Water Available For Use / Savings in Demand under the selected programme (Ml/d) input as +ve 2038-39: 0.35802; Gains in Water Available For Use / Savings in Demand under the selected programme (Ml/d) input as +ve 2039-40: 0.38248; Gains in Water Available For Use / Savings in Demand under the selected programme (Ml/d) input as +ve 2040-41: 0.40693; Gains in Water Available For Use / Savings in Demand under the selected programme (Ml/d) input as +ve 2041-42: 0.43138; Gains in Water Available For Use / Savings in Demand under the selected programme (Ml/d) input as +ve 2042-43: 0.45584; Gains in Water Available For Use / Savings in Demand under the selected programme (Ml/d) input as +ve 2043-44: 0.48031; Gains in Water Available For Use / Savings in Demand under the selected programme (Ml/d) input as +ve 2044-45: 0.50479; Gains in Water Available For Use / Savings in Demand under the selected programme (Ml/d) input as +ve 2045-46: 0.52929; Gains in Water Available For Use / Savings in Demand under the selected programme (Ml/d) input as +ve 2046-47: 0.5538; Gains in Water Available For Use / Savings in Demand under the selected programme (Ml/d) input as +ve 2047-48: 0.57835; Gains in Water Available For Use / Savings in Demand under the selected programme (Ml/d) input as +ve 2048-49: 0.60291; Gains in Water Available For Use / Savings in Demand under the selected programme (Ml/d) input as +ve 2049-50: 0.62751
51dF | NHH. WEF Visit Super High.AWSRTC | NHH. WEF Visit Super High.AWSRTC | Non-household water audit | Customer Options | N | Ofwat Core | AWSRTC | Ml/d | 2 | Gains in Water Available For Use / Savings in Demand under the selected programme (Ml/d) input as +ve 2019-20: 0; Gains in Water Available For Use / Savings in Demand under the selected programme (Ml/d) input as +ve 2020-21: 0; Gains in Water Available For Use / Savings in Demand under the selected programme (Ml/d) input as +ve 2021-22: 0; Gains in Water Available For Use / Savings in Demand under the selected programme (Ml/d) input as +ve 2022-23: 0; Gains in Water Available For Use / Savings in Demand under the selected programme (Ml/d) input as +ve 2023-24: 0; Gains in Water Available For Use / Savings in Demand under the selected programme (Ml/d) input as +ve 2024-25: 0; Gains in Water Available For Use / Savings in Demand under the selected programme (Ml/d) input as +ve 2025-26: 0.031553; Gains in Water Available For Use / Savings in Demand under the selected programme (Ml/d) input as +ve 2026-27: 0.060429; Gains in Water Available For Use / Savings in Demand under the selected programme (Ml/d) input as +ve 2027-28: 0.086481; Gains in Water Available For Use / Savings in Demand under the selected programme (Ml/d) input as +ve 2028-29: 0.11202; Gains in Water Available For Use / Savings in Demand under the selected programme (Ml/d) input as +ve 2029-30: 0.13673; Gains in Water Available For Use / Savings in Demand under the selected programme (Ml/d) input as +ve 2030-31: 0.16145; Gains in Water Available For Use / Savings in Demand under the selected programme (Ml/d) input as +ve 2031-32: 0.18616; Gains in Water Available For Use / Savings in Demand under the selected programme (Ml/d) input as +ve 2032-33: 0.21084; Gains in Water Available For Use / Savings in Demand under the selected programme (Ml/d) input as +ve 2033-34: 0.23545; Gains in Water Available For Use / Savings in Demand under the selected programme (Ml/d) input as +ve 2034-35: 0.26003; Gains in Water Available For Use / Savings in Demand under the selected programme (Ml/d) input as +ve 2035-36: 0.28456; Gains in Water Available For Use / Savings in Demand under the selected programme (Ml/d) input as +ve 2036-37: 0.30907; Gains in Water Available For Use / Savings in Demand under the selected programme (Ml/d) input as +ve 2037-38: 0.33355; Gains in Water Available For Use / Savings in Demand under the selected programme (Ml/d) input as +ve 2038-39: 0.35802; Gains in Water Available For Use / Savings in Demand under the selected programme (Ml/d) input as +ve 2039-40: 0.38248; Gains in Water Available For Use / Savings in Demand under the selected programme (Ml/d) input as +ve 2040-41: 0.40693; Gains in Water Available For Use / Savings in Demand under the selected programme (Ml/d) input as +ve 2041-42: 0.43138; Gains in Water Available For Use / Savings in Demand under the selected programme (Ml/d) input as +ve 2042-43: 0.45584; Gains in Water Available For Use / Savings in Demand under the selected programme (Ml/d) input as +ve 2043-44: 0.48031; Gains in Water Available For Use / Savings in Demand under the selected programme (Ml/d) input as +ve 2044-45: 0.50479; Gains in Water Available For Use / Savings in Demand under the selected programme (Ml/d) input as +ve 2045-46: 0.52929; Gains in Water Available For Use / Savings in Demand under the selected programme (Ml/d) input as +ve 2046-47: 0.5538; Gains in Water Available For Use / Savings in Demand under the selected programme (Ml/d) input as +ve 2047-48: 0.57835; Gains in Water Available For Use / Savings in Demand under the selected programme (Ml/d) input as +ve 2048-49: 0.60291; Gains in Water Available For Use / Savings in Demand under the selected programme (Ml/d) input as +ve 2049-50: 0.62751
51dP | NHH. WEF Visit Super High.AWSRTC | NHH. WEF Visit Super High.AWSRTC | Non-household water audit | Customer Options | N | Preferred | AWSRTC | Ml/d | 2 | Gains in Water Available For Use / Savings in Demand under the selected programme (Ml/d) input as +ve 2019-20: 0; Gains in Water Available For Use / Savings in Demand under the selected programme (Ml/d) input as +ve 2020-21: 0; Gains in Water Available For Use / Savings in Demand under the selected programme (Ml/d) input as +ve 2021-22: 0; Gains in Water Available For Use / Savings in Demand under the selected programme (Ml/d) input as +ve 2022-23: 0; Gains in Water Available For Use / Savings in Demand under the selected programme (Ml/d) input as +ve 2023-24: 0; Gains in Water Available For Use / Savings in Demand under the selected programme (Ml/d) input as +ve 2024-25: 0; Gains in Water Available For Use / Savings in Demand under the selected programme (Ml/d) input as +ve 2025-26: 0.031553; Gains in Water Available For Use / Savings in Demand under the selected programme (Ml/d) input as +ve 2026-27: 0.060429; Gains in Water Available For Use / Savings in Demand under the selected programme (Ml/d) input as +ve 2027-28: 0.086481; Gains in Water Available For Use / Savings in Demand under the selected programme (Ml/d) input as +ve 2028-29: 0.11202; Gains in Water Available For Use / Savings in Demand under the selected programme (Ml/d) input as +ve 2029-30: 0.13673; Gains in Water Available For Use / Savings in Demand under the selected programme (Ml/d) input as +ve 2030-31: 0.16145; Gains in Water Available For Use / Savings in Demand under the selected programme (Ml/d) input as +ve 2031-32: 0.18616; Gains in Water Available For Use / Savings in Demand under the selected programme (Ml/d) input as +ve 2032-33: 0.21084; Gains in Water Available For Use / Savings in Demand under the selected programme (Ml/d) input as +ve 2033-34: 0.23545; Gains in Water Available For Use / Savings in Demand under the selected programme (Ml/d) input as +ve 2034-35: 0.26003; Gains in Water Available For Use / Savings in Demand under the selected programme (Ml/d) input as +ve 2035-36: 0.28456; Gains in Water Available For Use / Savings in Demand under the selected programme (Ml/d) input as +ve 2036-37: 0.30907; Gains in Water Available For Use / Savings in Demand under the selected programme (Ml/d) input as +ve 2037-38: 0.33355; Gains in Water Available For Use / Savings in Demand under the selected programme (Ml/d) input as +ve 2038-39: 0.35802; Gains in Water Available For Use / Savings in Demand under the selected programme (Ml/d) input as +ve 2039-40: 0.38248; Gains in Water Available For Use / Savings in Demand under the selected programme (Ml/d) input as +ve 2040-41: 0.40693; Gains in Water Available For Use / Savings in Demand under the selected programme (Ml/d) input as +ve 2041-42: 0.43138; Gains in Water Available For Use / Savings in Demand under the selected programme (Ml/d) input as +ve 2042-43: 0.45584; Gains in Water Available For Use / Savings in Demand under the selected programme (Ml/d) input as +ve 2043-44: 0.48031; Gains in Water Available For Use / Savings in Demand under the selected programme (Ml/d) input as +ve 2044-45: 0.50479; Gains in Water Available For Use / Savings in Demand under the selected programme (Ml/d) input as +ve 2045-46: 0.52929; Gains in Water Available For Use / Savings in Demand under the selected programme (Ml/d) input as +ve 2046-47: 0.5538; Gains in Water Available For Use / Savings in Demand under the selected programme (Ml/d) input as +ve 2047-48: 0.57835; Gains in Water Available For Use / Savings in Demand under the selected programme (Ml/d) input as +ve 2048-49: 0.60291; Gains in Water Available For Use / Savings in Demand under the selected programme (Ml/d) input as +ve 2049-50: 0.62751
51dF | NHH. WEF Visit Upper.AWSRTC | NHH. WEF Visit Upper.AWSRTC | Non-household water audit | Customer Options | N | Least Cost | AWSRTC | Ml/d | 2 | Gains in Water Available For Use / Savings in Demand under the selected programme (Ml/d) input as +ve 2019-20: 0; Gains in Water Available For Use / Savings in Demand under the selected programme (Ml/d) input as +ve 2020-21: 0; Gains in Water Available For Use / Savings in Demand under the selected programme (Ml/d) input as +ve 2021-22: 0; Gains in Water Available For Use / Savings in Demand under the selected programme (Ml/d) input as +ve 2022-23: 0; Gains in Water Available For Use / Savings in Demand under the selected programme (Ml/d) input as +ve 2023-24: 0; Gains in Water Available For Use / Savings in Demand under the selected programme (Ml/d) input as +ve 2024-25: 0; Gains in Water Available For Use / Savings in Demand under the selected programme (Ml/d) input as +ve 2025-26: 0.016558; Gains in Water Available For Use / Savings in Demand under the selected programme (Ml/d) input as +ve 2026-27: 0.031711; Gains in Water Available For Use / Savings in Demand under the selected programme (Ml/d) input as +ve 2027-28: 0.045382; Gains in Water Available For Use / Savings in Demand under the selected programme (Ml/d) input as +ve 2028-29: 0.058783; Gains in Water Available For Use / Savings in Demand under the selected programme (Ml/d) input as +ve 2029-30: 0.07175; Gains in Water Available For Use / Savings in Demand under the selected programme (Ml/d) input as +ve 2030-31: 0.084724; Gains in Water Available For Use / Savings in Demand under the selected programme (Ml/d) input as +ve 2031-32: 0.097692; Gains in Water Available For Use / Savings in Demand under the selected programme (Ml/d) input as +ve 2032-33: 0.11064; Gains in Water Available For Use / Savings in Demand under the selected programme (Ml/d) input as +ve 2033-34: 0.12356; Gains in Water Available For Use / Savings in Demand under the selected programme (Ml/d) input as +ve 2034-35: 0.13645; Gains in Water Available For Use / Savings in Demand under the selected programme (Ml/d) input as +ve 2035-36: 0.14933; Gains in Water Available For Use / Savings in Demand under the selected programme (Ml/d) input as +ve 2036-37: 0.16219; Gains in Water Available For Use / Savings in Demand under the selected programme (Ml/d) input as +ve 2037-38: 0.17504; Gains in Water Available For Use / Savings in Demand under the selected programme (Ml/d) input as +ve 2038-39: 0.18788; Gains in Water Available For Use / Savings in Demand under the selected programme (Ml/d) input as +ve 2039-40: 0.20071; Gains in Water Available For Use / Savings in Demand under the selected programme (Ml/d) input as +ve 2040-41: 0.21354; Gains in Water Available For Use / Savings in Demand under the selected programme (Ml/d) input as +ve 2041-42: 0.22637; Gains in Water Available For Use / Savings in Demand under the selected programme (Ml/d) input as +ve 2042-43: 0.23921; Gains in Water Available For Use / Savings in Demand under the selected programme (Ml/d) input as +ve 2043-44: 0.25205; Gains in Water Available For Use / Savings in Demand under the selected programme (Ml/d) input as +ve 2044-45: 0.2649; Gains in Water Available For Use / Savings in Demand under the selected programme (Ml/d) input as +ve 2045-46: 0.27775; Gains in Water Available For Use / Savings in Demand under the selected programme (Ml/d) input as +ve 2046-47: 0.29062; Gains in Water Available For Use / Savings in Demand under the selected programme (Ml/d) input as +ve 2047-48: 0.3035; Gains in Water Available For Use / Savings in Demand under the selected programme (Ml/d) input as +ve 2048-49: 0.31639; Gains in Water Available For Use / Savings in Demand under the selected programme (Ml/d) input as +ve 2049-50: 0.32929
51dF | NHH. WEF Visit Upper.AWSRTC | NHH. WEF Visit Upper.AWSRTC | Non-household water audit | Customer Options | N | Ofwat Core | AWSRTC | Ml/d | 2 | Gains in Water Available For Use / Savings in Demand under the selected programme (Ml/d) input as +ve 2019-20: 0; Gains in Water Available For Use / Savings in Demand under the selected programme (Ml/d) input as +ve 2020-21: 0; Gains in Water Available For Use / Savings in Demand under the selected programme (Ml/d) input as +ve 2021-22: 0; Gains in Water Available For Use / Savings in Demand under the selected programme (Ml/d) input as +ve 2022-23: 0; Gains in Water Available For Use / Savings in Demand under the selected programme (Ml/d) input as +ve 2023-24: 0; Gains in Water Available For Use / Savings in Demand under the selected programme (Ml/d) input as +ve 2024-25: 0; Gains in Water Available For Use / Savings in Demand under the selected programme (Ml/d) input as +ve 2025-26: 0.016558; Gains in Water Available For Use / Savings in Demand under the selected programme (Ml/d) input as +ve 2026-27: 0.031711; Gains in Water Available For Use / Savings in Demand under the selected programme (Ml/d) input as +ve 2027-28: 0.045382; Gains in Water Available For Use / Savings in Demand under the selected programme (Ml/d) input as +ve 2028-29: 0.058783; Gains in Water Available For Use / Savings in Demand under the selected programme (Ml/d) input as +ve 2029-30: 0.07175; Gains in Water Available For Use / Savings in Demand under the selected programme (Ml/d) input as +ve 2030-31: 0.084724; Gains in Water Available For Use / Savings in Demand under the selected programme (Ml/d) input as +ve 2031-32: 0.097692; Gains in Water Available For Use / Savings in Demand under the selected programme (Ml/d) input as +ve 2032-33: 0.11064; Gains in Water Available For Use / Savings in Demand under the selected programme (Ml/d) input as +ve 2033-34: 0.12356; Gains in Water Available For Use / Savings in Demand under the selected programme (Ml/d) input as +ve 2034-35: 0.13645; Gains in Water Available For Use / Savings in Demand under the selected programme (Ml/d) input as +ve 2035-36: 0.14933; Gains in Water Available For Use / Savings in Demand under the selected programme (Ml/d) input as +ve 2036-37: 0.16219; Gains in Water Available For Use / Savings in Demand under the selected programme (Ml/d) input as +ve 2037-38: 0.17504; Gains in Water Available For Use / Savings in Demand under the selected programme (Ml/d) input as +ve 2038-39: 0.18788; Gains in Water Available For Use / Savings in Demand under the selected programme (Ml/d) input as +ve 2039-40: 0.20071; Gains in Water Available For Use / Savings in Demand under the selected programme (Ml/d) input as +ve 2040-41: 0.21354; Gains in Water Available For Use / Savings in Demand under the selected programme (Ml/d) input as +ve 2041-42: 0.22637; Gains in Water Available For Use / Savings in Demand under the selected programme (Ml/d) input as +ve 2042-43: 0.23921; Gains in Water Available For Use / Savings in Demand under the selected programme (Ml/d) input as +ve 2043-44: 0.25205; Gains in Water Available For Use / Savings in Demand under the selected programme (Ml/d) input as +ve 2044-45: 0.2649; Gains in Water Available For Use / Savings in Demand under the selected programme (Ml/d) input as +ve 2045-46: 0.27775; Gains in Water Available For Use / Savings in Demand under the selected programme (Ml/d) input as +ve 2046-47: 0.29062; Gains in Water Available For Use / Savings in Demand under the selected programme (Ml/d) input as +ve 2047-48: 0.3035; Gains in Water Available For Use / Savings in Demand under the selected programme (Ml/d) input as +ve 2048-49: 0.31639; Gains in Water Available For Use / Savings in Demand under the selected programme (Ml/d) input as +ve 2049-50: 0.32929
51dP | NHH. WEF Visit Upper.AWSRTC | NHH. WEF Visit Upper.AWSRTC | Non-household water audit | Customer Options | N | Preferred | AWSRTC | Ml/d | 2 | Gains in Water Available For Use / Savings in Demand under the selected programme (Ml/d) input as +ve 2019-20: 0; Gains in Water Available For Use / Savings in Demand under the selected programme (Ml/d) input as +ve 2020-21: 0; Gains in Water Available For Use / Savings in Demand under the selected programme (Ml/d) input as +ve 2021-22: 0; Gains in Water Available For Use / Savings in Demand under the selected programme (Ml/d) input as +ve 2022-23: 0; Gains in Water Available For Use / Savings in Demand under the selected programme (Ml/d) input as +ve 2023-24: 0; Gains in Water Available For Use / Savings in Demand under the selected programme (Ml/d) input as +ve 2024-25: 0; Gains in Water Available For Use / Savings in Demand under the selected programme (Ml/d) input as +ve 2025-26: 0.016558; Gains in Water Available For Use / Savings in Demand under the selected programme (Ml/d) input as +ve 2026-27: 0.031711; Gains in Water Available For Use / Savings in Demand under the selected programme (Ml/d) input as +ve 2027-28: 0.045382; Gains in Water Available For Use / Savings in Demand under the selected programme (Ml/d) input as +ve 2028-29: 0.058783; Gains in Water Available For Use / Savings in Demand under the selected programme (Ml/d) input as +ve 2029-30: 0.07175; Gains in Water Available For Use / Savings in Demand under the selected programme (Ml/d) input as +ve 2030-31: 0.084724; Gains in Water Available For Use / Savings in Demand under the selected programme (Ml/d) input as +ve 2031-32: 0.097692; Gains in Water Available For Use / Savings in Demand under the selected programme (Ml/d) input as +ve 2032-33: 0.11064; Gains in Water Available For Use / Savings in Demand under the selected programme (Ml/d) input as +ve 2033-34: 0.12356; Gains in Water Available For Use / Savings in Demand under the selected programme (Ml/d) input as +ve 2034-35: 0.13645; Gains in Water Available For Use / Savings in Demand under the selected programme (Ml/d) input as +ve 2035-36: 0.14933; Gains in Water Available For Use / Savings in Demand under the selected programme (Ml/d) input as +ve 2036-37: 0.16219; Gains in Water Available For Use / Savings in Demand under the selected programme (Ml/d) input as +ve 2037-38: 0.17504; Gains in Water Available For Use / Savings in Demand under the selected programme (Ml/d) input as +ve 2038-39: 0.18788; Gains in Water Available For Use / Savings in Demand under the selected programme (Ml/d) input as +ve 2039-40: 0.20071; Gains in Water Available For Use / Savings in Demand under the selected programme (Ml/d) input as +ve 2040-41: 0.21354; Gains in Water Available For Use / Savings in Demand under the selected programme (Ml/d) input as +ve 2041-42: 0.22637; Gains in Water Available For Use / Savings in Demand under the selected programme (Ml/d) input as +ve 2042-43: 0.23921; Gains in Water Available For Use / Savings in Demand under the selected programme (Ml/d) input as +ve 2043-44: 0.25205; Gains in Water Available For Use / Savings in Demand under the selected programme (Ml/d) input as +ve 2044-45: 0.2649; Gains in Water Available For Use / Savings in Demand under the selected programme (Ml/d) input as +ve 2045-46: 0.27775; Gains in Water Available For Use / Savings in Demand under the selected programme (Ml/d) input as +ve 2046-47: 0.29062; Gains in Water Available For Use / Savings in Demand under the selected programme (Ml/d) input as +ve 2047-48: 0.3035; Gains in Water Available For Use / Savings in Demand under the selected programme (Ml/d) input as +ve 2048-49: 0.31639; Gains in Water Available For Use / Savings in Demand under the selected programme (Ml/d) input as +ve 2049-50: 0.32929
51dF | Smart Metering.AWSRTC | Smart Metering.AWSRTC | Metering other selective | Customer Options | N | Least Cost | AWSRTC | Ml/d | 2 | Gains in Water Available For Use / Savings in Demand under the selected programme (Ml/d) input as +ve 2019-20: 0; Gains in Water Available For Use / Savings in Demand under the selected programme (Ml/d) input as +ve 2020-21: 0; Gains in Water Available For Use / Savings in Demand under the selected programme (Ml/d) input as +ve 2021-22: 0; Gains in Water Available For Use / Savings in Demand under the selected programme (Ml/d) input as +ve 2022-23: 0; Gains in Water Available For Use / Savings in Demand under the selected programme (Ml/d) input as +ve 2023-24: 0; Gains in Water Available For Use / Savings in Demand under the selected programme (Ml/d) input as +ve 2024-25: 0; Gains in Water Available For Use / Savings in Demand under the selected programme (Ml/d) input as +ve 2025-26: 0.2098; Gains in Water Available For Use / Savings in Demand under the selected programme (Ml/d) input as +ve 2026-27: 0.2652; Gains in Water Available For Use / Savings in Demand under the selected programme (Ml/d) input as +ve 2027-28: 0.33487; Gains in Water Available For Use / Savings in Demand under the selected programme (Ml/d) input as +ve 2028-29: 0.49687; Gains in Water Available For Use / Savings in Demand under the selected programme (Ml/d) input as +ve 2029-30: 0.573; Gains in Water Available For Use / Savings in Demand under the selected programme (Ml/d) input as +ve 2030-31: 0.64802; Gains in Water Available For Use / Savings in Demand under the selected programme (Ml/d) input as +ve 2031-32: 0.74055; Gains in Water Available For Use / Savings in Demand under the selected programme (Ml/d) input as +ve 2032-33: 0.79016; Gains in Water Available For Use / Savings in Demand under the selected programme (Ml/d) input as +ve 2033-34: 0.83826; Gains in Water Available For Use / Savings in Demand under the selected programme (Ml/d) input as +ve 2034-35: 0.88419; Gains in Water Available For Use / Savings in Demand under the selected programme (Ml/d) input as +ve 2035-36: 0.93173; Gains in Water Available For Use / Savings in Demand under the selected programme (Ml/d) input as +ve 2036-37: 0.98075; Gains in Water Available For Use / Savings in Demand under the selected programme (Ml/d) input as +ve 2037-38: 1.031; Gains in Water Available For Use / Savings in Demand under the selected programme (Ml/d) input as +ve 2038-39: 1.0819; Gains in Water Available For Use / Savings in Demand under the selected programme (Ml/d) input as +ve 2039-40: 1.1339; Gains in Water Available For Use / Savings in Demand under the selected programme (Ml/d) input as +ve 2040-41: 1.1869; Gains in Water Available For Use / Savings in Demand under the selected programme (Ml/d) input as +ve 2041-42: 1.2406; Gains in Water Available For Use / Savings in Demand under the selected programme (Ml/d) input as +ve 2042-43: 1.2955; Gains in Water Available For Use / Savings in Demand under the selected programme (Ml/d) input as +ve 2043-44: 1.3518; Gains in Water Available For Use / Savings in Demand under the selected programme (Ml/d) input as +ve 2044-45: 1.4051; Gains in Water Available For Use / Savings in Demand under the selected programme (Ml/d) input as +ve 2045-46: 1.459; Gains in Water Available For Use / Savings in Demand under the selected programme (Ml/d) input as +ve 2046-47: 1.514; Gains in Water Available For Use / Savings in Demand under the selected programme (Ml/d) input as +ve 2047-48: 1.5702; Gains in Water Available For Use / Savings in Demand under the selected programme (Ml/d) input as +ve 2048-49: 1.6276; Gains in Water Available For Use / Savings in Demand under the selected programme (Ml/d) input as +ve 2049-50: 1.6858
51dF | Smart Metering.AWSRTC | Smart Metering.AWSRTC | Metering other selective | Customer Options | N | Ofwat Core | AWSRTC | Ml/d | 2 | Gains in Water Available For Use / Savings in Demand under the selected programme (Ml/d) input as +ve 2019-20: 0; Gains in Water Available For Use / Savings in Demand under the selected programme (Ml/d) input as +ve 2020-21: 0; Gains in Water Available For Use / Savings in Demand under the selected programme (Ml/d) input as +ve 2021-22: 0; Gains in Water Available For Use / Savings in Demand under the selected programme (Ml/d) input as +ve 2022-23: 0; Gains in Water Available For Use / Savings in Demand under the selected programme (Ml/d) input as +ve 2023-24: 0; Gains in Water Available For Use / Savings in Demand under the selected programme (Ml/d) input as +ve 2024-25: 0; Gains in Water Available For Use / Savings in Demand under the selected programme (Ml/d) input as +ve 2025-26: 0.2098; Gains in Water Available For Use / Savings in Demand under the selected programme (Ml/d) input as +ve 2026-27: 0.2652; Gains in Water Available For Use / Savings in Demand under the selected programme (Ml/d) input as +ve 2027-28: 0.33487; Gains in Water Available For Use / Savings in Demand under the selected programme (Ml/d) input as +ve 2028-29: 0.49687; Gains in Water Available For Use / Savings in Demand under the selected programme (Ml/d) input as +ve 2029-30: 0.573; Gains in Water Available For Use / Savings in Demand under the selected programme (Ml/d) input as +ve 2030-31: 0.64802; Gains in Water Available For Use / Savings in Demand under the selected programme (Ml/d) input as +ve 2031-32: 0.74055; Gains in Water Available For Use / Savings in Demand under the selected programme (Ml/d) input as +ve 2032-33: 0.79016; Gains in Water Available For Use / Savings in Demand under the selected programme (Ml/d) input as +ve 2033-34: 0.83826; Gains in Water Available For Use / Savings in Demand under the selected programme (Ml/d) input as +ve 2034-35: 0.88419; Gains in Water Available For Use / Savings in Demand under the selected programme (Ml/d) input as +ve 2035-36: 0.93173; Gains in Water Available For Use / Savings in Demand under the selected programme (Ml/d) input as +ve 2036-37: 0.98075; Gains in Water Available For Use / Savings in Demand under the selected programme (Ml/d) input as +ve 2037-38: 1.031; Gains in Water Available For Use / Savings in Demand under the selected programme (Ml/d) input as +ve 2038-39: 1.0819; Gains in Water Available For Use / Savings in Demand under the selected programme (Ml/d) input as +ve 2039-40: 1.1339; Gains in Water Available For Use / Savings in Demand under the selected programme (Ml/d) input as +ve 2040-41: 1.1869; Gains in Water Available For Use / Savings in Demand under the selected programme (Ml/d) input as +ve 2041-42: 1.2406; Gains in Water Available For Use / Savings in Demand under the selected programme (Ml/d) input as +ve 2042-43: 1.2955; Gains in Water Available For Use / Savings in Demand under the selected programme (Ml/d) input as +ve 2043-44: 1.3518; Gains in Water Available For Use / Savings in Demand under the selected programme (Ml/d) input as +ve 2044-45: 1.4051; Gains in Water Available For Use / Savings in Demand under the selected programme (Ml/d) input as +ve 2045-46: 1.459; Gains in Water Available For Use / Savings in Demand under the selected programme (Ml/d) input as +ve 2046-47: 1.514; Gains in Water Available For Use / Savings in Demand under the selected programme (Ml/d) input as +ve 2047-48: 1.5702; Gains in Water Available For Use / Savings in Demand under the selected programme (Ml/d) input as +ve 2048-49: 1.6276; Gains in Water Available For Use / Savings in Demand under the selected programme (Ml/d) input as +ve 2049-50: 1.6858
51dP | Smart Metering.AWSRTC | Smart Metering.AWSRTC | Metering other selective | Customer Options | N | Preferred | AWSRTC | Ml/d | 2 | Gains in Water Available For Use / Savings in Demand under the selected programme (Ml/d) input as +ve 2019-20: 0; Gains in Water Available For Use / Savings in Demand under the selected programme (Ml/d) input as +ve 2020-21: 0; Gains in Water Available For Use / Savings in Demand under the selected programme (Ml/d) input as +ve 2021-22: 0; Gains in Water Available For Use / Savings in Demand under the selected programme (Ml/d) input as +ve 2022-23: 0; Gains in Water Available For Use / Savings in Demand under the selected programme (Ml/d) input as +ve 2023-24: 0; Gains in Water Available For Use / Savings in Demand under the selected programme (Ml/d) input as +ve 2024-25: 0; Gains in Water Available For Use / Savings in Demand under the selected programme (Ml/d) input as +ve 2025-26: 0.2098; Gains in Water Available For Use / Savings in Demand under the selected programme (Ml/d) input as +ve 2026-27: 0.2652; Gains in Water Available For Use / Savings in Demand under the selected programme (Ml/d) input as +ve 2027-28: 0.33487; Gains in Water Available For Use / Savings in Demand under the selected programme (Ml/d) input as +ve 2028-29: 0.49687; Gains in Water Available For Use / Savings in Demand under the selected programme (Ml/d) input as +ve 2029-30: 0.573; Gains in Water Available For Use / Savings in Demand under the selected programme (Ml/d) input as +ve 2030-31: 0.64802; Gains in Water Available For Use / Savings in Demand under the selected programme (Ml/d) input as +ve 2031-32: 0.74055; Gains in Water Available For Use / Savings in Demand under the selected programme (Ml/d) input as +ve 2032-33: 0.79016; Gains in Water Available For Use / Savings in Demand under the selected programme (Ml/d) input as +ve 2033-34: 0.83826; Gains in Water Available For Use / Savings in Demand under the selected programme (Ml/d) input as +ve 2034-35: 0.88419; Gains in Water Available For Use / Savings in Demand under the selected programme (Ml/d) input as +ve 2035-36: 0.93173; Gains in Water Available For Use / Savings in Demand under the selected programme (Ml/d) input as +ve 2036-37: 0.98075; Gains in Water Available For Use / Savings in Demand under the selected programme (Ml/d) input as +ve 2037-38: 1.031; Gains in Water Available For Use / Savings in Demand under the selected programme (Ml/d) input as +ve 2038-39: 1.0819; Gains in Water Available For Use / Savings in Demand under the selected programme (Ml/d) input as +ve 2039-40: 1.1339; Gains in Water Available For Use / Savings in Demand under the selected programme (Ml/d) input as +ve 2040-41: 1.1869; Gains in Water Available For Use / Savings in Demand under the selected programme (Ml/d) input as +ve 2041-42: 1.2406; Gains in Water Available For Use / Savings in Demand under the selected programme (Ml/d) input as +ve 2042-43: 1.2955; Gains in Water Available For Use / Savings in Demand under the selected programme (Ml/d) input as +ve 2043-44: 1.3518; Gains in Water Available For Use / Savings in Demand under the selected programme (Ml/d) input as +ve 2044-45: 1.4051; Gains in Water Available For Use / Savings in Demand under the selected programme (Ml/d) input as +ve 2045-46: 1.459; Gains in Water Available For Use / Savings in Demand under the selected programme (Ml/d) input as +ve 2046-47: 1.514; Gains in Water Available For Use / Savings in Demand under the selected programme (Ml/d) input as +ve 2047-48: 1.5702; Gains in Water Available For Use / Savings in Demand under the selected programme (Ml/d) input as +ve 2048-49: 1.6276; Gains in Water Available For Use / Savings in Demand under the selected programme (Ml/d) input as +ve 2049-50: 1.6858
51dF | USPL_HH_MET.AWSRTC | USPL_HH_MET.AWSRTC | Supply pipe repairs / replacement | Customer Options | N | Least Cost | AWSRTC | Ml/d | 2 | Gains in Water Available For Use / Savings in Demand under the selected programme (Ml/d) input as +ve 2019-20: 0; Gains in Water Available For Use / Savings in Demand under the selected programme (Ml/d) input as +ve 2020-21: 0; Gains in Water Available For Use / Savings in Demand under the selected programme (Ml/d) input as +ve 2021-22: 0; Gains in Water Available For Use / Savings in Demand under the selected programme (Ml/d) input as +ve 2022-23: 0; Gains in Water Available For Use / Savings in Demand under the selected programme (Ml/d) input as +ve 2023-24: 0; Gains in Water Available For Use / Savings in Demand under the selected programme (Ml/d) input as +ve 2024-25: 0; Gains in Water Available For Use / Savings in Demand under the selected programme (Ml/d) input as +ve 2025-26: 0.038427; Gains in Water Available For Use / Savings in Demand under the selected programme (Ml/d) input as +ve 2026-27: 0.055727; Gains in Water Available For Use / Savings in Demand under the selected programme (Ml/d) input as +ve 2027-28: 0.078187; Gains in Water Available For Use / Savings in Demand under the selected programme (Ml/d) input as +ve 2028-29: 0.12845; Gains in Water Available For Use / Savings in Demand under the selected programme (Ml/d) input as +ve 2029-30: 0.1573; Gains in Water Available For Use / Savings in Demand under the selected programme (Ml/d) input as +ve 2030-31: 0.18673; Gains in Water Available For Use / Savings in Demand under the selected programme (Ml/d) input as +ve 2031-32: 0.22274; Gains in Water Available For Use / Savings in Demand under the selected programme (Ml/d) input as +ve 2032-33: 0.23832; Gains in Water Available For Use / Savings in Demand under the selected programme (Ml/d) input as +ve 2033-34: 0.25343; Gains in Water Available For Use / Savings in Demand under the selected programme (Ml/d) input as +ve 2034-35: 0.26786; Gains in Water Available For Use / Savings in Demand under the selected programme (Ml/d) input as +ve 2035-36: 0.28285; Gains in Water Available For Use / Savings in Demand under the selected programme (Ml/d) input as +ve 2036-37: 0.29836; Gains in Water Available For Use / Savings in Demand under the selected programme (Ml/d) input as +ve 2037-38: 0.31425; Gains in Water Available For Use / Savings in Demand under the selected programme (Ml/d) input as +ve 2038-39: 0.3304; Gains in Water Available For Use / Savings in Demand under the selected programme (Ml/d) input as +ve 2039-40: 0.34675; Gains in Water Available For Use / Savings in Demand under the selected programme (Ml/d) input as +ve 2040-41: 0.36335; Gains in Water Available For Use / Savings in Demand under the selected programme (Ml/d) input as +ve 2041-42: 0.38026; Gains in Water Available For Use / Savings in Demand under the selected programme (Ml/d) input as +ve 2042-43: 0.39749; Gains in Water Available For Use / Savings in Demand under the selected programme (Ml/d) input as +ve 2043-44: 0.41508; Gains in Water Available For Use / Savings in Demand under the selected programme (Ml/d) input as +ve 2044-45: 0.43246; Gains in Water Available For Use / Savings in Demand under the selected programme (Ml/d) input as +ve 2045-46: 0.45012; Gains in Water Available For Use / Savings in Demand under the selected programme (Ml/d) input as +ve 2046-47: 0.46816; Gains in Water Available For Use / Savings in Demand under the selected programme (Ml/d) input as +ve 2047-48: 0.48657; Gains in Water Available For Use / Savings in Demand under the selected programme (Ml/d) input as +ve 2048-49: 0.50536; Gains in Water Available For Use / Savings in Demand under the selected programme (Ml/d) input as +ve 2049-50: 0.52447
51dF | USPL_HH_MET.AWSRTC | USPL_HH_MET.AWSRTC | Supply pipe repairs / replacement | Customer Options | N | Ofwat Core | AWSRTC | Ml/d | 2 | Gains in Water Available For Use / Savings in Demand under the selected programme (Ml/d) input as +ve 2019-20: 0; Gains in Water Available For Use / Savings in Demand under the selected programme (Ml/d) input as +ve 2020-21: 0; Gains in Water Available For Use / Savings in Demand under the selected programme (Ml/d) input as +ve 2021-22: 0; Gains in Water Available For Use / Savings in Demand under the selected programme (Ml/d) input as +ve 2022-23: 0; Gains in Water Available For Use / Savings in Demand under the selected programme (Ml/d) input as +ve 2023-24: 0; Gains in Water Available For Use / Savings in Demand under the selected programme (Ml/d) input as +ve 2024-25: 0; Gains in Water Available For Use / Savings in Demand under the selected programme (Ml/d) input as +ve 2025-26: 0.038427; Gains in Water Available For Use / Savings in Demand under the selected programme (Ml/d) input as +ve 2026-27: 0.055727; Gains in Water Available For Use / Savings in Demand under the selected programme (Ml/d) input as +ve 2027-28: 0.078187; Gains in Water Available For Use / Savings in Demand under the selected programme (Ml/d) input as +ve 2028-29: 0.12845; Gains in Water Available For Use / Savings in Demand under the selected programme (Ml/d) input as +ve 2029-30: 0.1573; Gains in Water Available For Use / Savings in Demand under the selected programme (Ml/d) input as +ve 2030-31: 0.18673; Gains in Water Available For Use / Savings in Demand under the selected programme (Ml/d) input as +ve 2031-32: 0.22274; Gains in Water Available For Use / Savings in Demand under the selected programme (Ml/d) input as +ve 2032-33: 0.23832; Gains in Water Available For Use / Savings in Demand under the selected programme (Ml/d) input as +ve 2033-34: 0.25343; Gains in Water Available For Use / Savings in Demand under the selected programme (Ml/d) input as +ve 2034-35: 0.26786; Gains in Water Available For Use / Savings in Demand under the selected programme (Ml/d) input as +ve 2035-36: 0.28285; Gains in Water Available For Use / Savings in Demand under the selected programme (Ml/d) input as +ve 2036-37: 0.29836; Gains in Water Available For Use / Savings in Demand under the selected programme (Ml/d) input as +ve 2037-38: 0.31425; Gains in Water Available For Use / Savings in Demand under the selected programme (Ml/d) input as +ve 2038-39: 0.3304; Gains in Water Available For Use / Savings in Demand under the selected programme (Ml/d) input as +ve 2039-40: 0.34675; Gains in Water Available For Use / Savings in Demand under the selected programme (Ml/d) input as +ve 2040-41: 0.36335; Gains in Water Available For Use / Savings in Demand under the selected programme (Ml/d) input as +ve 2041-42: 0.38026; Gains in Water Available For Use / Savings in Demand under the selected programme (Ml/d) input as +ve 2042-43: 0.39749; Gains in Water Available For Use / Savings in Demand under the selected programme (Ml/d) input as +ve 2043-44: 0.41508; Gains in Water Available For Use / Savings in Demand under the selected programme (Ml/d) input as +ve 2044-45: 0.43246; Gains in Water Available For Use / Savings in Demand under the selected programme (Ml/d) input as +ve 2045-46: 0.45012; Gains in Water Available For Use / Savings in Demand under the selected programme (Ml/d) input as +ve 2046-47: 0.46816; Gains in Water Available For Use / Savings in Demand under the selected programme (Ml/d) input as +ve 2047-48: 0.48657; Gains in Water Available For Use / Savings in Demand under the selected programme (Ml/d) input as +ve 2048-49: 0.50536; Gains in Water Available For Use / Savings in Demand under the selected programme (Ml/d) input as +ve 2049-50: 0.52447
51dP | USPL_HH_MET.AWSRTC | USPL_HH_MET.AWSRTC | Supply pipe repairs / replacement | Customer Options | N | Preferred | AWSRTC | Ml/d | 2 | Gains in Water Available For Use / Savings in Demand under the selected programme (Ml/d) input as +ve 2019-20: 0; Gains in Water Available For Use / Savings in Demand under the selected programme (Ml/d) input as +ve 2020-21: 0; Gains in Water Available For Use / Savings in Demand under the selected programme (Ml/d) input as +ve 2021-22: 0; Gains in Water Available For Use / Savings in Demand under the selected programme (Ml/d) input as +ve 2022-23: 0; Gains in Water Available For Use / Savings in Demand under the selected programme (Ml/d) input as +ve 2023-24: 0; Gains in Water Available For Use / Savings in Demand under the selected programme (Ml/d) input as +ve 2024-25: 0; Gains in Water Available For Use / Savings in Demand under the selected programme (Ml/d) input as +ve 2025-26: 0.038427; Gains in Water Available For Use / Savings in Demand under the selected programme (Ml/d) input as +ve 2026-27: 0.055727; Gains in Water Available For Use / Savings in Demand under the selected programme (Ml/d) input as +ve 2027-28: 0.078187; Gains in Water Available For Use / Savings in Demand under the selected programme (Ml/d) input as +ve 2028-29: 0.12845; Gains in Water Available For Use / Savings in Demand under the selected programme (Ml/d) input as +ve 2029-30: 0.1573; Gains in Water Available For Use / Savings in Demand under the selected programme (Ml/d) input as +ve 2030-31: 0.18673; Gains in Water Available For Use / Savings in Demand under the selected programme (Ml/d) input as +ve 2031-32: 0.22274; Gains in Water Available For Use / Savings in Demand under the selected programme (Ml/d) input as +ve 2032-33: 0.23832; Gains in Water Available For Use / Savings in Demand under the selected programme (Ml/d) input as +ve 2033-34: 0.25343; Gains in Water Available For Use / Savings in Demand under the selected programme (Ml/d) input as +ve 2034-35: 0.26786; Gains in Water Available For Use / Savings in Demand under the selected programme (Ml/d) input as +ve 2035-36: 0.28285; Gains in Water Available For Use / Savings in Demand under the selected programme (Ml/d) input as +ve 2036-37: 0.29836; Gains in Water Available For Use / Savings in Demand under the selected programme (Ml/d) input as +ve 2037-38: 0.31425; Gains in Water Available For Use / Savings in Demand under the selected programme (Ml/d) input as +ve 2038-39: 0.3304; Gains in Water Available For Use / Savings in Demand under the selected programme (Ml/d) input as +ve 2039-40: 0.34675; Gains in Water Available For Use / Savings in Demand under the selected programme (Ml/d) input as +ve 2040-41: 0.36335; Gains in Water Available For Use / Savings in Demand under the selected programme (Ml/d) input as +ve 2041-42: 0.38026; Gains in Water Available For Use / Savings in Demand under the selected programme (Ml/d) input as +ve 2042-43: 0.39749; Gains in Water Available For Use / Savings in Demand under the selected programme (Ml/d) input as +ve 2043-44: 0.41508; Gains in Water Available For Use / Savings in Demand under the selected programme (Ml/d) input as +ve 2044-45: 0.43246; Gains in Water Available For Use / Savings in Demand under the selected programme (Ml/d) input as +ve 2045-46: 0.45012; Gains in Water Available For Use / Savings in Demand under the selected programme (Ml/d) input as +ve 2046-47: 0.46816; Gains in Water Available For Use / Savings in Demand under the selected programme (Ml/d) input as +ve 2047-48: 0.48657; Gains in Water Available For Use / Savings in Demand under the selected programme (Ml/d) input as +ve 2048-49: 0.50536; Gains in Water Available For Use / Savings in Demand under the selected programme (Ml/d) input as +ve 2049-50: 0.52447
51dF | USPL_ShSupplies.AWSRTC | USPL_ShSupplies.AWSRTC | Supply pipe repairs / replacement | Customer Options | N | Least Cost | AWSRTC | Ml/d | 2 | Gains in Water Available For Use / Savings in Demand under the selected programme (Ml/d) input as +ve 2019-20: 0; Gains in Water Available For Use / Savings in Demand under the selected programme (Ml/d) input as +ve 2020-21: 0; Gains in Water Available For Use / Savings in Demand under the selected programme (Ml/d) input as +ve 2021-22: 0; Gains in Water Available For Use / Savings in Demand under the selected programme (Ml/d) input as +ve 2022-23: 0; Gains in Water Available For Use / Savings in Demand under the selected programme (Ml/d) input as +ve 2023-24: 0; Gains in Water Available For Use / Savings in Demand under the selected programme (Ml/d) input as +ve 2024-25: 0; Gains in Water Available For Use / Savings in Demand under the selected programme (Ml/d) input as +ve 2025-26: 0.059157; Gains in Water Available For Use / Savings in Demand under the selected programme (Ml/d) input as +ve 2026-27: 0.10159; Gains in Water Available For Use / Savings in Demand under the selected programme (Ml/d) input as +ve 2027-28: 0.10159; Gains in Water Available For Use / Savings in Demand under the selected programme (Ml/d) input as +ve 2028-29: 0.10159; Gains in Water Available For Use / Savings in Demand under the selected programme (Ml/d) input as +ve 2029-30: 0.11577; Gains in Water Available For Use / Savings in Demand under the selected programme (Ml/d) input as +ve 2030-31: 0.11577; Gains in Water Available For Use / Savings in Demand under the selected programme (Ml/d) input as +ve 2031-32: 0.11577; Gains in Water Available For Use / Savings in Demand under the selected programme (Ml/d) input as +ve 2032-33: 0.11577; Gains in Water Available For Use / Savings in Demand under the selected programme (Ml/d) input as +ve 2033-34: 0.11577; Gains in Water Available For Use / Savings in Demand under the selected programme (Ml/d) input as +ve 2034-35: 0.11577; Gains in Water Available For Use / Savings in Demand under the selected programme (Ml/d) input as +ve 2035-36: 0.11577; Gains in Water Available For Use / Savings in Demand under the selected programme (Ml/d) input as +ve 2036-37: 0.11577; Gains in Water Available For Use / Savings in Demand under the selected programme (Ml/d) input as +ve 2037-38: 0.11577; Gains in Water Available For Use / Savings in Demand under the selected programme (Ml/d) input as +ve 2038-39: 0.11577; Gains in Water Available For Use / Savings in Demand under the selected programme (Ml/d) input as +ve 2039-40: 0.11577; Gains in Water Available For Use / Savings in Demand under the selected programme (Ml/d) input as +ve 2040-41: 0.11577; Gains in Water Available For Use / Savings in Demand under the selected programme (Ml/d) input as +ve 2041-42: 0.11577; Gains in Water Available For Use / Savings in Demand under the selected programme (Ml/d) input as +ve 2042-43: 0.11577; Gains in Water Available For Use / Savings in Demand under the selected programme (Ml/d) input as +ve 2043-44: 0.11577; Gains in Water Available For Use / Savings in Demand under the selected programme (Ml/d) input as +ve 2044-45: 0.11577; Gains in Water Available For Use / Savings in Demand under the selected programme (Ml/d) input as +ve 2045-46: 0.11577; Gains in Water Available For Use / Savings in Demand under the selected programme (Ml/d) input as +ve 2046-47: 0.11577; Gains in Water Available For Use / Savings in Demand under the selected programme (Ml/d) input as +ve 2047-48: 0.11577; Gains in Water Available For Use / Savings in Demand under the selected programme (Ml/d) input as +ve 2048-49: 0.11577; Gains in Water Available For Use / Savings in Demand under the selected programme (Ml/d) input as +ve 2049-50: 0.11577
51dF | USPL_ShSupplies.AWSRTC | USPL_ShSupplies.AWSRTC | Supply pipe repairs / replacement | Customer Options | N | Ofwat Core | AWSRTC | Ml/d | 2 | Gains in Water Available For Use / Savings in Demand under the selected programme (Ml/d) input as +ve 2019-20: 0; Gains in Water Available For Use / Savings in Demand under the selected programme (Ml/d) input as +ve 2020-21: 0; Gains in Water Available For Use / Savings in Demand under the selected programme (Ml/d) input as +ve 2021-22: 0; Gains in Water Available For Use / Savings in Demand under the selected programme (Ml/d) input as +ve 2022-23: 0; Gains in Water Available For Use / Savings in Demand under the selected programme (Ml/d) input as +ve 2023-24: 0; Gains in Water Available For Use / Savings in Demand under the selected programme (Ml/d) input as +ve 2024-25: 0; Gains in Water Available For Use / Savings in Demand under the selected programme (Ml/d) input as +ve 2025-26: 0.059157; Gains in Water Available For Use / Savings in Demand under the selected programme (Ml/d) input as +ve 2026-27: 0.10159; Gains in Water Available For Use / Savings in Demand under the selected programme (Ml/d) input as +ve 2027-28: 0.10159; Gains in Water Available For Use / Savings in Demand under the selected programme (Ml/d) input as +ve 2028-29: 0.10159; Gains in Water Available For Use / Savings in Demand under the selected programme (Ml/d) input as +ve 2029-30: 0.11577; Gains in Water Available For Use / Savings in Demand under the selected programme (Ml/d) input as +ve 2030-31: 0.11577; Gains in Water Available For Use / Savings in Demand under the selected programme (Ml/d) input as +ve 2031-32: 0.11577; Gains in Water Available For Use / Savings in Demand under the selected programme (Ml/d) input as +ve 2032-33: 0.11577; Gains in Water Available For Use / Savings in Demand under the selected programme (Ml/d) input as +ve 2033-34: 0.11577; Gains in Water Available For Use / Savings in Demand under the selected programme (Ml/d) input as +ve 2034-35: 0.11577; Gains in Water Available For Use / Savings in Demand under the selected programme (Ml/d) input as +ve 2035-36: 0.11577; Gains in Water Available For Use / Savings in Demand under the selected programme (Ml/d) input as +ve 2036-37: 0.11577; Gains in Water Available For Use / Savings in Demand under the selected programme (Ml/d) input as +ve 2037-38: 0.11577; Gains in Water Available For Use / Savings in Demand under the selected programme (Ml/d) input as +ve 2038-39: 0.11577; Gains in Water Available For Use / Savings in Demand under the selected programme (Ml/d) input as +ve 2039-40: 0.11577; Gains in Water Available For Use / Savings in Demand under the selected programme (Ml/d) input as +ve 2040-41: 0.11577; Gains in Water Available For Use / Savings in Demand under the selected programme (Ml/d) input as +ve 2041-42: 0.11577; Gains in Water Available For Use / Savings in Demand under the selected programme (Ml/d) input as +ve 2042-43: 0.11577; Gains in Water Available For Use / Savings in Demand under the selected programme (Ml/d) input as +ve 2043-44: 0.11577; Gains in Water Available For Use / Savings in Demand under the selected programme (Ml/d) input as +ve 2044-45: 0.11577; Gains in Water Available For Use / Savings in Demand under the selected programme (Ml/d) input as +ve 2045-46: 0.11577; Gains in Water Available For Use / Savings in Demand under the selected programme (Ml/d) input as +ve 2046-47: 0.11577; Gains in Water Available For Use / Savings in Demand under the selected programme (Ml/d) input as +ve 2047-48: 0.11577; Gains in Water Available For Use / Savings in Demand under the selected programme (Ml/d) input as +ve 2048-49: 0.11577; Gains in Water Available For Use / Savings in Demand under the selected programme (Ml/d) input as +ve 2049-50: 0.11577
51dP | USPL_ShSupplies.AWSRTC | USPL_ShSupplies.AWSRTC | Supply pipe repairs / replacement | Customer Options | N | Preferred | AWSRTC | Ml/d | 2 | Gains in Water Available For Use / Savings in Demand under the selected programme (Ml/d) input as +ve 2019-20: 0; Gains in Water Available For Use / Savings in Demand under the selected programme (Ml/d) input as +ve 2020-21: 0; Gains in Water Available For Use / Savings in Demand under the selected programme (Ml/d) input as +ve 2021-22: 0; Gains in Water Available For Use / Savings in Demand under the selected programme (Ml/d) input as +ve 2022-23: 0; Gains in Water Available For Use / Savings in Demand under the selected programme (Ml/d) input as +ve 2023-24: 0; Gains in Water Available For Use / Savings in Demand under the selected programme (Ml/d) input as +ve 2024-25: 0; Gains in Water Available For Use / Savings in Demand under the selected programme (Ml/d) input as +ve 2025-26: 0.059157; Gains in Water Available For Use / Savings in Demand under the selected programme (Ml/d) input as +ve 2026-27: 0.10159; Gains in Water Available For Use / Savings in Demand under the selected programme (Ml/d) input as +ve 2027-28: 0.10159; Gains in Water Available For Use / Savings in Demand under the selected programme (Ml/d) input as +ve 2028-29: 0.10159; Gains in Water Available For Use / Savings in Demand under the selected programme (Ml/d) input as +ve 2029-30: 0.11577; Gains in Water Available For Use / Savings in Demand under the selected programme (Ml/d) input as +ve 2030-31: 0.11577; Gains in Water Available For Use / Savings in Demand under the selected programme (Ml/d) input as +ve 2031-32: 0.11577; Gains in Water Available For Use / Savings in Demand under the selected programme (Ml/d) input as +ve 2032-33: 0.11577; Gains in Water Available For Use / Savings in Demand under the selected programme (Ml/d) input as +ve 2033-34: 0.11577; Gains in Water Available For Use / Savings in Demand under the selected programme (Ml/d) input as +ve 2034-35: 0.11577; Gains in Water Available For Use / Savings in Demand under the selected programme (Ml/d) input as +ve 2035-36: 0.11577; Gains in Water Available For Use / Savings in Demand under the selected programme (Ml/d) input as +ve 2036-37: 0.11577; Gains in Water Available For Use / Savings in Demand under the selected programme (Ml/d) input as +ve 2037-38: 0.11577; Gains in Water Available For Use / Savings in Demand under the selected programme (Ml/d) input as +ve 2038-39: 0.11577; Gains in Water Available For Use / Savings in Demand under the selected programme (Ml/d) input as +ve 2039-40: 0.11577; Gains in Water Available For Use / Savings in Demand under the selected programme (Ml/d) input as +ve 2040-41: 0.11577; Gains in Water Available For Use / Savings in Demand under the selected programme (Ml/d) input as +ve 2041-42: 0.11577; Gains in Water Available For Use / Savings in Demand under the selected programme (Ml/d) input as +ve 2042-43: 0.11577; Gains in Water Available For Use / Savings in Demand under the selected programme (Ml/d) input as +ve 2043-44: 0.11577; Gains in Water Available For Use / Savings in Demand under the selected programme (Ml/d) input as +ve 2044-45: 0.11577; Gains in Water Available For Use / Savings in Demand under the selected programme (Ml/d) input as +ve 2045-46: 0.11577; Gains in Water Available For Use / Savings in Demand under the selected programme (Ml/d) input as +ve 2046-47: 0.11577; Gains in Water Available For Use / Savings in Demand under the selected programme (Ml/d) input as +ve 2047-48: 0.11577; Gains in Water Available For Use / Savings in Demand under the selected programme (Ml/d) input as +ve 2048-49: 0.11577; Gains in Water Available For Use / Savings in Demand under the selected programme (Ml/d) input as +ve 2049-50: 0.11577
52cA | Adjustment to existing potable water import | EI12 | Internal potable transfer | Distribution Options | N | Ofwat Core | AWSRTC | Ml/d | 2 | Gains in Water Available For Use / Savings in Demand under the selected programme (Ml/d) input as +ve 2025-26: -0.68; Gains in Water Available For Use / Savings in Demand under the selected programme (Ml/d) input as +ve 2026-27: -1.01; Gains in Water Available For Use / Savings in Demand under the selected programme (Ml/d) input as +ve 2027-28: -1.32; Gains in Water Available For Use / Savings in Demand under the selected programme (Ml/d) input as +ve 2028-29: -1.88; Gains in Water Available For Use / Savings in Demand under the selected programme (Ml/d) input as +ve 2029-30: -2.33; Gains in Water Available For Use / Savings in Demand under the selected programme (Ml/d) input as +ve 2030-31: -3.3; Gains in Water Available For Use / Savings in Demand under the selected programme (Ml/d) input as +ve 2031-32: -3.78; Gains in Water Available For Use / Savings in Demand under the selected programme (Ml/d) input as +ve 2032-33: -4.12; Gains in Water Available For Use / Savings in Demand under the selected programme (Ml/d) input as +ve 2033-34: -4.79; Gains in Water Available For Use / Savings in Demand under the selected programme (Ml/d) input as +ve 2034-35: -5.39; Gains in Water Available For Use / Savings in Demand under the selected programme (Ml/d) input as +ve 2035-36: -5.97; Gains in Water Available For Use / Savings in Demand under the selected programme (Ml/d) input as +ve 2036-37: -6.83; Gains in Water Available For Use / Savings in Demand under the selected programme (Ml/d) input as +ve 2037-38: -7.5; Gains in Water Available For Use / Savings in Demand under the selected programme (Ml/d) input as +ve 2038-39: -8.16; Gains in Water Available For Use / Savings in Demand under the selected programme (Ml/d) input as +ve 2039-40: -9.1; Gains in Water Available For Use / Savings in Demand under the selected programme (Ml/d) input as +ve 2040-41: -9.77; Gains in Water Available For Use / Savings in Demand under the selected programme (Ml/d) input as +ve 2041-42: -10.47; Gains in Water Available For Use / Savings in Demand under the selected programme (Ml/d) input as +ve 2042-43: -12.54; Gains in Water Available For Use / Savings in Demand under the selected programme (Ml/d) input as +ve 2043-44: -13.36; Gains in Water Available For Use / Savings in Demand under the selected programme (Ml/d) input as +ve 2044-45: -13.79; Gains in Water Available For Use / Savings in Demand under the selected programme (Ml/d) input as +ve 2045-46: -14.29; Gains in Water Available For Use / Savings in Demand under the selected programme (Ml/d) input as +ve 2046-47: -14.79; Gains in Water Available For Use / Savings in Demand under the selected programme (Ml/d) input as +ve 2047-48: -15.38; Gains in Water Available For Use / Savings in Demand under the selected programme (Ml/d) input as +ve 2048-49: -13.78; Gains in Water Available For Use / Savings in Demand under the selected programme (Ml/d) input as +ve 2049-50: -11.95
52cA | Ruthamford South to Ruthamford Central potable transfer (20 Ml/d) | RTC3 | Internal potable transfer | Distribution Options | N | Alternative | AWSRTC | Ml/d | 2 | Gains in Water Available For Use / Savings in Demand under the selected programme (Ml/d) input as +ve 2025-26: 0; Gains in Water Available For Use / Savings in Demand under the selected programme (Ml/d) input as +ve 2026-27: 0; Gains in Water Available For Use / Savings in Demand under the selected programme (Ml/d) input as +ve 2027-28: 0; Gains in Water Available For Use / Savings in Demand under the selected programme (Ml/d) input as +ve 2028-29: 0; Gains in Water Available For Use / Savings in Demand under the selected programme (Ml/d) input as +ve 2029-30: 0; Gains in Water Available For Use / Savings in Demand under the selected programme (Ml/d) input as +ve 2030-31: 0; Gains in Water Available For Use / Savings in Demand under the selected programme (Ml/d) input as +ve 2031-32: 0; Gains in Water Available For Use / Savings in Demand under the selected programme (Ml/d) input as +ve 2032-33: 0; Gains in Water Available For Use / Savings in Demand under the selected programme (Ml/d) input as +ve 2033-34: 0; Gains in Water Available For Use / Savings in Demand under the selected programme (Ml/d) input as +ve 2034-35: 0; Gains in Water Available For Use / Savings in Demand under the selected programme (Ml/d) input as +ve 2035-36: 0; Gains in Water Available For Use / Savings in Demand under the selected programme (Ml/d) input as +ve 2036-37: 0; Gains in Water Available For Use / Savings in Demand under the selected programme (Ml/d) input as +ve 2037-38: 0; Gains in Water Available For Use / Savings in Demand under the selected programme (Ml/d) input as +ve 2038-39: 0; Gains in Water Available For Use / Savings in Demand under the selected programme (Ml/d) input as +ve 2039-40: 0; Gains in Water Available For Use / Savings in Demand under the selected programme (Ml/d) input as +ve 2040-41: 0; Gains in Water Available For Use / Savings in Demand under the selected programme (Ml/d) input as +ve 2041-42: 0; Gains in Water Available For Use / Savings in Demand under the selected programme (Ml/d) input as +ve 2042-43: 1.27; Gains in Water Available For Use / Savings in Demand under the selected programme (Ml/d) input as +ve 2043-44: 1.27; Gains in Water Available For Use / Savings in Demand under the selected programme (Ml/d) input as +ve 2044-45: 1.27; Gains in Water Available For Use / Savings in Demand under the selected programme (Ml/d) input as +ve 2045-46: 1.27; Gains in Water Available For Use / Savings in Demand under the selected programme (Ml/d) input as +ve 2046-47: 1.27; Gains in Water Available For Use / Savings in Demand under the selected programme (Ml/d) input as +ve 2047-48: 1.27; Gains in Water Available For Use / Savings in Demand under the selected programme (Ml/d) input as +ve 2048-49: 1.27; Gains in Water Available For Use / Savings in Demand under the selected programme (Ml/d) input as +ve 2049-50: 1.27
52cA | Adjustment to existing potable water import | EI12 | Internal potable transfer | Distribution Options | N | Least Cost | AWSRTC | Ml/d | 2 | Gains in Water Available For Use / Savings in Demand under the selected programme (Ml/d) input as +ve 2025-26: -0.68; Gains in Water Available For Use / Savings in Demand under the selected programme (Ml/d) input as +ve 2026-27: -1.01; Gains in Water Available For Use / Savings in Demand under the selected programme (Ml/d) input as +ve 2027-28: -1.32; Gains in Water Available For Use / Savings in Demand under the selected programme (Ml/d) input as +ve 2028-29: -1.88; Gains in Water Available For Use / Savings in Demand under the selected programme (Ml/d) input as +ve 2029-30: -2.33; Gains in Water Available For Use / Savings in Demand under the selected programme (Ml/d) input as +ve 2030-31: -3.3; Gains in Water Available For Use / Savings in Demand under the selected programme (Ml/d) input as +ve 2031-32: -3.78; Gains in Water Available For Use / Savings in Demand under the selected programme (Ml/d) input as +ve 2032-33: -4.12; Gains in Water Available For Use / Savings in Demand under the selected programme (Ml/d) input as +ve 2033-34: -4.79; Gains in Water Available For Use / Savings in Demand under the selected programme (Ml/d) input as +ve 2034-35: -5.39; Gains in Water Available For Use / Savings in Demand under the selected programme (Ml/d) input as +ve 2035-36: -5.97; Gains in Water Available For Use / Savings in Demand under the selected programme (Ml/d) input as +ve 2036-37: -6.83; Gains in Water Available For Use / Savings in Demand under the selected programme (Ml/d) input as +ve 2037-38: -7.5; Gains in Water Available For Use / Savings in Demand under the selected programme (Ml/d) input as +ve 2038-39: -8.16; Gains in Water Available For Use / Savings in Demand under the selected programme (Ml/d) input as +ve 2039-40: -9.1; Gains in Water Available For Use / Savings in Demand under the selected programme (Ml/d) input as +ve 2040-41: -9.77; Gains in Water Available For Use / Savings in Demand under the selected programme (Ml/d) input as +ve 2041-42: -10.47; Gains in Water Available For Use / Savings in Demand under the selected programme (Ml/d) input as +ve 2042-43: -12.54; Gains in Water Available For Use / Savings in Demand under the selected programme (Ml/d) input as +ve 2043-44: -13.36; Gains in Water Available For Use / Savings in Demand under the selected programme (Ml/d) input as +ve 2044-45: -13.79; Gains in Water Available For Use / Savings in Demand under the selected programme (Ml/d) input as +ve 2045-46: -14.29; Gains in Water Available For Use / Savings in Demand under the selected programme (Ml/d) input as +ve 2046-47: -14.79; Gains in Water Available For Use / Savings in Demand under the selected programme (Ml/d) input as +ve 2047-48: -15.38; Gains in Water Available For Use / Savings in Demand under the selected programme (Ml/d) input as +ve 2048-49: -13.78; Gains in Water Available For Use / Savings in Demand under the selected programme (Ml/d) input as +ve 2049-50: -11.95
52cA | Ruthamford South to Ruthamford Central potable transfer (20 Ml/d) | RTC3 | Internal potable transfer | Distribution Options | N | Least Cost | AWSRTC | Ml/d | 2 | Gains in Water Available For Use / Savings in Demand under the selected programme (Ml/d) input as +ve 2025-26: 0; Gains in Water Available For Use / Savings in Demand under the selected programme (Ml/d) input as +ve 2026-27: 0; Gains in Water Available For Use / Savings in Demand under the selected programme (Ml/d) input as +ve 2027-28: 0; Gains in Water Available For Use / Savings in Demand under the selected programme (Ml/d) input as +ve 2028-29: 0; Gains in Water Available For Use / Savings in Demand under the selected programme (Ml/d) input as +ve 2029-30: 0; Gains in Water Available For Use / Savings in Demand under the selected programme (Ml/d) input as +ve 2030-31: 0; Gains in Water Available For Use / Savings in Demand under the selected programme (Ml/d) input as +ve 2031-32: 0; Gains in Water Available For Use / Savings in Demand under the selected programme (Ml/d) input as +ve 2032-33: 0; Gains in Water Available For Use / Savings in Demand under the selected programme (Ml/d) input as +ve 2033-34: 0; Gains in Water Available For Use / Savings in Demand under the selected programme (Ml/d) input as +ve 2034-35: 0; Gains in Water Available For Use / Savings in Demand under the selected programme (Ml/d) input as +ve 2035-36: 0; Gains in Water Available For Use / Savings in Demand under the selected programme (Ml/d) input as +ve 2036-37: 0; Gains in Water Available For Use / Savings in Demand under the selected programme (Ml/d) input as +ve 2037-38: 0; Gains in Water Available For Use / Savings in Demand under the selected programme (Ml/d) input as +ve 2038-39: 0; Gains in Water Available For Use / Savings in Demand under the selected programme (Ml/d) input as +ve 2039-40: 0; Gains in Water Available For Use / Savings in Demand under the selected programme (Ml/d) input as +ve 2040-41: 0; Gains in Water Available For Use / Savings in Demand under the selected programme (Ml/d) input as +ve 2041-42: 0; Gains in Water Available For Use / Savings in Demand under the selected programme (Ml/d) input as +ve 2042-43: 1.27; Gains in Water Available For Use / Savings in Demand under the selected programme (Ml/d) input as +ve 2043-44: 1.27; Gains in Water Available For Use / Savings in Demand under the selected programme (Ml/d) input as +ve 2044-45: 1.27; Gains in Water Available For Use / Savings in Demand under the selected programme (Ml/d) input as +ve 2045-46: 1.27; Gains in Water Available For Use / Savings in Demand under the selected programme (Ml/d) input as +ve 2046-47: 1.27; Gains in Water Available For Use / Savings in Demand under the selected programme (Ml/d) input as +ve 2047-48: 1.27; Gains in Water Available For Use / Savings in Demand under the selected programme (Ml/d) input as +ve 2048-49: 1.27; Gains in Water Available For Use / Savings in Demand under the selected programme (Ml/d) input as +ve 2049-50: 1.27
52cP | Adjustment to existing potable water import | EI12 | Internal potable transfer | Distribution Options | N | Preferred | AWSRTC | Ml/d | 2 | Gains in Water Available For Use / Savings in Demand under the selected programme (Ml/d) input as +ve 2025-26: -0.68; Gains in Water Available For Use / Savings in Demand under the selected programme (Ml/d) input as +ve 2026-27: -1.01; Gains in Water Available For Use / Savings in Demand under the selected programme (Ml/d) input as +ve 2027-28: -1.32; Gains in Water Available For Use / Savings in Demand under the selected programme (Ml/d) input as +ve 2028-29: -1.88; Gains in Water Available For Use / Savings in Demand under the selected programme (Ml/d) input as +ve 2029-30: -2.33; Gains in Water Available For Use / Savings in Demand under the selected programme (Ml/d) input as +ve 2030-31: -3.3; Gains in Water Available For Use / Savings in Demand under the selected programme (Ml/d) input as +ve 2031-32: -3.78; Gains in Water Available For Use / Savings in Demand under the selected programme (Ml/d) input as +ve 2032-33: -4.12; Gains in Water Available For Use / Savings in Demand under the selected programme (Ml/d) input as +ve 2033-34: -4.79; Gains in Water Available For Use / Savings in Demand under the selected programme (Ml/d) input as +ve 2034-35: -5.39; Gains in Water Available For Use / Savings in Demand under the selected programme (Ml/d) input as +ve 2035-36: -5.97; Gains in Water Available For Use / Savings in Demand under the selected programme (Ml/d) input as +ve 2036-37: -6.83; Gains in Water Available For Use / Savings in Demand under the selected programme (Ml/d) input as +ve 2037-38: -7.5; Gains in Water Available For Use / Savings in Demand under the selected programme (Ml/d) input as +ve 2038-39: -8.16; Gains in Water Available For Use / Savings in Demand under the selected programme (Ml/d) input as +ve 2039-40: -9.1; Gains in Water Available For Use / Savings in Demand under the selected programme (Ml/d) input as +ve 2040-41: -9.77; Gains in Water Available For Use / Savings in Demand under the selected programme (Ml/d) input as +ve 2041-42: -10.47; Gains in Water Available For Use / Savings in Demand under the selected programme (Ml/d) input as +ve 2042-43: -12.54; Gains in Water Available For Use / Savings in Demand under the selected programme (Ml/d) input as +ve 2043-44: -13.36; Gains in Water Available For Use / Savings in Demand under the selected programme (Ml/d) input as +ve 2044-45: -13.79; Gains in Water Available For Use / Savings in Demand under the selected programme (Ml/d) input as +ve 2045-46: -14.29; Gains in Water Available For Use / Savings in Demand under the selected programme (Ml/d) input as +ve 2046-47: -14.79; Gains in Water Available For Use / Savings in Demand under the selected programme (Ml/d) input as +ve 2047-48: -15.38; Gains in Water Available For Use / Savings in Demand under the selected programme (Ml/d) input as +ve 2048-49: -13.78; Gains in Water Available For Use / Savings in Demand under the selected programme (Ml/d) input as +ve 2049-50: -11.95
52cP | Ruthamford South to Ruthamford Central potable transfer (20 Ml/d) | RTC3 | Internal potable transfer | Distribution Options | N | Preferred | AWSRTC | Ml/d | 2 | Gains in Water Available For Use / Savings in Demand under the selected programme (Ml/d) input as +ve 2025-26: 0; Gains in Water Available For Use / Savings in Demand under the selected programme (Ml/d) input as +ve 2026-27: 0; Gains in Water Available For Use / Savings in Demand under the selected programme (Ml/d) input as +ve 2027-28: 0; Gains in Water Available For Use / Savings in Demand under the selected programme (Ml/d) input as +ve 2028-29: 0; Gains in Water Available For Use / Savings in Demand under the selected programme (Ml/d) input as +ve 2029-30: 0; Gains in Water Available For Use / Savings in Demand under the selected programme (Ml/d) input as +ve 2030-31: 0; Gains in Water Available For Use / Savings in Demand under the selected programme (Ml/d) input as +ve 2031-32: 0; Gains in Water Available For Use / Savings in Demand under the selected programme (Ml/d) input as +ve 2032-33: 0; Gains in Water Available For Use / Savings in Demand under the selected programme (Ml/d) input as +ve 2033-34: 0; Gains in Water Available For Use / Savings in Demand under the selected programme (Ml/d) input as +ve 2034-35: 0; Gains in Water Available For Use / Savings in Demand under the selected programme (Ml/d) input as +ve 2035-36: 0; Gains in Water Available For Use / Savings in Demand under the selected programme (Ml/d) input as +ve 2036-37: 0; Gains in Water Available For Use / Savings in Demand under the selected programme (Ml/d) input as +ve 2037-38: 0; Gains in Water Available For Use / Savings in Demand under the selected programme (Ml/d) input as +ve 2038-39: 0; Gains in Water Available For Use / Savings in Demand under the selected programme (Ml/d) input as +ve 2039-40: 0; Gains in Water Available For Use / Savings in Demand under the selected programme (Ml/d) input as +ve 2040-41: 0; Gains in Water Available For Use / Savings in Demand under the selected programme (Ml/d) input as +ve 2041-42: 0; Gains in Water Available For Use / Savings in Demand under the selected programme (Ml/d) input as +ve 2042-43: 1.27; Gains in Water Available For Use / Savings in Demand under the selected programme (Ml/d) input as +ve 2043-44: 1.27; Gains in Water Available For Use / Savings in Demand under the selected programme (Ml/d) input as +ve 2044-45: 1.27; Gains in Water Available For Use / Savings in Demand under the selected programme (Ml/d) input as +ve 2045-46: 1.27; Gains in Water Available For Use / Savings in Demand under the selected programme (Ml/d) input as +ve 2046-47: 1.27; Gains in Water Available For Use / Savings in Demand under the selected programme (Ml/d) input as +ve 2047-48: 1.27; Gains in Water Available For Use / Savings in Demand under the selected programme (Ml/d) input as +ve 2048-49: 1.27; Gains in Water Available For Use / Savings in Demand under the selected programme (Ml/d) input as +ve 2049-50: 1.27
51cF | CC Mains Replacement.AWSRTC | CC Mains Replacement.AWSRTC | Mains replacement (not trunk mains) | Distribution Options | N | Least Cost | AWSRTC | Ml/d | 2 | 0 | 0 | 0 | 0 | 0 | 0 | 0.0025621 | 0.0051242 | 0.0076863 | 0.010248 | 0.012811 | 0.015373 | 0.017935 | 0.020497 | 0.023059 | 0.025621 | 0.028183 | 0.030745 | 0.033307 | 0.03587 | 0.038432 | 0.040994 | 0.043556 | 0.046118 | 0.04868 | 0.051242 | 0.053804 | 0.056366 | 0.058929 | 0.061491 | 0.064053 | 0.066615 | 0.069177 | 0.071739 | 0.074301 | 0.076863 | 0.079425 | 0.081988 | 0.08455 | 0.087112 | 0.089674 | 0.092236 | 0.094798 | 0.09736 | 0.099922 | 0.10248 | 0.10505 | 0.10761 | 0.11017 | 0.11273 | 0.11529 | 0.11786 | 0.12042 | 0.12298 | 0.12554 | 0.12811 | 0.13067 | 0.13323 | 0.13579 | 0.13835 | 0.14092 | 0.14348 | 0.14604 | 0.1486 | 0.15116 | 0.15373 | 0.15629 | 0.15885 | 0.16141 | 0.16398 | 0.16654 | 0.1691 | 0.17166 | 0.17422 | 0.17679 | 0.17935 | 0.18191 | 0.18447 | 0.18703 | 0.1896 | 0.19216
51cF | CC Mains Replacement.AWSRTC | CC Mains Replacement.AWSRTC | Mains replacement (not trunk mains) | Distribution Options | N | Ofwat Core | AWSRTC | Ml/d | 2 | 0 | 0 | 0 | 0 | 0 | 0 | 0.0025621 | 0.0051242 | 0.0076863 | 0.010248 | 0.012811 | 0.015373 | 0.017935 | 0.020497 | 0.023059 | 0.025621 | 0.028183 | 0.030745 | 0.033307 | 0.03587 | 0.038432 | 0.040994 | 0.043556 | 0.046118 | 0.04868 | 0.051242 | 0.053804 | 0.056366 | 0.058929 | 0.061491 | 0.064053 | 0.066615 | 0.069177 | 0.071739 | 0.074301 | 0.076863 | 0.079425 | 0.081988 | 0.08455 | 0.087112 | 0.089674 | 0.092236 | 0.094798 | 0.09736 | 0.099922 | 0.10248 | 0.10505 | 0.10761 | 0.11017 | 0.11273 | 0.11529 | 0.11786 | 0.12042 | 0.12298 | 0.12554 | 0.12811 | 0.13067 | 0.13323 | 0.13579 | 0.13835 | 0.14092 | 0.14348 | 0.14604 | 0.1486 | 0.15116 | 0.15373 | 0.15629 | 0.15885 | 0.16141 | 0.16398 | 0.16654 | 0.1691 | 0.17166 | 0.17422 | 0.17679 | 0.17935 | 0.18191 | 0.18447 | 0.18703 | 0.1896 | 0.19216
51cP | CC Mains Replacement.AWSRTC | CC Mains Replacement.AWSRTC | Mains replacement (not trunk mains) | Distribution Options | N | Preferred | AWSRTC | Ml/d | 2 | 0 | 0 | 0 | 0 | 0 | 0 | 0.0025621 | 0.0051242 | 0.0076863 | 0.010248 | 0.012811 | 0.015373 | 0.017935 | 0.020497 | 0.023059 | 0.025621 | 0.028183 | 0.030745 | 0.033307 | 0.03587 | 0.038432 | 0.040994 | 0.043556 | 0.046118 | 0.04868 | 0.051242 | 0.053804 | 0.056366 | 0.058929 | 0.061491 | 0.064053 | 0.066615 | 0.069177 | 0.071739 | 0.074301 | 0.076863 | 0.079425 | 0.081988 | 0.08455 | 0.087112 | 0.089674 | 0.092236 | 0.094798 | 0.09736 | 0.099922 | 0.10248 | 0.10505 | 0.10761 | 0.11017 | 0.11273 | 0.11529 | 0.11786 | 0.12042 | 0.12298 | 0.12554 | 0.12811 | 0.13067 | 0.13323 | 0.13579 | 0.13835 | 0.14092 | 0.14348 | 0.14604 | 0.1486 | 0.15116 | 0.15373 | 0.15629 | 0.15885 | 0.16141 | 0.16398 | 0.16654 | 0.1691 | 0.17166 | 0.17422 | 0.17679 | 0.17935 | 0.18191 | 0.18447 | 0.18703 | 0.1896 | 0.19216
51dF | 1a WRMP24. Smart Showers.AWSRTN | WEF 1a.AWSRTN | Retrofitting indoor water efficiency devices | Customer Options | N | Least Cost | AWSRTN | Ml/d | 2 | Gains in Water Available For Use / Savings in Demand under the selected programme (Ml/d) input as +ve 2019-20: 0; Gains in Water Available For Use / Savings in Demand under the selected programme (Ml/d) input as +ve 2020-21: 0; Gains in Water Available For Use / Savings in Demand under the selected programme (Ml/d) input as +ve 2021-22: 0; Gains in Water Available For Use / Savings in Demand under the selected programme (Ml/d) input as +ve 2022-23: 0; Gains in Water Available For Use / Savings in Demand under the selected programme (Ml/d) input as +ve 2023-24: 0; Gains in Water Available For Use / Savings in Demand under the selected programme (Ml/d) input as +ve 2024-25: 0; Gains in Water Available For Use / Savings in Demand under the selected programme (Ml/d) input as +ve 2025-26: 0.074391; Gains in Water Available For Use / Savings in Demand under the selected programme (Ml/d) input as +ve 2026-27: 0.14018; Gains in Water Available For Use / Savings in Demand under the selected programme (Ml/d) input as +ve 2027-28: 0.19845; Gains in Water Available For Use / Savings in Demand under the selected programme (Ml/d) input as +ve 2028-29: 0.25128; Gains in Water Available For Use / Savings in Demand under the selected programme (Ml/d) input as +ve 2029-30: 0.30676; Gains in Water Available For Use / Savings in Demand under the selected programme (Ml/d) input as +ve 2030-31: 0.30581; Gains in Water Available For Use / Savings in Demand under the selected programme (Ml/d) input as +ve 2031-32: 0.31131; Gains in Water Available For Use / Savings in Demand under the selected programme (Ml/d) input as +ve 2032-33: 0.32245; Gains in Water Available For Use / Savings in Demand under the selected programme (Ml/d) input as +ve 2033-34: 0.33767; Gains in Water Available For Use / Savings in Demand under the selected programme (Ml/d) input as +ve 2034-35: 0.35084; Gains in Water Available For Use / Savings in Demand under the selected programme (Ml/d) input as +ve 2035-36: 0.36404; Gains in Water Available For Use / Savings in Demand under the selected programme (Ml/d) input as +ve 2036-37: 0.3773; Gains in Water Available For Use / Savings in Demand under the selected programme (Ml/d) input as +ve 2037-38: 0.39063; Gains in Water Available For Use / Savings in Demand under the selected programme (Ml/d) input as +ve 2038-39: 0.40402; Gains in Water Available For Use / Savings in Demand under the selected programme (Ml/d) input as +ve 2039-40: 0.41748; Gains in Water Available For Use / Savings in Demand under the selected programme (Ml/d) input as +ve 2040-41: 0.431; Gains in Water Available For Use / Savings in Demand under the selected programme (Ml/d) input as +ve 2041-42: 0.44456; Gains in Water Available For Use / Savings in Demand under the selected programme (Ml/d) input as +ve 2042-43: 0.45815; Gains in Water Available For Use / Savings in Demand under the selected programme (Ml/d) input as +ve 2043-44: 0.47177; Gains in Water Available For Use / Savings in Demand under the selected programme (Ml/d) input as +ve 2044-45: 0.48541; Gains in Water Available For Use / Savings in Demand under the selected programme (Ml/d) input as +ve 2045-46: 0.4991; Gains in Water Available For Use / Savings in Demand under the selected programme (Ml/d) input as +ve 2046-47: 0.51283; Gains in Water Available For Use / Savings in Demand under the selected programme (Ml/d) input as +ve 2047-48: 0.52659; Gains in Water Available For Use / Savings in Demand under the selected programme (Ml/d) input as +ve 2048-49: 0.54038; Gains in Water Available For Use / Savings in Demand under the selected programme (Ml/d) input as +ve 2049-50: 0.55421
51dF | 1a WRMP24. Smart Showers.AWSRTN | WEF 1a.AWSRTN | Retrofitting indoor water efficiency devices | Customer Options | N | Ofwat Core | AWSRTN | Ml/d | 2 | Gains in Water Available For Use / Savings in Demand under the selected programme (Ml/d) input as +ve 2019-20: 0; Gains in Water Available For Use / Savings in Demand under the selected programme (Ml/d) input as +ve 2020-21: 0; Gains in Water Available For Use / Savings in Demand under the selected programme (Ml/d) input as +ve 2021-22: 0; Gains in Water Available For Use / Savings in Demand under the selected programme (Ml/d) input as +ve 2022-23: 0; Gains in Water Available For Use / Savings in Demand under the selected programme (Ml/d) input as +ve 2023-24: 0; Gains in Water Available For Use / Savings in Demand under the selected programme (Ml/d) input as +ve 2024-25: 0; Gains in Water Available For Use / Savings in Demand under the selected programme (Ml/d) input as +ve 2025-26: 0.074391; Gains in Water Available For Use / Savings in Demand under the selected programme (Ml/d) input as +ve 2026-27: 0.14018; Gains in Water Available For Use / Savings in Demand under the selected programme (Ml/d) input as +ve 2027-28: 0.19845; Gains in Water Available For Use / Savings in Demand under the selected programme (Ml/d) input as +ve 2028-29: 0.25128; Gains in Water Available For Use / Savings in Demand under the selected programme (Ml/d) input as +ve 2029-30: 0.30676; Gains in Water Available For Use / Savings in Demand under the selected programme (Ml/d) input as +ve 2030-31: 0.30581; Gains in Water Available For Use / Savings in Demand under the selected programme (Ml/d) input as +ve 2031-32: 0.31131; Gains in Water Available For Use / Savings in Demand under the selected programme (Ml/d) input as +ve 2032-33: 0.32245; Gains in Water Available For Use / Savings in Demand under the selected programme (Ml/d) input as +ve 2033-34: 0.33767; Gains in Water Available For Use / Savings in Demand under the selected programme (Ml/d) input as +ve 2034-35: 0.35084; Gains in Water Available For Use / Savings in Demand under the selected programme (Ml/d) input as +ve 2035-36: 0.36404; Gains in Water Available For Use / Savings in Demand under the selected programme (Ml/d) input as +ve 2036-37: 0.3773; Gains in Water Available For Use / Savings in Demand under the selected programme (Ml/d) input as +ve 2037-38: 0.39063; Gains in Water Available For Use / Savings in Demand under the selected programme (Ml/d) input as +ve 2038-39: 0.40402; Gains in Water Available For Use / Savings in Demand under the selected programme (Ml/d) input as +ve 2039-40: 0.41748; Gains in Water Available For Use / Savings in Demand under the selected programme (Ml/d) input as +ve 2040-41: 0.431; Gains in Water Available For Use / Savings in Demand under the selected programme (Ml/d) input as +ve 2041-42: 0.44456; Gains in Water Available For Use / Savings in Demand under the selected programme (Ml/d) input as +ve 2042-43: 0.45815; Gains in Water Available For Use / Savings in Demand under the selected programme (Ml/d) input as +ve 2043-44: 0.47177; Gains in Water Available For Use / Savings in Demand under the selected programme (Ml/d) input as +ve 2044-45: 0.48541; Gains in Water Available For Use / Savings in Demand under the selected programme (Ml/d) input as +ve 2045-46: 0.4991; Gains in Water Available For Use / Savings in Demand under the selected programme (Ml/d) input as +ve 2046-47: 0.51283; Gains in Water Available For Use / Savings in Demand under the selected programme (Ml/d) input as +ve 2047-48: 0.52659; Gains in Water Available For Use / Savings in Demand under the selected programme (Ml/d) input as +ve 2048-49: 0.54038; Gains in Water Available For Use / Savings in Demand under the selected programme (Ml/d) input as +ve 2049-50: 0.55421
51dP | 1a WRMP24. Smart Showers.AWSRTN | WEF 1a.AWSRTN | Retrofitting indoor water efficiency devices | Customer Options | N | Preferred | AWSRTN | Ml/d | 2 | Gains in Water Available For Use / Savings in Demand under the selected programme (Ml/d) input as +ve 2019-20: 0; Gains in Water Available For Use / Savings in Demand under the selected programme (Ml/d) input as +ve 2020-21: 0; Gains in Water Available For Use / Savings in Demand under the selected programme (Ml/d) input as +ve 2021-22: 0; Gains in Water Available For Use / Savings in Demand under the selected programme (Ml/d) input as +ve 2022-23: 0; Gains in Water Available For Use / Savings in Demand under the selected programme (Ml/d) input as +ve 2023-24: 0; Gains in Water Available For Use / Savings in Demand under the selected programme (Ml/d) input as +ve 2024-25: 0; Gains in Water Available For Use / Savings in Demand under the selected programme (Ml/d) input as +ve 2025-26: 0.074391; Gains in Water Available For Use / Savings in Demand under the selected programme (Ml/d) input as +ve 2026-27: 0.14018; Gains in Water Available For Use / Savings in Demand under the selected programme (Ml/d) input as +ve 2027-28: 0.19845; Gains in Water Available For Use / Savings in Demand under the selected programme (Ml/d) input as +ve 2028-29: 0.25128; Gains in Water Available For Use / Savings in Demand under the selected programme (Ml/d) input as +ve 2029-30: 0.30676; Gains in Water Available For Use / Savings in Demand under the selected programme (Ml/d) input as +ve 2030-31: 0.30581; Gains in Water Available For Use / Savings in Demand under the selected programme (Ml/d) input as +ve 2031-32: 0.31131; Gains in Water Available For Use / Savings in Demand under the selected programme (Ml/d) input as +ve 2032-33: 0.32245; Gains in Water Available For Use / Savings in Demand under the selected programme (Ml/d) input as +ve 2033-34: 0.33767; Gains in Water Available For Use / Savings in Demand under the selected programme (Ml/d) input as +ve 2034-35: 0.35084; Gains in Water Available For Use / Savings in Demand under the selected programme (Ml/d) input as +ve 2035-36: 0.36404; Gains in Water Available For Use / Savings in Demand under the selected programme (Ml/d) input as +ve 2036-37: 0.3773; Gains in Water Available For Use / Savings in Demand under the selected programme (Ml/d) input as +ve 2037-38: 0.39063; Gains in Water Available For Use / Savings in Demand under the selected programme (Ml/d) input as +ve 2038-39: 0.40402; Gains in Water Available For Use / Savings in Demand under the selected programme (Ml/d) input as +ve 2039-40: 0.41748; Gains in Water Available For Use / Savings in Demand under the selected programme (Ml/d) input as +ve 2040-41: 0.431; Gains in Water Available For Use / Savings in Demand under the selected programme (Ml/d) input as +ve 2041-42: 0.44456; Gains in Water Available For Use / Savings in Demand under the selected programme (Ml/d) input as +ve 2042-43: 0.45815; Gains in Water Available For Use / Savings in Demand under the selected programme (Ml/d) input as +ve 2043-44: 0.47177; Gains in Water Available For Use / Savings in Demand under the selected programme (Ml/d) input as +ve 2044-45: 0.48541; Gains in Water Available For Use / Savings in Demand under the selected programme (Ml/d) input as +ve 2045-46: 0.4991; Gains in Water Available For Use / Savings in Demand under the selected programme (Ml/d) input as +ve 2046-47: 0.51283; Gains in Water Available For Use / Savings in Demand under the selected programme (Ml/d) input as +ve 2047-48: 0.52659; Gains in Water Available For Use / Savings in Demand under the selected programme (Ml/d) input as +ve 2048-49: 0.54038; Gains in Water Available For Use / Savings in Demand under the selected programme (Ml/d) input as +ve 2049-50: 0.55421
51dF | 2c WRMP24. Garden Advice.AWSRTN | WEF 2c.AWSRTN | Water efficiency customer education / awareness | Customer Options | N | Least Cost | AWSRTN | Ml/d | 2 | Gains in Water Available For Use / Savings in Demand under the selected programme (Ml/d) input as +ve 2019-20: 0; Gains in Water Available For Use / Savings in Demand under the selected programme (Ml/d) input as +ve 2020-21: 0; Gains in Water Available For Use / Savings in Demand under the selected programme (Ml/d) input as +ve 2021-22: 0; Gains in Water Available For Use / Savings in Demand under the selected programme (Ml/d) input as +ve 2022-23: 0; Gains in Water Available For Use / Savings in Demand under the selected programme (Ml/d) input as +ve 2023-24: 0; Gains in Water Available For Use / Savings in Demand under the selected programme (Ml/d) input as +ve 2024-25: 0; Gains in Water Available For Use / Savings in Demand under the selected programme (Ml/d) input as +ve 2025-26: 0.012251; Gains in Water Available For Use / Savings in Demand under the selected programme (Ml/d) input as +ve 2026-27: 0.024509; Gains in Water Available For Use / Savings in Demand under the selected programme (Ml/d) input as +ve 2027-28: 0.036754; Gains in Water Available For Use / Savings in Demand under the selected programme (Ml/d) input as +ve 2028-29: 0.048975; Gains in Water Available For Use / Savings in Demand under the selected programme (Ml/d) input as +ve 2029-30: 0.061178; Gains in Water Available For Use / Savings in Demand under the selected programme (Ml/d) input as +ve 2030-31: 0.073373; Gains in Water Available For Use / Savings in Demand under the selected programme (Ml/d) input as +ve 2031-32: 0.085558; Gains in Water Available For Use / Savings in Demand under the selected programme (Ml/d) input as +ve 2032-33: 0.097736; Gains in Water Available For Use / Savings in Demand under the selected programme (Ml/d) input as +ve 2033-34: 0.10991; Gains in Water Available For Use / Savings in Demand under the selected programme (Ml/d) input as +ve 2034-35: 0.12208; Gains in Water Available For Use / Savings in Demand under the selected programme (Ml/d) input as +ve 2035-36: 0.13424; Gains in Water Available For Use / Savings in Demand under the selected programme (Ml/d) input as +ve 2036-37: 0.14642; Gains in Water Available For Use / Savings in Demand under the selected programme (Ml/d) input as +ve 2037-38: 0.1586; Gains in Water Available For Use / Savings in Demand under the selected programme (Ml/d) input as +ve 2038-39: 0.1708; Gains in Water Available For Use / Savings in Demand under the selected programme (Ml/d) input as +ve 2039-40: 0.183; Gains in Water Available For Use / Savings in Demand under the selected programme (Ml/d) input as +ve 2040-41: 0.19522; Gains in Water Available For Use / Savings in Demand under the selected programme (Ml/d) input as +ve 2041-42: 0.20746; Gains in Water Available For Use / Savings in Demand under the selected programme (Ml/d) input as +ve 2042-43: 0.2197; Gains in Water Available For Use / Savings in Demand under the selected programme (Ml/d) input as +ve 2043-44: 0.23196; Gains in Water Available For Use / Savings in Demand under the selected programme (Ml/d) input as +ve 2044-45: 0.24424; Gains in Water Available For Use / Savings in Demand under the selected programme (Ml/d) input as +ve 2045-46: 0.25654; Gains in Water Available For Use / Savings in Demand under the selected programme (Ml/d) input as +ve 2046-47: 0.26885; Gains in Water Available For Use / Savings in Demand under the selected programme (Ml/d) input as +ve 2047-48: 0.28119; Gains in Water Available For Use / Savings in Demand under the selected programme (Ml/d) input as +ve 2048-49: 0.29354; Gains in Water Available For Use / Savings in Demand under the selected programme (Ml/d) input as +ve 2049-50: 0.30591
51dF | 2c WRMP24. Garden Advice.AWSRTN | WEF 2c.AWSRTN | Water efficiency customer education / awareness | Customer Options | N | Ofwat Core | AWSRTN | Ml/d | 2 | Gains in Water Available For Use / Savings in Demand under the selected programme (Ml/d) input as +ve 2019-20: 0; Gains in Water Available For Use / Savings in Demand under the selected programme (Ml/d) input as +ve 2020-21: 0; Gains in Water Available For Use / Savings in Demand under the selected programme (Ml/d) input as +ve 2021-22: 0; Gains in Water Available For Use / Savings in Demand under the selected programme (Ml/d) input as +ve 2022-23: 0; Gains in Water Available For Use / Savings in Demand under the selected programme (Ml/d) input as +ve 2023-24: 0; Gains in Water Available For Use / Savings in Demand under the selected programme (Ml/d) input as +ve 2024-25: 0; Gains in Water Available For Use / Savings in Demand under the selected programme (Ml/d) input as +ve 2025-26: 0.012251; Gains in Water Available For Use / Savings in Demand under the selected programme (Ml/d) input as +ve 2026-27: 0.024509; Gains in Water Available For Use / Savings in Demand under the selected programme (Ml/d) input as +ve 2027-28: 0.036754; Gains in Water Available For Use / Savings in Demand under the selected programme (Ml/d) input as +ve 2028-29: 0.048975; Gains in Water Available For Use / Savings in Demand under the selected programme (Ml/d) input as +ve 2029-30: 0.061178; Gains in Water Available For Use / Savings in Demand under the selected programme (Ml/d) input as +ve 2030-31: 0.073373; Gains in Water Available For Use / Savings in Demand under the selected programme (Ml/d) input as +ve 2031-32: 0.085558; Gains in Water Available For Use / Savings in Demand under the selected programme (Ml/d) input as +ve 2032-33: 0.097736; Gains in Water Available For Use / Savings in Demand under the selected programme (Ml/d) input as +ve 2033-34: 0.10991; Gains in Water Available For Use / Savings in Demand under the selected programme (Ml/d) input as +ve 2034-35: 0.12208; Gains in Water Available For Use / Savings in Demand under the selected programme (Ml/d) input as +ve 2035-36: 0.13424; Gains in Water Available For Use / Savings in Demand under the selected programme (Ml/d) input as +ve 2036-37: 0.14642; Gains in Water Available For Use / Savings in Demand under the selected programme (Ml/d) input as +ve 2037-38: 0.1586; Gains in Water Available For Use / Savings in Demand under the selected programme (Ml/d) input as +ve 2038-39: 0.1708; Gains in Water Available For Use / Savings in Demand under the selected programme (Ml/d) input as +ve 2039-40: 0.183; Gains in Water Available For Use / Savings in Demand under the selected programme (Ml/d) input as +ve 2040-41: 0.19522; Gains in Water Available For Use / Savings in Demand under the selected programme (Ml/d) input as +ve 2041-42: 0.20746; Gains in Water Available For Use / Savings in Demand under the selected programme (Ml/d) input as +ve 2042-43: 0.2197; Gains in Water Available For Use / Savings in Demand under the selected programme (Ml/d) input as +ve 2043-44: 0.23196; Gains in Water Available For Use / Savings in Demand under the selected programme (Ml/d) input as +ve 2044-45: 0.24424; Gains in Water Available For Use / Savings in Demand under the selected programme (Ml/d) input as +ve 2045-46: 0.25654; Gains in Water Available For Use / Savings in Demand under the selected programme (Ml/d) input as +ve 2046-47: 0.26885; Gains in Water Available For Use / Savings in Demand under the selected programme (Ml/d) input as +ve 2047-48: 0.28119; Gains in Water Available For Use / Savings in Demand under the selected programme (Ml/d) input as +ve 2048-49: 0.29354; Gains in Water Available For Use / Savings in Demand under the selected programme (Ml/d) input as +ve 2049-50: 0.30591
51dP | 2c WRMP24. Garden Advice.AWSRTN | WEF 2c.AWSRTN | Water efficiency customer education / awareness | Customer Options | N | Preferred | AWSRTN | Ml/d | 2 | Gains in Water Available For Use / Savings in Demand under the selected programme (Ml/d) input as +ve 2019-20: 0; Gains in Water Available For Use / Savings in Demand under the selected programme (Ml/d) input as +ve 2020-21: 0; Gains in Water Available For Use / Savings in Demand under the selected programme (Ml/d) input as +ve 2021-22: 0; Gains in Water Available For Use / Savings in Demand under the selected programme (Ml/d) input as +ve 2022-23: 0; Gains in Water Available For Use / Savings in Demand under the selected programme (Ml/d) input as +ve 2023-24: 0; Gains in Water Available For Use / Savings in Demand under the selected programme (Ml/d) input as +ve 2024-25: 0; Gains in Water Available For Use / Savings in Demand under the selected programme (Ml/d) input as +ve 2025-26: 0.012251; Gains in Water Available For Use / Savings in Demand under the selected programme (Ml/d) input as +ve 2026-27: 0.024509; Gains in Water Available For Use / Savings in Demand under the selected programme (Ml/d) input as +ve 2027-28: 0.036754; Gains in Water Available For Use / Savings in Demand under the selected programme (Ml/d) input as +ve 2028-29: 0.048975; Gains in Water Available For Use / Savings in Demand under the selected programme (Ml/d) input as +ve 2029-30: 0.061178; Gains in Water Available For Use / Savings in Demand under the selected programme (Ml/d) input as +ve 2030-31: 0.073373; Gains in Water Available For Use / Savings in Demand under the selected programme (Ml/d) input as +ve 2031-32: 0.085558; Gains in Water Available For Use / Savings in Demand under the selected programme (Ml/d) input as +ve 2032-33: 0.097736; Gains in Water Available For Use / Savings in Demand under the selected programme (Ml/d) input as +ve 2033-34: 0.10991; Gains in Water Available For Use / Savings in Demand under the selected programme (Ml/d) input as +ve 2034-35: 0.12208; Gains in Water Available For Use / Savings in Demand under the selected programme (Ml/d) input as +ve 2035-36: 0.13424; Gains in Water Available For Use / Savings in Demand under the selected programme (Ml/d) input as +ve 2036-37: 0.14642; Gains in Water Available For Use / Savings in Demand under the selected programme (Ml/d) input as +ve 2037-38: 0.1586; Gains in Water Available For Use / Savings in Demand under the selected programme (Ml/d) input as +ve 2038-39: 0.1708; Gains in Water Available For Use / Savings in Demand under the selected programme (Ml/d) input as +ve 2039-40: 0.183; Gains in Water Available For Use / Savings in Demand under the selected programme (Ml/d) input as +ve 2040-41: 0.19522; Gains in Water Available For Use / Savings in Demand under the selected programme (Ml/d) input as +ve 2041-42: 0.20746; Gains in Water Available For Use / Savings in Demand under the selected programme (Ml/d) input as +ve 2042-43: 0.2197; Gains in Water Available For Use / Savings in Demand under the selected programme (Ml/d) input as +ve 2043-44: 0.23196; Gains in Water Available For Use / Savings in Demand under the selected programme (Ml/d) input as +ve 2044-45: 0.24424; Gains in Water Available For Use / Savings in Demand under the selected programme (Ml/d) input as +ve 2045-46: 0.25654; Gains in Water Available For Use / Savings in Demand under the selected programme (Ml/d) input as +ve 2046-47: 0.26885; Gains in Water Available For Use / Savings in Demand under the selected programme (Ml/d) input as +ve 2047-48: 0.28119; Gains in Water Available For Use / Savings in Demand under the selected programme (Ml/d) input as +ve 2048-49: 0.29354; Gains in Water Available For Use / Savings in Demand under the selected programme (Ml/d) input as +ve 2049-50: 0.30591
51dF | 3a WRMP24. Community Reward.AWSRTN | WEF 3a.AWSRTN | Water efficiency customer education / awareness | Customer Options | N | Least Cost | AWSRTN | Ml/d | 2 | Gains in Water Available For Use / Savings in Demand under the selected programme (Ml/d) input as +ve 2019-20: 0; Gains in Water Available For Use / Savings in Demand under the selected programme (Ml/d) input as +ve 2020-21: 0; Gains in Water Available For Use / Savings in Demand under the selected programme (Ml/d) input as +ve 2021-22: 0; Gains in Water Available For Use / Savings in Demand under the selected programme (Ml/d) input as +ve 2022-23: 0; Gains in Water Available For Use / Savings in Demand under the selected programme (Ml/d) input as +ve 2023-24: 0; Gains in Water Available For Use / Savings in Demand under the selected programme (Ml/d) input as +ve 2024-25: 0; Gains in Water Available For Use / Savings in Demand under the selected programme (Ml/d) input as +ve 2025-26: 0.023668; Gains in Water Available For Use / Savings in Demand under the selected programme (Ml/d) input as +ve 2026-27: 0.04439; Gains in Water Available For Use / Savings in Demand under the selected programme (Ml/d) input as +ve 2027-28: 0.062554; Gains in Water Available For Use / Savings in Demand under the selected programme (Ml/d) input as +ve 2028-29: 0.078842; Gains in Water Available For Use / Savings in Demand under the selected programme (Ml/d) input as +ve 2029-30: 0.095893; Gains in Water Available For Use / Savings in Demand under the selected programme (Ml/d) input as +ve 2030-31: 0.11278; Gains in Water Available For Use / Savings in Demand under the selected programme (Ml/d) input as +ve 2031-32: 0.12953; Gains in Water Available For Use / Savings in Demand under the selected programme (Ml/d) input as +ve 2032-33: 0.14618; Gains in Water Available For Use / Savings in Demand under the selected programme (Ml/d) input as +ve 2033-34: 0.16275; Gains in Water Available For Use / Savings in Demand under the selected programme (Ml/d) input as +ve 2034-35: 0.17925; Gains in Water Available For Use / Savings in Demand under the selected programme (Ml/d) input as +ve 2035-36: 0.19567; Gains in Water Available For Use / Savings in Demand under the selected programme (Ml/d) input as +ve 2036-37: 0.21201; Gains in Water Available For Use / Savings in Demand under the selected programme (Ml/d) input as +ve 2037-38: 0.22827; Gains in Water Available For Use / Savings in Demand under the selected programme (Ml/d) input as +ve 2038-39: 0.24448; Gains in Water Available For Use / Savings in Demand under the selected programme (Ml/d) input as +ve 2039-40: 0.26068; Gains in Water Available For Use / Savings in Demand under the selected programme (Ml/d) input as +ve 2040-41: 0.26167; Gains in Water Available For Use / Savings in Demand under the selected programme (Ml/d) input as +ve 2041-42: 0.26462; Gains in Water Available For Use / Savings in Demand under the selected programme (Ml/d) input as +ve 2042-43: 0.26928; Gains in Water Available For Use / Savings in Demand under the selected programme (Ml/d) input as +ve 2043-44: 0.27522; Gains in Water Available For Use / Savings in Demand under the selected programme (Ml/d) input as +ve 2044-45: 0.28071; Gains in Water Available For Use / Savings in Demand under the selected programme (Ml/d) input as +ve 2045-46: 0.28638; Gains in Water Available For Use / Savings in Demand under the selected programme (Ml/d) input as +ve 2046-47: 0.2922; Gains in Water Available For Use / Savings in Demand under the selected programme (Ml/d) input as +ve 2047-48: 0.29813; Gains in Water Available For Use / Savings in Demand under the selected programme (Ml/d) input as +ve 2048-49: 0.30416; Gains in Water Available For Use / Savings in Demand under the selected programme (Ml/d) input as +ve 2049-50: 0.3103
51dF | 3a WRMP24. Community Reward.AWSRTN | WEF 3a.AWSRTN | Water efficiency customer education / awareness | Customer Options | N | Ofwat Core | AWSRTN | Ml/d | 2 | Gains in Water Available For Use / Savings in Demand under the selected programme (Ml/d) input as +ve 2019-20: 0; Gains in Water Available For Use / Savings in Demand under the selected programme (Ml/d) input as +ve 2020-21: 0; Gains in Water Available For Use / Savings in Demand under the selected programme (Ml/d) input as +ve 2021-22: 0; Gains in Water Available For Use / Savings in Demand under the selected programme (Ml/d) input as +ve 2022-23: 0; Gains in Water Available For Use / Savings in Demand under the selected programme (Ml/d) input as +ve 2023-24: 0; Gains in Water Available For Use / Savings in Demand under the selected programme (Ml/d) input as +ve 2024-25: 0; Gains in Water Available For Use / Savings in Demand under the selected programme (Ml/d) input as +ve 2025-26: 0.023668; Gains in Water Available For Use / Savings in Demand under the selected programme (Ml/d) input as +ve 2026-27: 0.04439; Gains in Water Available For Use / Savings in Demand under the selected programme (Ml/d) input as +ve 2027-28: 0.062554; Gains in Water Available For Use / Savings in Demand under the selected programme (Ml/d) input as +ve 2028-29: 0.078842; Gains in Water Available For Use / Savings in Demand under the selected programme (Ml/d) input as +ve 2029-30: 0.095893; Gains in Water Available For Use / Savings in Demand under the selected programme (Ml/d) input as +ve 2030-31: 0.11278; Gains in Water Available For Use / Savings in Demand under the selected programme (Ml/d) input as +ve 2031-32: 0.12953; Gains in Water Available For Use / Savings in Demand under the selected programme (Ml/d) input as +ve 2032-33: 0.14618; Gains in Water Available For Use / Savings in Demand under the selected programme (Ml/d) input as +ve 2033-34: 0.16275; Gains in Water Available For Use / Savings in Demand under the selected programme (Ml/d) input as +ve 2034-35: 0.17925; Gains in Water Available For Use / Savings in Demand under the selected programme (Ml/d) input as +ve 2035-36: 0.19567; Gains in Water Available For Use / Savings in Demand under the selected programme (Ml/d) input as +ve 2036-37: 0.21201; Gains in Water Available For Use / Savings in Demand under the selected programme (Ml/d) input as +ve 2037-38: 0.22827; Gains in Water Available For Use / Savings in Demand under the selected programme (Ml/d) input as +ve 2038-39: 0.24448; Gains in Water Available For Use / Savings in Demand under the selected programme (Ml/d) input as +ve 2039-40: 0.26068; Gains in Water Available For Use / Savings in Demand under the selected programme (Ml/d) input as +ve 2040-41: 0.26167; Gains in Water Available For Use / Savings in Demand under the selected programme (Ml/d) input as +ve 2041-42: 0.26462; Gains in Water Available For Use / Savings in Demand under the selected programme (Ml/d) input as +ve 2042-43: 0.26928; Gains in Water Available For Use / Savings in Demand under the selected programme (Ml/d) input as +ve 2043-44: 0.27522; Gains in Water Available For Use / Savings in Demand under the selected programme (Ml/d) input as +ve 2044-45: 0.28071; Gains in Water Available For Use / Savings in Demand under the selected programme (Ml/d) input as +ve 2045-46: 0.28638; Gains in Water Available For Use / Savings in Demand under the selected programme (Ml/d) input as +ve 2046-47: 0.2922; Gains in Water Available For Use / Savings in Demand under the selected programme (Ml/d) input as +ve 2047-48: 0.29813; Gains in Water Available For Use / Savings in Demand under the selected programme (Ml/d) input as +ve 2048-49: 0.30416; Gains in Water Available For Use / Savings in Demand under the selected programme (Ml/d) input as +ve 2049-50: 0.3103
51dP | 3a WRMP24. Community Reward.AWSRTN | WEF 3a.AWSRTN | Water efficiency customer education / awareness | Customer Options | N | Preferred | AWSRTN | Ml/d | 2 | Gains in Water Available For Use / Savings in Demand under the selected programme (Ml/d) input as +ve 2019-20: 0; Gains in Water Available For Use / Savings in Demand under the selected programme (Ml/d) input as +ve 2020-21: 0; Gains in Water Available For Use / Savings in Demand under the selected programme (Ml/d) input as +ve 2021-22: 0; Gains in Water Available For Use / Savings in Demand under the selected programme (Ml/d) input as +ve 2022-23: 0; Gains in Water Available For Use / Savings in Demand under the selected programme (Ml/d) input as +ve 2023-24: 0; Gains in Water Available For Use / Savings in Demand under the selected programme (Ml/d) input as +ve 2024-25: 0; Gains in Water Available For Use / Savings in Demand under the selected programme (Ml/d) input as +ve 2025-26: 0.023668; Gains in Water Available For Use / Savings in Demand under the selected programme (Ml/d) input as +ve 2026-27: 0.04439; Gains in Water Available For Use / Savings in Demand under the selected programme (Ml/d) input as +ve 2027-28: 0.062554; Gains in Water Available For Use / Savings in Demand under the selected programme (Ml/d) input as +ve 2028-29: 0.078842; Gains in Water Available For Use / Savings in Demand under the selected programme (Ml/d) input as +ve 2029-30: 0.095893; Gains in Water Available For Use / Savings in Demand under the selected programme (Ml/d) input as +ve 2030-31: 0.11278; Gains in Water Available For Use / Savings in Demand under the selected programme (Ml/d) input as +ve 2031-32: 0.12953; Gains in Water Available For Use / Savings in Demand under the selected programme (Ml/d) input as +ve 2032-33: 0.14618; Gains in Water Available For Use / Savings in Demand under the selected programme (Ml/d) input as +ve 2033-34: 0.16275; Gains in Water Available For Use / Savings in Demand under the selected programme (Ml/d) input as +ve 2034-35: 0.17925; Gains in Water Available For Use / Savings in Demand under the selected programme (Ml/d) input as +ve 2035-36: 0.19567; Gains in Water Available For Use / Savings in Demand under the selected programme (Ml/d) input as +ve 2036-37: 0.21201; Gains in Water Available For Use / Savings in Demand under the selected programme (Ml/d) input as +ve 2037-38: 0.22827; Gains in Water Available For Use / Savings in Demand under the selected programme (Ml/d) input as +ve 2038-39: 0.24448; Gains in Water Available For Use / Savings in Demand under the selected programme (Ml/d) input as +ve 2039-40: 0.26068; Gains in Water Available For Use / Savings in Demand under the selected programme (Ml/d) input as +ve 2040-41: 0.26167; Gains in Water Available For Use / Savings in Demand under the selected programme (Ml/d) input as +ve 2041-42: 0.26462; Gains in Water Available For Use / Savings in Demand under the selected programme (Ml/d) input as +ve 2042-43: 0.26928; Gains in Water Available For Use / Savings in Demand under the selected programme (Ml/d) input as +ve 2043-44: 0.27522; Gains in Water Available For Use / Savings in Demand under the selected programme (Ml/d) input as +ve 2044-45: 0.28071; Gains in Water Available For Use / Savings in Demand under the selected programme (Ml/d) input as +ve 2045-46: 0.28638; Gains in Water Available For Use / Savings in Demand under the selected programme (Ml/d) input as +ve 2046-47: 0.2922; Gains in Water Available For Use / Savings in Demand under the selected programme (Ml/d) input as +ve 2047-48: 0.29813; Gains in Water Available For Use / Savings in Demand under the selected programme (Ml/d) input as +ve 2048-49: 0.30416; Gains in Water Available For Use / Savings in Demand under the selected programme (Ml/d) input as +ve 2049-50: 0.3103
51dF | 4a WRMP24. PL Uplift - Vulnerable Customers.AWSRTN | WEF 4a.AWSRTN | Other water efficiency | Customer Options | N | Least Cost | AWSRTN | Ml/d | 2 | Gains in Water Available For Use / Savings in Demand under the selected programme (Ml/d) input as +ve 2019-20: 0; Gains in Water Available For Use / Savings in Demand under the selected programme (Ml/d) input as +ve 2020-21: 0; Gains in Water Available For Use / Savings in Demand under the selected programme (Ml/d) input as +ve 2021-22: 0; Gains in Water Available For Use / Savings in Demand under the selected programme (Ml/d) input as +ve 2022-23: 0; Gains in Water Available For Use / Savings in Demand under the selected programme (Ml/d) input as +ve 2023-24: 0; Gains in Water Available For Use / Savings in Demand under the selected programme (Ml/d) input as +ve 2024-25: 0; Gains in Water Available For Use / Savings in Demand under the selected programme (Ml/d) input as +ve 2025-26: 0.051887; Gains in Water Available For Use / Savings in Demand under the selected programme (Ml/d) input as +ve 2026-27: 0.066092; Gains in Water Available For Use / Savings in Demand under the selected programme (Ml/d) input as +ve 2027-28: 0.080722; Gains in Water Available For Use / Savings in Demand under the selected programme (Ml/d) input as +ve 2028-29: 0.095668; Gains in Water Available For Use / Savings in Demand under the selected programme (Ml/d) input as +ve 2029-30: 0.12702; Gains in Water Available For Use / Savings in Demand under the selected programme (Ml/d) input as +ve 2030-31: 0.1449; Gains in Water Available For Use / Savings in Demand under the selected programme (Ml/d) input as +ve 2031-32: 0.16319; Gains in Water Available For Use / Savings in Demand under the selected programme (Ml/d) input as +ve 2032-33: 0.16532; Gains in Water Available For Use / Savings in Demand under the selected programme (Ml/d) input as +ve 2033-34: 0.16736; Gains in Water Available For Use / Savings in Demand under the selected programme (Ml/d) input as +ve 2034-35: 0.1693; Gains in Water Available For Use / Savings in Demand under the selected programme (Ml/d) input as +ve 2035-36: 0.17122; Gains in Water Available For Use / Savings in Demand under the selected programme (Ml/d) input as +ve 2036-37: 0.17329; Gains in Water Available For Use / Savings in Demand under the selected programme (Ml/d) input as +ve 2037-38: 0.17536; Gains in Water Available For Use / Savings in Demand under the selected programme (Ml/d) input as +ve 2038-39: 0.17742; Gains in Water Available For Use / Savings in Demand under the selected programme (Ml/d) input as +ve 2039-40: 0.17947; Gains in Water Available For Use / Savings in Demand under the selected programme (Ml/d) input as +ve 2040-41: 0.18151; Gains in Water Available For Use / Savings in Demand under the selected programme (Ml/d) input as +ve 2041-42: 0.18355; Gains in Water Available For Use / Savings in Demand under the selected programme (Ml/d) input as +ve 2042-43: 0.18559; Gains in Water Available For Use / Savings in Demand under the selected programme (Ml/d) input as +ve 2043-44: 0.18762; Gains in Water Available For Use / Savings in Demand under the selected programme (Ml/d) input as +ve 2044-45: 0.18965; Gains in Water Available For Use / Savings in Demand under the selected programme (Ml/d) input as +ve 2045-46: 0.19152; Gains in Water Available For Use / Savings in Demand under the selected programme (Ml/d) input as +ve 2046-47: 0.19339; Gains in Water Available For Use / Savings in Demand under the selected programme (Ml/d) input as +ve 2047-48: 0.19523; Gains in Water Available For Use / Savings in Demand under the selected programme (Ml/d) input as +ve 2048-49: 0.19708; Gains in Water Available For Use / Savings in Demand under the selected programme (Ml/d) input as +ve 2049-50: 0.19887
51dF | 4a WRMP24. PL Uplift - Vulnerable Customers.AWSRTN | WEF 4a.AWSRTN | Other water efficiency | Customer Options | N | Ofwat Core | AWSRTN | Ml/d | 2 | Gains in Water Available For Use / Savings in Demand under the selected programme (Ml/d) input as +ve 2019-20: 0; Gains in Water Available For Use / Savings in Demand under the selected programme (Ml/d) input as +ve 2020-21: 0; Gains in Water Available For Use / Savings in Demand under the selected programme (Ml/d) input as +ve 2021-22: 0; Gains in Water Available For Use / Savings in Demand under the selected programme (Ml/d) input as +ve 2022-23: 0; Gains in Water Available For Use / Savings in Demand under the selected programme (Ml/d) input as +ve 2023-24: 0; Gains in Water Available For Use / Savings in Demand under the selected programme (Ml/d) input as +ve 2024-25: 0; Gains in Water Available For Use / Savings in Demand under the selected programme (Ml/d) input as +ve 2025-26: 0.051887; Gains in Water Available For Use / Savings in Demand under the selected programme (Ml/d) input as +ve 2026-27: 0.066092; Gains in Water Available For Use / Savings in Demand under the selected programme (Ml/d) input as +ve 2027-28: 0.080722; Gains in Water Available For Use / Savings in Demand under the selected programme (Ml/d) input as +ve 2028-29: 0.095668; Gains in Water Available For Use / Savings in Demand under the selected programme (Ml/d) input as +ve 2029-30: 0.12702; Gains in Water Available For Use / Savings in Demand under the selected programme (Ml/d) input as +ve 2030-31: 0.1449; Gains in Water Available For Use / Savings in Demand under the selected programme (Ml/d) input as +ve 2031-32: 0.16319; Gains in Water Available For Use / Savings in Demand under the selected programme (Ml/d) input as +ve 2032-33: 0.16532; Gains in Water Available For Use / Savings in Demand under the selected programme (Ml/d) input as +ve 2033-34: 0.16736; Gains in Water Available For Use / Savings in Demand under the selected programme (Ml/d) input as +ve 2034-35: 0.1693; Gains in Water Available For Use / Savings in Demand under the selected programme (Ml/d) input as +ve 2035-36: 0.17122; Gains in Water Available For Use / Savings in Demand under the selected programme (Ml/d) input as +ve 2036-37: 0.17329; Gains in Water Available For Use / Savings in Demand under the selected programme (Ml/d) input as +ve 2037-38: 0.17536; Gains in Water Available For Use / Savings in Demand under the selected programme (Ml/d) input as +ve 2038-39: 0.17742; Gains in Water Available For Use / Savings in Demand under the selected programme (Ml/d) input as +ve 2039-40: 0.17947; Gains in Water Available For Use / Savings in Demand under the selected programme (Ml/d) input as +ve 2040-41: 0.18151; Gains in Water Available For Use / Savings in Demand under the selected programme (Ml/d) input as +ve 2041-42: 0.18355; Gains in Water Available For Use / Savings in Demand under the selected programme (Ml/d) input as +ve 2042-43: 0.18559; Gains in Water Available For Use / Savings in Demand under the selected programme (Ml/d) input as +ve 2043-44: 0.18762; Gains in Water Available For Use / Savings in Demand under the selected programme (Ml/d) input as +ve 2044-45: 0.18965; Gains in Water Available For Use / Savings in Demand under the selected programme (Ml/d) input as +ve 2045-46: 0.19152; Gains in Water Available For Use / Savings in Demand under the selected programme (Ml/d) input as +ve 2046-47: 0.19339; Gains in Water Available For Use / Savings in Demand under the selected programme (Ml/d) input as +ve 2047-48: 0.19523; Gains in Water Available For Use / Savings in Demand under the selected programme (Ml/d) input as +ve 2048-49: 0.19708; Gains in Water Available For Use / Savings in Demand under the selected programme (Ml/d) input as +ve 2049-50: 0.19887
51dP | 4a WRMP24. PL Uplift - Vulnerable Customers.AWSRTN | WEF 4a.AWSRTN | Other water efficiency | Customer Options | N | Preferred | AWSRTN | Ml/d | 2 | Gains in Water Available For Use / Savings in Demand under the selected programme (Ml/d) input as +ve 2019-20: 0; Gains in Water Available For Use / Savings in Demand under the selected programme (Ml/d) input as +ve 2020-21: 0; Gains in Water Available For Use / Savings in Demand under the selected programme (Ml/d) input as +ve 2021-22: 0; Gains in Water Available For Use / Savings in Demand under the selected programme (Ml/d) input as +ve 2022-23: 0; Gains in Water Available For Use / Savings in Demand under the selected programme (Ml/d) input as +ve 2023-24: 0; Gains in Water Available For Use / Savings in Demand under the selected programme (Ml/d) input as +ve 2024-25: 0; Gains in Water Available For Use / Savings in Demand under the selected programme (Ml/d) input as +ve 2025-26: 0.051887; Gains in Water Available For Use / Savings in Demand under the selected programme (Ml/d) input as +ve 2026-27: 0.066092; Gains in Water Available For Use / Savings in Demand under the selected programme (Ml/d) input as +ve 2027-28: 0.080722; Gains in Water Available For Use / Savings in Demand under the selected programme (Ml/d) input as +ve 2028-29: 0.095668; Gains in Water Available For Use / Savings in Demand under the selected programme (Ml/d) input as +ve 2029-30: 0.12702; Gains in Water Available For Use / Savings in Demand under the selected programme (Ml/d) input as +ve 2030-31: 0.1449; Gains in Water Available For Use / Savings in Demand under the selected programme (Ml/d) input as +ve 2031-32: 0.16319; Gains in Water Available For Use / Savings in Demand under the selected programme (Ml/d) input as +ve 2032-33: 0.16532; Gains in Water Available For Use / Savings in Demand under the selected programme (Ml/d) input as +ve 2033-34: 0.16736; Gains in Water Available For Use / Savings in Demand under the selected programme (Ml/d) input as +ve 2034-35: 0.1693; Gains in Water Available For Use / Savings in Demand under the selected programme (Ml/d) input as +ve 2035-36: 0.17122; Gains in Water Available For Use / Savings in Demand under the selected programme (Ml/d) input as +ve 2036-37: 0.17329; Gains in Water Available For Use / Savings in Demand under the selected programme (Ml/d) input as +ve 2037-38: 0.17536; Gains in Water Available For Use / Savings in Demand under the selected programme (Ml/d) input as +ve 2038-39: 0.17742; Gains in Water Available For Use / Savings in Demand under the selected programme (Ml/d) input as +ve 2039-40: 0.17947; Gains in Water Available For Use / Savings in Demand under the selected programme (Ml/d) input as +ve 2040-41: 0.18151; Gains in Water Available For Use / Savings in Demand under the selected programme (Ml/d) input as +ve 2041-42: 0.18355; Gains in Water Available For Use / Savings in Demand under the selected programme (Ml/d) input as +ve 2042-43: 0.18559; Gains in Water Available For Use / Savings in Demand under the selected programme (Ml/d) input as +ve 2043-44: 0.18762; Gains in Water Available For Use / Savings in Demand under the selected programme (Ml/d) input as +ve 2044-45: 0.18965; Gains in Water Available For Use / Savings in Demand under the selected programme (Ml/d) input as +ve 2045-46: 0.19152; Gains in Water Available For Use / Savings in Demand under the selected programme (Ml/d) input as +ve 2046-47: 0.19339; Gains in Water Available For Use / Savings in Demand under the selected programme (Ml/d) input as +ve 2047-48: 0.19523; Gains in Water Available For Use / Savings in Demand under the selected programme (Ml/d) input as +ve 2048-49: 0.19708; Gains in Water Available For Use / Savings in Demand under the selected programme (Ml/d) input as +ve 2049-50: 0.19887
51dF | 4c-PL WRMP24. PL uplift - Non-Vulnerable Customers.AWSRTN | WEF 4c-PL.AWSRTN | Other water efficiency | Customer Options | N | Least Cost | AWSRTN | Ml/d | 2 | Gains in Water Available For Use / Savings in Demand under the selected programme (Ml/d) input as +ve 2019-20: 0; Gains in Water Available For Use / Savings in Demand under the selected programme (Ml/d) input as +ve 2020-21: 0; Gains in Water Available For Use / Savings in Demand under the selected programme (Ml/d) input as +ve 2021-22: 0; Gains in Water Available For Use / Savings in Demand under the selected programme (Ml/d) input as +ve 2022-23: 0; Gains in Water Available For Use / Savings in Demand under the selected programme (Ml/d) input as +ve 2023-24: 0; Gains in Water Available For Use / Savings in Demand under the selected programme (Ml/d) input as +ve 2024-25: 0; Gains in Water Available For Use / Savings in Demand under the selected programme (Ml/d) input as +ve 2025-26: 0.448; Gains in Water Available For Use / Savings in Demand under the selected programme (Ml/d) input as +ve 2026-27: 0.57064; Gains in Water Available For Use / Savings in Demand under the selected programme (Ml/d) input as +ve 2027-28: 0.69695; Gains in Water Available For Use / Savings in Demand under the selected programme (Ml/d) input as +ve 2028-29: 0.82601; Gains in Water Available For Use / Savings in Demand under the selected programme (Ml/d) input as +ve 2029-30: 1.0967; Gains in Water Available For Use / Savings in Demand under the selected programme (Ml/d) input as +ve 2030-31: 1.2511; Gains in Water Available For Use / Savings in Demand under the selected programme (Ml/d) input as +ve 2031-32: 1.409; Gains in Water Available For Use / Savings in Demand under the selected programme (Ml/d) input as +ve 2032-33: 1.4274; Gains in Water Available For Use / Savings in Demand under the selected programme (Ml/d) input as +ve 2033-34: 1.445; Gains in Water Available For Use / Savings in Demand under the selected programme (Ml/d) input as +ve 2034-35: 1.4618; Gains in Water Available For Use / Savings in Demand under the selected programme (Ml/d) input as +ve 2035-36: 1.4783; Gains in Water Available For Use / Savings in Demand under the selected programme (Ml/d) input as +ve 2036-37: 1.4962; Gains in Water Available For Use / Savings in Demand under the selected programme (Ml/d) input as +ve 2037-38: 1.5141; Gains in Water Available For Use / Savings in Demand under the selected programme (Ml/d) input as +ve 2038-39: 1.5318; Gains in Water Available For Use / Savings in Demand under the selected programme (Ml/d) input as +ve 2039-40: 1.5496; Gains in Water Available For Use / Savings in Demand under the selected programme (Ml/d) input as +ve 2040-41: 1.5672; Gains in Water Available For Use / Savings in Demand under the selected programme (Ml/d) input as +ve 2041-42: 1.5848; Gains in Water Available For Use / Savings in Demand under the selected programme (Ml/d) input as +ve 2042-43: 1.6024; Gains in Water Available For Use / Savings in Demand under the selected programme (Ml/d) input as +ve 2043-44: 1.6199; Gains in Water Available For Use / Savings in Demand under the selected programme (Ml/d) input as +ve 2044-45: 1.6374; Gains in Water Available For Use / Savings in Demand under the selected programme (Ml/d) input as +ve 2045-46: 1.6536; Gains in Water Available For Use / Savings in Demand under the selected programme (Ml/d) input as +ve 2046-47: 1.6697; Gains in Water Available For Use / Savings in Demand under the selected programme (Ml/d) input as +ve 2047-48: 1.6856; Gains in Water Available For Use / Savings in Demand under the selected programme (Ml/d) input as +ve 2048-49: 1.7016; Gains in Water Available For Use / Savings in Demand under the selected programme (Ml/d) input as +ve 2049-50: 1.717
51dF | 4c-PL WRMP24. PL uplift - Non-Vulnerable Customers.AWSRTN | WEF 4c-PL.AWSRTN | Other water efficiency | Customer Options | N | Ofwat Core | AWSRTN | Ml/d | 2 | Gains in Water Available For Use / Savings in Demand under the selected programme (Ml/d) input as +ve 2019-20: 0; Gains in Water Available For Use / Savings in Demand under the selected programme (Ml/d) input as +ve 2020-21: 0; Gains in Water Available For Use / Savings in Demand under the selected programme (Ml/d) input as +ve 2021-22: 0; Gains in Water Available For Use / Savings in Demand under the selected programme (Ml/d) input as +ve 2022-23: 0; Gains in Water Available For Use / Savings in Demand under the selected programme (Ml/d) input as +ve 2023-24: 0; Gains in Water Available For Use / Savings in Demand under the selected programme (Ml/d) input as +ve 2024-25: 0; Gains in Water Available For Use / Savings in Demand under the selected programme (Ml/d) input as +ve 2025-26: 0.448; Gains in Water Available For Use / Savings in Demand under the selected programme (Ml/d) input as +ve 2026-27: 0.57064; Gains in Water Available For Use / Savings in Demand under the selected programme (Ml/d) input as +ve 2027-28: 0.69695; Gains in Water Available For Use / Savings in Demand under the selected programme (Ml/d) input as +ve 2028-29: 0.82601; Gains in Water Available For Use / Savings in Demand under the selected programme (Ml/d) input as +ve 2029-30: 1.0967; Gains in Water Available For Use / Savings in Demand under the selected programme (Ml/d) input as +ve 2030-31: 1.2511; Gains in Water Available For Use / Savings in Demand under the selected programme (Ml/d) input as +ve 2031-32: 1.409; Gains in Water Available For Use / Savings in Demand under the selected programme (Ml/d) input as +ve 2032-33: 1.4274; Gains in Water Available For Use / Savings in Demand under the selected programme (Ml/d) input as +ve 2033-34: 1.445; Gains in Water Available For Use / Savings in Demand under the selected programme (Ml/d) input as +ve 2034-35: 1.4618; Gains in Water Available For Use / Savings in Demand under the selected programme (Ml/d) input as +ve 2035-36: 1.4783; Gains in Water Available For Use / Savings in Demand under the selected programme (Ml/d) input as +ve 2036-37: 1.4962; Gains in Water Available For Use / Savings in Demand under the selected programme (Ml/d) input as +ve 2037-38: 1.5141; Gains in Water Available For Use / Savings in Demand under the selected programme (Ml/d) input as +ve 2038-39: 1.5318; Gains in Water Available For Use / Savings in Demand under the selected programme (Ml/d) input as +ve 2039-40: 1.5496; Gains in Water Available For Use / Savings in Demand under the selected programme (Ml/d) input as +ve 2040-41: 1.5672; Gains in Water Available For Use / Savings in Demand under the selected programme (Ml/d) input as +ve 2041-42: 1.5848; Gains in Water Available For Use / Savings in Demand under the selected programme (Ml/d) input as +ve 2042-43: 1.6024; Gains in Water Available For Use / Savings in Demand under the selected programme (Ml/d) input as +ve 2043-44: 1.6199; Gains in Water Available For Use / Savings in Demand under the selected programme (Ml/d) input as +ve 2044-45: 1.6374; Gains in Water Available For Use / Savings in Demand under the selected programme (Ml/d) input as +ve 2045-46: 1.6536; Gains in Water Available For Use / Savings in Demand under the selected programme (Ml/d) input as +ve 2046-47: 1.6697; Gains in Water Available For Use / Savings in Demand under the selected programme (Ml/d) input as +ve 2047-48: 1.6856; Gains in Water Available For Use / Savings in Demand under the selected programme (Ml/d) input as +ve 2048-49: 1.7016; Gains in Water Available For Use / Savings in Demand under the selected programme (Ml/d) input as +ve 2049-50: 1.717
51dP | 4c-PL WRMP24. PL uplift - Non-Vulnerable Customers.AWSRTN | WEF 4c-PL.AWSRTN | Other water efficiency | Customer Options | N | Preferred | AWSRTN | Ml/d | 2 | Gains in Water Available For Use / Savings in Demand under the selected programme (Ml/d) input as +ve 2019-20: 0; Gains in Water Available For Use / Savings in Demand under the selected programme (Ml/d) input as +ve 2020-21: 0; Gains in Water Available For Use / Savings in Demand under the selected programme (Ml/d) input as +ve 2021-22: 0; Gains in Water Available For Use / Savings in Demand under the selected programme (Ml/d) input as +ve 2022-23: 0; Gains in Water Available For Use / Savings in Demand under the selected programme (Ml/d) input as +ve 2023-24: 0; Gains in Water Available For Use / Savings in Demand under the selected programme (Ml/d) input as +ve 2024-25: 0; Gains in Water Available For Use / Savings in Demand under the selected programme (Ml/d) input as +ve 2025-26: 0.448; Gains in Water Available For Use / Savings in Demand under the selected programme (Ml/d) input as +ve 2026-27: 0.57064; Gains in Water Available For Use / Savings in Demand under the selected programme (Ml/d) input as +ve 2027-28: 0.69695; Gains in Water Available For Use / Savings in Demand under the selected programme (Ml/d) input as +ve 2028-29: 0.82601; Gains in Water Available For Use / Savings in Demand under the selected programme (Ml/d) input as +ve 2029-30: 1.0967; Gains in Water Available For Use / Savings in Demand under the selected programme (Ml/d) input as +ve 2030-31: 1.2511; Gains in Water Available For Use / Savings in Demand under the selected programme (Ml/d) input as +ve 2031-32: 1.409; Gains in Water Available For Use / Savings in Demand under the selected programme (Ml/d) input as +ve 2032-33: 1.4274; Gains in Water Available For Use / Savings in Demand under the selected programme (Ml/d) input as +ve 2033-34: 1.445; Gains in Water Available For Use / Savings in Demand under the selected programme (Ml/d) input as +ve 2034-35: 1.4618; Gains in Water Available For Use / Savings in Demand under the selected programme (Ml/d) input as +ve 2035-36: 1.4783; Gains in Water Available For Use / Savings in Demand under the selected programme (Ml/d) input as +ve 2036-37: 1.4962; Gains in Water Available For Use / Savings in Demand under the selected programme (Ml/d) input as +ve 2037-38: 1.5141; Gains in Water Available For Use / Savings in Demand under the selected programme (Ml/d) input as +ve 2038-39: 1.5318; Gains in Water Available For Use / Savings in Demand under the selected programme (Ml/d) input as +ve 2039-40: 1.5496; Gains in Water Available For Use / Savings in Demand under the selected programme (Ml/d) input as +ve 2040-41: 1.5672; Gains in Water Available For Use / Savings in Demand under the selected programme (Ml/d) input as +ve 2041-42: 1.5848; Gains in Water Available For Use / Savings in Demand under the selected programme (Ml/d) input as +ve 2042-43: 1.6024; Gains in Water Available For Use / Savings in Demand under the selected programme (Ml/d) input as +ve 2043-44: 1.6199; Gains in Water Available For Use / Savings in Demand under the selected programme (Ml/d) input as +ve 2044-45: 1.6374; Gains in Water Available For Use / Savings in Demand under the selected programme (Ml/d) input as +ve 2045-46: 1.6536; Gains in Water Available For Use / Savings in Demand under the selected programme (Ml/d) input as +ve 2046-47: 1.6697; Gains in Water Available For Use / Savings in Demand under the selected programme (Ml/d) input as +ve 2047-48: 1.6856; Gains in Water Available For Use / Savings in Demand under the selected programme (Ml/d) input as +ve 2048-49: 1.7016; Gains in Water Available For Use / Savings in Demand under the selected programme (Ml/d) input as +ve 2049-50: 1.717
51dF | 4d WRMP24. Leaky Loos Campaign.AWSRTN | WEF 4d.AWSRTN | Other water efficiency | Customer Options | N | Least Cost | AWSRTN | Ml/d | 2 | Gains in Water Available For Use / Savings in Demand under the selected programme (Ml/d) input as +ve 2019-20: 0; Gains in Water Available For Use / Savings in Demand under the selected programme (Ml/d) input as +ve 2020-21: 0; Gains in Water Available For Use / Savings in Demand under the selected programme (Ml/d) input as +ve 2021-22: 0; Gains in Water Available For Use / Savings in Demand under the selected programme (Ml/d) input as +ve 2022-23: 0; Gains in Water Available For Use / Savings in Demand under the selected programme (Ml/d) input as +ve 2023-24: 0; Gains in Water Available For Use / Savings in Demand under the selected programme (Ml/d) input as +ve 2024-25: 0; Gains in Water Available For Use / Savings in Demand under the selected programme (Ml/d) input as +ve 2025-26: 0.040011; Gains in Water Available For Use / Savings in Demand under the selected programme (Ml/d) input as +ve 2026-27: 0.080874; Gains in Water Available For Use / Savings in Demand under the selected programme (Ml/d) input as +ve 2027-28: 0.12245; Gains in Water Available For Use / Savings in Demand under the selected programme (Ml/d) input as +ve 2028-29: 0.16458; Gains in Water Available For Use / Savings in Demand under the selected programme (Ml/d) input as +ve 2029-30: 0.16484; Gains in Water Available For Use / Savings in Demand under the selected programme (Ml/d) input as +ve 2030-31: 0.16484; Gains in Water Available For Use / Savings in Demand under the selected programme (Ml/d) input as +ve 2031-32: 0.16484; Gains in Water Available For Use / Savings in Demand under the selected programme (Ml/d) input as +ve 2032-33: 0.16484; Gains in Water Available For Use / Savings in Demand under the selected programme (Ml/d) input as +ve 2033-34: 0.16484; Gains in Water Available For Use / Savings in Demand under the selected programme (Ml/d) input as +ve 2034-35: 0.16484; Gains in Water Available For Use / Savings in Demand under the selected programme (Ml/d) input as +ve 2035-36: 0.16484; Gains in Water Available For Use / Savings in Demand under the selected programme (Ml/d) input as +ve 2036-37: 0.16484; Gains in Water Available For Use / Savings in Demand under the selected programme (Ml/d) input as +ve 2037-38: 0.16484; Gains in Water Available For Use / Savings in Demand under the selected programme (Ml/d) input as +ve 2038-39: 0.16484; Gains in Water Available For Use / Savings in Demand under the selected programme (Ml/d) input as +ve 2039-40: 0.16484; Gains in Water Available For Use / Savings in Demand under the selected programme (Ml/d) input as +ve 2040-41: 0.12483; Gains in Water Available For Use / Savings in Demand under the selected programme (Ml/d) input as +ve 2041-42: 0.083965; Gains in Water Available For Use / Savings in Demand under the selected programme (Ml/d) input as +ve 2042-43: 0.04239; Gains in Water Available For Use / Savings in Demand under the selected programme (Ml/d) input as +ve 2043-44: 0.00026226; Gains in Water Available For Use / Savings in Demand under the selected programme (Ml/d) input as +ve 2044-45: 0; Gains in Water Available For Use / Savings in Demand under the selected programme (Ml/d) input as +ve 2045-46: 0; Gains in Water Available For Use / Savings in Demand under the selected programme (Ml/d) input as +ve 2046-47: 0; Gains in Water Available For Use / Savings in Demand under the selected programme (Ml/d) input as +ve 2047-48: 0; Gains in Water Available For Use / Savings in Demand under the selected programme (Ml/d) input as +ve 2048-49: 0; Gains in Water Available For Use / Savings in Demand under the selected programme (Ml/d) input as +ve 2049-50: 0
51dF | 4d WRMP24. Leaky Loos Campaign.AWSRTN | WEF 4d.AWSRTN | Other water efficiency | Customer Options | N | Ofwat Core | AWSRTN | Ml/d | 2 | Gains in Water Available For Use / Savings in Demand under the selected programme (Ml/d) input as +ve 2019-20: 0; Gains in Water Available For Use / Savings in Demand under the selected programme (Ml/d) input as +ve 2020-21: 0; Gains in Water Available For Use / Savings in Demand under the selected programme (Ml/d) input as +ve 2021-22: 0; Gains in Water Available For Use / Savings in Demand under the selected programme (Ml/d) input as +ve 2022-23: 0; Gains in Water Available For Use / Savings in Demand under the selected programme (Ml/d) input as +ve 2023-24: 0; Gains in Water Available For Use / Savings in Demand under the selected programme (Ml/d) input as +ve 2024-25: 0; Gains in Water Available For Use / Savings in Demand under the selected programme (Ml/d) input as +ve 2025-26: 0.040011; Gains in Water Available For Use / Savings in Demand under the selected programme (Ml/d) input as +ve 2026-27: 0.080874; Gains in Water Available For Use / Savings in Demand under the selected programme (Ml/d) input as +ve 2027-28: 0.12245; Gains in Water Available For Use / Savings in Demand under the selected programme (Ml/d) input as +ve 2028-29: 0.16458; Gains in Water Available For Use / Savings in Demand under the selected programme (Ml/d) input as +ve 2029-30: 0.16484; Gains in Water Available For Use / Savings in Demand under the selected programme (Ml/d) input as +ve 2030-31: 0.16484; Gains in Water Available For Use / Savings in Demand under the selected programme (Ml/d) input as +ve 2031-32: 0.16484; Gains in Water Available For Use / Savings in Demand under the selected programme (Ml/d) input as +ve 2032-33: 0.16484; Gains in Water Available For Use / Savings in Demand under the selected programme (Ml/d) input as +ve 2033-34: 0.16484; Gains in Water Available For Use / Savings in Demand under the selected programme (Ml/d) input as +ve 2034-35: 0.16484; Gains in Water Available For Use / Savings in Demand under the selected programme (Ml/d) input as +ve 2035-36: 0.16484; Gains in Water Available For Use / Savings in Demand under the selected programme (Ml/d) input as +ve 2036-37: 0.16484; Gains in Water Available For Use / Savings in Demand under the selected programme (Ml/d) input as +ve 2037-38: 0.16484; Gains in Water Available For Use / Savings in Demand under the selected programme (Ml/d) input as +ve 2038-39: 0.16484; Gains in Water Available For Use / Savings in Demand under the selected programme (Ml/d) input as +ve 2039-40: 0.16484; Gains in Water Available For Use / Savings in Demand under the selected programme (Ml/d) input as +ve 2040-41: 0.12483; Gains in Water Available For Use / Savings in Demand under the selected programme (Ml/d) input as +ve 2041-42: 0.083965; Gains in Water Available For Use / Savings in Demand under the selected programme (Ml/d) input as +ve 2042-43: 0.04239; Gains in Water Available For Use / Savings in Demand under the selected programme (Ml/d) input as +ve 2043-44: 0.00026226; Gains in Water Available For Use / Savings in Demand under the selected programme (Ml/d) input as +ve 2044-45: 0; Gains in Water Available For Use / Savings in Demand under the selected programme (Ml/d) input as +ve 2045-46: 0; Gains in Water Available For Use / Savings in Demand under the selected programme (Ml/d) input as +ve 2046-47: 0; Gains in Water Available For Use / Savings in Demand under the selected programme (Ml/d) input as +ve 2047-48: 0; Gains in Water Available For Use / Savings in Demand under the selected programme (Ml/d) input as +ve 2048-49: 0; Gains in Water Available For Use / Savings in Demand under the selected programme (Ml/d) input as +ve 2049-50: 0
51dP | 4d WRMP24. Leaky Loos Campaign.AWSRTN | WEF 4d.AWSRTN | Other water efficiency | Customer Options | N | Preferred | AWSRTN | Ml/d | 2 | Gains in Water Available For Use / Savings in Demand under the selected programme (Ml/d) input as +ve 2019-20: 0; Gains in Water Available For Use / Savings in Demand under the selected programme (Ml/d) input as +ve 2020-21: 0; Gains in Water Available For Use / Savings in Demand under the selected programme (Ml/d) input as +ve 2021-22: 0; Gains in Water Available For Use / Savings in Demand under the selected programme (Ml/d) input as +ve 2022-23: 0; Gains in Water Available For Use / Savings in Demand under the selected programme (Ml/d) input as +ve 2023-24: 0; Gains in Water Available For Use / Savings in Demand under the selected programme (Ml/d) input as +ve 2024-25: 0; Gains in Water Available For Use / Savings in Demand under the selected programme (Ml/d) input as +ve 2025-26: 0.040011; Gains in Water Available For Use / Savings in Demand under the selected programme (Ml/d) input as +ve 2026-27: 0.080874; Gains in Water Available For Use / Savings in Demand under the selected programme (Ml/d) input as +ve 2027-28: 0.12245; Gains in Water Available For Use / Savings in Demand under the selected programme (Ml/d) input as +ve 2028-29: 0.16458; Gains in Water Available For Use / Savings in Demand under the selected programme (Ml/d) input as +ve 2029-30: 0.16484; Gains in Water Available For Use / Savings in Demand under the selected programme (Ml/d) input as +ve 2030-31: 0.16484; Gains in Water Available For Use / Savings in Demand under the selected programme (Ml/d) input as +ve 2031-32: 0.16484; Gains in Water Available For Use / Savings in Demand under the selected programme (Ml/d) input as +ve 2032-33: 0.16484; Gains in Water Available For Use / Savings in Demand under the selected programme (Ml/d) input as +ve 2033-34: 0.16484; Gains in Water Available For Use / Savings in Demand under the selected programme (Ml/d) input as +ve 2034-35: 0.16484; Gains in Water Available For Use / Savings in Demand under the selected programme (Ml/d) input as +ve 2035-36: 0.16484; Gains in Water Available For Use / Savings in Demand under the selected programme (Ml/d) input as +ve 2036-37: 0.16484; Gains in Water Available For Use / Savings in Demand under the selected programme (Ml/d) input as +ve 2037-38: 0.16484; Gains in Water Available For Use / Savings in Demand under the selected programme (Ml/d) input as +ve 2038-39: 0.16484; Gains in Water Available For Use / Savings in Demand under the selected programme (Ml/d) input as +ve 2039-40: 0.16484; Gains in Water Available For Use / Savings in Demand under the selected programme (Ml/d) input as +ve 2040-41: 0.12483; Gains in Water Available For Use / Savings in Demand under the selected programme (Ml/d) input as +ve 2041-42: 0.083965; Gains in Water Available For Use / Savings in Demand under the selected programme (Ml/d) input as +ve 2042-43: 0.04239; Gains in Water Available For Use / Savings in Demand under the selected programme (Ml/d) input as +ve 2043-44: 0.00026226; Gains in Water Available For Use / Savings in Demand under the selected programme (Ml/d) input as +ve 2044-45: 0; Gains in Water Available For Use / Savings in Demand under the selected programme (Ml/d) input as +ve 2045-46: 0; Gains in Water Available For Use / Savings in Demand under the selected programme (Ml/d) input as +ve 2046-47: 0; Gains in Water Available For Use / Savings in Demand under the selected programme (Ml/d) input as +ve 2047-48: 0; Gains in Water Available For Use / Savings in Demand under the selected programme (Ml/d) input as +ve 2048-49: 0; Gains in Water Available For Use / Savings in Demand under the selected programme (Ml/d) input as +ve 2049-50: 0
51cF | Find and Fix.AWSRTN | Find and Fix.AWSRTN | Active leakage management | Distribution Options | N | Least Cost | AWSRTN | Ml/d | 2 | Gains in Water Available For Use / Savings in Demand under the selected programme (Ml/d) input as +ve 2019-20: 0; Gains in Water Available For Use / Savings in Demand under the selected programme (Ml/d) input as +ve 2020-21: 0; Gains in Water Available For Use / Savings in Demand under the selected programme (Ml/d) input as +ve 2021-22: 0; Gains in Water Available For Use / Savings in Demand under the selected programme (Ml/d) input as +ve 2022-23: 0; Gains in Water Available For Use / Savings in Demand under the selected programme (Ml/d) input as +ve 2023-24: 0; Gains in Water Available For Use / Savings in Demand under the selected programme (Ml/d) input as +ve 2024-25: 0; Gains in Water Available For Use / Savings in Demand under the selected programme (Ml/d) input as +ve 2025-26: 0; Gains in Water Available For Use / Savings in Demand under the selected programme (Ml/d) input as +ve 2026-27: 0; Gains in Water Available For Use / Savings in Demand under the selected programme (Ml/d) input as +ve 2027-28: 0.091591; Gains in Water Available For Use / Savings in Demand under the selected programme (Ml/d) input as +ve 2028-29: 0.091591; Gains in Water Available For Use / Savings in Demand under the selected programme (Ml/d) input as +ve 2029-30: 0.091591; Gains in Water Available For Use / Savings in Demand under the selected programme (Ml/d) input as +ve 2030-31: 0.15034; Gains in Water Available For Use / Savings in Demand under the selected programme (Ml/d) input as +ve 2031-32: 0.17706; Gains in Water Available For Use / Savings in Demand under the selected programme (Ml/d) input as +ve 2032-33: 0.22787; Gains in Water Available For Use / Savings in Demand under the selected programme (Ml/d) input as +ve 2033-34: 0.25093; Gains in Water Available For Use / Savings in Demand under the selected programme (Ml/d) input as +ve 2034-35: 0.27149; Gains in Water Available For Use / Savings in Demand under the selected programme (Ml/d) input as +ve 2035-36: 0.27149; Gains in Water Available For Use / Savings in Demand under the selected programme (Ml/d) input as +ve 2036-37: 0.34896; Gains in Water Available For Use / Savings in Demand under the selected programme (Ml/d) input as +ve 2037-38: 0.34896; Gains in Water Available For Use / Savings in Demand under the selected programme (Ml/d) input as +ve 2038-39: 0.34896; Gains in Water Available For Use / Savings in Demand under the selected programme (Ml/d) input as +ve 2039-40: 0.397; Gains in Water Available For Use / Savings in Demand under the selected programme (Ml/d) input as +ve 2040-41: 0.42685; Gains in Water Available For Use / Savings in Demand under the selected programme (Ml/d) input as +ve 2041-42: 0.49519; Gains in Water Available For Use / Savings in Demand under the selected programme (Ml/d) input as +ve 2042-43: 0.57311; Gains in Water Available For Use / Savings in Demand under the selected programme (Ml/d) input as +ve 2043-44: 0.6407; Gains in Water Available For Use / Savings in Demand under the selected programme (Ml/d) input as +ve 2044-45: 0.76381; Gains in Water Available For Use / Savings in Demand under the selected programme (Ml/d) input as +ve 2045-46: 0.81182; Gains in Water Available For Use / Savings in Demand under the selected programme (Ml/d) input as +ve 2046-47: 0.85948; Gains in Water Available For Use / Savings in Demand under the selected programme (Ml/d) input as +ve 2047-48: 0.90991; Gains in Water Available For Use / Savings in Demand under the selected programme (Ml/d) input as +ve 2048-49: 0.9439; Gains in Water Available For Use / Savings in Demand under the selected programme (Ml/d) input as +ve 2049-50: 0.97453
51cF | Find and Fix.AWSRTN | Find and Fix.AWSRTN | Active leakage management | Distribution Options | N | Ofwat Core | AWSRTN | Ml/d | 2 | Gains in Water Available For Use / Savings in Demand under the selected programme (Ml/d) input as +ve 2019-20: 0; Gains in Water Available For Use / Savings in Demand under the selected programme (Ml/d) input as +ve 2020-21: 0; Gains in Water Available For Use / Savings in Demand under the selected programme (Ml/d) input as +ve 2021-22: 0; Gains in Water Available For Use / Savings in Demand under the selected programme (Ml/d) input as +ve 2022-23: 0; Gains in Water Available For Use / Savings in Demand under the selected programme (Ml/d) input as +ve 2023-24: 0; Gains in Water Available For Use / Savings in Demand under the selected programme (Ml/d) input as +ve 2024-25: 0; Gains in Water Available For Use / Savings in Demand under the selected programme (Ml/d) input as +ve 2025-26: 0; Gains in Water Available For Use / Savings in Demand under the selected programme (Ml/d) input as +ve 2026-27: 0; Gains in Water Available For Use / Savings in Demand under the selected programme (Ml/d) input as +ve 2027-28: 0.091591; Gains in Water Available For Use / Savings in Demand under the selected programme (Ml/d) input as +ve 2028-29: 0.091591; Gains in Water Available For Use / Savings in Demand under the selected programme (Ml/d) input as +ve 2029-30: 0.091591; Gains in Water Available For Use / Savings in Demand under the selected programme (Ml/d) input as +ve 2030-31: 0.15034; Gains in Water Available For Use / Savings in Demand under the selected programme (Ml/d) input as +ve 2031-32: 0.17706; Gains in Water Available For Use / Savings in Demand under the selected programme (Ml/d) input as +ve 2032-33: 0.22787; Gains in Water Available For Use / Savings in Demand under the selected programme (Ml/d) input as +ve 2033-34: 0.25093; Gains in Water Available For Use / Savings in Demand under the selected programme (Ml/d) input as +ve 2034-35: 0.27149; Gains in Water Available For Use / Savings in Demand under the selected programme (Ml/d) input as +ve 2035-36: 0.27149; Gains in Water Available For Use / Savings in Demand under the selected programme (Ml/d) input as +ve 2036-37: 0.34896; Gains in Water Available For Use / Savings in Demand under the selected programme (Ml/d) input as +ve 2037-38: 0.34896; Gains in Water Available For Use / Savings in Demand under the selected programme (Ml/d) input as +ve 2038-39: 0.34896; Gains in Water Available For Use / Savings in Demand under the selected programme (Ml/d) input as +ve 2039-40: 0.397; Gains in Water Available For Use / Savings in Demand under the selected programme (Ml/d) input as +ve 2040-41: 0.42685; Gains in Water Available For Use / Savings in Demand under the selected programme (Ml/d) input as +ve 2041-42: 0.49519; Gains in Water Available For Use / Savings in Demand under the selected programme (Ml/d) input as +ve 2042-43: 0.57311; Gains in Water Available For Use / Savings in Demand under the selected programme (Ml/d) input as +ve 2043-44: 0.6407; Gains in Water Available For Use / Savings in Demand under the selected programme (Ml/d) input as +ve 2044-45: 0.76381; Gains in Water Available For Use / Savings in Demand under the selected programme (Ml/d) input as +ve 2045-46: 0.81182; Gains in Water Available For Use / Savings in Demand under the selected programme (Ml/d) input as +ve 2046-47: 0.85948; Gains in Water Available For Use / Savings in Demand under the selected programme (Ml/d) input as +ve 2047-48: 0.90991; Gains in Water Available For Use / Savings in Demand under the selected programme (Ml/d) input as +ve 2048-49: 0.9439; Gains in Water Available For Use / Savings in Demand under the selected programme (Ml/d) input as +ve 2049-50: 0.97453
51cP | Find and Fix.AWSRTN | Find and Fix.AWSRTN | Active leakage management | Distribution Options | N | Preferred | AWSRTN | Ml/d | 2 | Gains in Water Available For Use / Savings in Demand under the selected programme (Ml/d) input as +ve 2019-20: 0; Gains in Water Available For Use / Savings in Demand under the selected programme (Ml/d) input as +ve 2020-21: 0; Gains in Water Available For Use / Savings in Demand under the selected programme (Ml/d) input as +ve 2021-22: 0; Gains in Water Available For Use / Savings in Demand under the selected programme (Ml/d) input as +ve 2022-23: 0; Gains in Water Available For Use / Savings in Demand under the selected programme (Ml/d) input as +ve 2023-24: 0; Gains in Water Available For Use / Savings in Demand under the selected programme (Ml/d) input as +ve 2024-25: 0; Gains in Water Available For Use / Savings in Demand under the selected programme (Ml/d) input as +ve 2025-26: 0; Gains in Water Available For Use / Savings in Demand under the selected programme (Ml/d) input as +ve 2026-27: 0; Gains in Water Available For Use / Savings in Demand under the selected programme (Ml/d) input as +ve 2027-28: 0.091591; Gains in Water Available For Use / Savings in Demand under the selected programme (Ml/d) input as +ve 2028-29: 0.091591; Gains in Water Available For Use / Savings in Demand under the selected programme (Ml/d) input as +ve 2029-30: 0.091591; Gains in Water Available For Use / Savings in Demand under the selected programme (Ml/d) input as +ve 2030-31: 0.15034; Gains in Water Available For Use / Savings in Demand under the selected programme (Ml/d) input as +ve 2031-32: 0.17706; Gains in Water Available For Use / Savings in Demand under the selected programme (Ml/d) input as +ve 2032-33: 0.22787; Gains in Water Available For Use / Savings in Demand under the selected programme (Ml/d) input as +ve 2033-34: 0.25093; Gains in Water Available For Use / Savings in Demand under the selected programme (Ml/d) input as +ve 2034-35: 0.27149; Gains in Water Available For Use / Savings in Demand under the selected programme (Ml/d) input as +ve 2035-36: 0.27149; Gains in Water Available For Use / Savings in Demand under the selected programme (Ml/d) input as +ve 2036-37: 0.34896; Gains in Water Available For Use / Savings in Demand under the selected programme (Ml/d) input as +ve 2037-38: 0.34896; Gains in Water Available For Use / Savings in Demand under the selected programme (Ml/d) input as +ve 2038-39: 0.34896; Gains in Water Available For Use / Savings in Demand under the selected programme (Ml/d) input as +ve 2039-40: 0.397; Gains in Water Available For Use / Savings in Demand under the selected programme (Ml/d) input as +ve 2040-41: 0.42685; Gains in Water Available For Use / Savings in Demand under the selected programme (Ml/d) input as +ve 2041-42: 0.49519; Gains in Water Available For Use / Savings in Demand under the selected programme (Ml/d) input as +ve 2042-43: 0.57311; Gains in Water Available For Use / Savings in Demand under the selected programme (Ml/d) input as +ve 2043-44: 0.6407; Gains in Water Available For Use / Savings in Demand under the selected programme (Ml/d) input as +ve 2044-45: 0.76381; Gains in Water Available For Use / Savings in Demand under the selected programme (Ml/d) input as +ve 2045-46: 0.81182; Gains in Water Available For Use / Savings in Demand under the selected programme (Ml/d) input as +ve 2046-47: 0.85948; Gains in Water Available For Use / Savings in Demand under the selected programme (Ml/d) input as +ve 2047-48: 0.90991; Gains in Water Available For Use / Savings in Demand under the selected programme (Ml/d) input as +ve 2048-49: 0.9439; Gains in Water Available For Use / Savings in Demand under the selected programme (Ml/d) input as +ve 2049-50: 0.97453
51dF | G2. Mandatory water labelling.AWSRTN | WEF g2.AWSRTN | Water efficiency customer education / awareness | Customer Options | N | Least Cost | AWSRTN | Ml/d | 2 | Gains in Water Available For Use / Savings in Demand under the selected programme (Ml/d) input as +ve 2019-20: 0; Gains in Water Available For Use / Savings in Demand under the selected programme (Ml/d) input as +ve 2020-21: 0; Gains in Water Available For Use / Savings in Demand under the selected programme (Ml/d) input as +ve 2021-22: 0; Gains in Water Available For Use / Savings in Demand under the selected programme (Ml/d) input as +ve 2022-23: 0; Gains in Water Available For Use / Savings in Demand under the selected programme (Ml/d) input as +ve 2023-24: 0; Gains in Water Available For Use / Savings in Demand under the selected programme (Ml/d) input as +ve 2024-25: 0; Gains in Water Available For Use / Savings in Demand under the selected programme (Ml/d) input as +ve 2025-26: 0; Gains in Water Available For Use / Savings in Demand under the selected programme (Ml/d) input as +ve 2026-27: 0; Gains in Water Available For Use / Savings in Demand under the selected programme (Ml/d) input as +ve 2027-28: 0; Gains in Water Available For Use / Savings in Demand under the selected programme (Ml/d) input as +ve 2028-29: 0.36207; Gains in Water Available For Use / Savings in Demand under the selected programme (Ml/d) input as +ve 2029-30: 0.7288; Gains in Water Available For Use / Savings in Demand under the selected programme (Ml/d) input as +ve 2030-31: 1.101; Gains in Water Available For Use / Savings in Demand under the selected programme (Ml/d) input as +ve 2031-32: 1.4767; Gains in Water Available For Use / Savings in Demand under the selected programme (Ml/d) input as +ve 2032-33: 1.8566; Gains in Water Available For Use / Savings in Demand under the selected programme (Ml/d) input as +ve 2033-34: 2.2404; Gains in Water Available For Use / Savings in Demand under the selected programme (Ml/d) input as +ve 2034-35: 3.3985; Gains in Water Available For Use / Savings in Demand under the selected programme (Ml/d) input as +ve 2035-36: 4.5689; Gains in Water Available For Use / Savings in Demand under the selected programme (Ml/d) input as +ve 2036-37: 5.7503; Gains in Water Available For Use / Savings in Demand under the selected programme (Ml/d) input as +ve 2037-38: 6.9467; Gains in Water Available For Use / Savings in Demand under the selected programme (Ml/d) input as +ve 2038-39: 8.1594; Gains in Water Available For Use / Savings in Demand under the selected programme (Ml/d) input as +ve 2039-40: 9.4075; Gains in Water Available For Use / Savings in Demand under the selected programme (Ml/d) input as +ve 2040-41: 10.6737; Gains in Water Available For Use / Savings in Demand under the selected programme (Ml/d) input as +ve 2041-42: 11.9611; Gains in Water Available For Use / Savings in Demand under the selected programme (Ml/d) input as +ve 2042-43: 13.2725; Gains in Water Available For Use / Savings in Demand under the selected programme (Ml/d) input as +ve 2043-44: 14.6075; Gains in Water Available For Use / Savings in Demand under the selected programme (Ml/d) input as +ve 2044-45: 15.122; Gains in Water Available For Use / Savings in Demand under the selected programme (Ml/d) input as +ve 2045-46: 15.6434; Gains in Water Available For Use / Savings in Demand under the selected programme (Ml/d) input as +ve 2046-47: 16.1717; Gains in Water Available For Use / Savings in Demand under the selected programme (Ml/d) input as +ve 2047-48: 16.7114; Gains in Water Available For Use / Savings in Demand under the selected programme (Ml/d) input as +ve 2048-49: 17.2592; Gains in Water Available For Use / Savings in Demand under the selected programme (Ml/d) input as +ve 2049-50: 17.8156
51dF | G2. Mandatory water labelling.AWSRTN | WEF g2.AWSRTN | Water efficiency customer education / awareness | Customer Options | N | Ofwat Core | AWSRTN | Ml/d | 2 | Gains in Water Available For Use / Savings in Demand under the selected programme (Ml/d) input as +ve 2019-20: 0; Gains in Water Available For Use / Savings in Demand under the selected programme (Ml/d) input as +ve 2020-21: 0; Gains in Water Available For Use / Savings in Demand under the selected programme (Ml/d) input as +ve 2021-22: 0; Gains in Water Available For Use / Savings in Demand under the selected programme (Ml/d) input as +ve 2022-23: 0; Gains in Water Available For Use / Savings in Demand under the selected programme (Ml/d) input as +ve 2023-24: 0; Gains in Water Available For Use / Savings in Demand under the selected programme (Ml/d) input as +ve 2024-25: 0; Gains in Water Available For Use / Savings in Demand under the selected programme (Ml/d) input as +ve 2025-26: 0; Gains in Water Available For Use / Savings in Demand under the selected programme (Ml/d) input as +ve 2026-27: 0; Gains in Water Available For Use / Savings in Demand under the selected programme (Ml/d) input as +ve 2027-28: 0; Gains in Water Available For Use / Savings in Demand under the selected programme (Ml/d) input as +ve 2028-29: 0.36207; Gains in Water Available For Use / Savings in Demand under the selected programme (Ml/d) input as +ve 2029-30: 0.7288; Gains in Water Available For Use / Savings in Demand under the selected programme (Ml/d) input as +ve 2030-31: 1.101; Gains in Water Available For Use / Savings in Demand under the selected programme (Ml/d) input as +ve 2031-32: 1.4767; Gains in Water Available For Use / Savings in Demand under the selected programme (Ml/d) input as +ve 2032-33: 1.8566; Gains in Water Available For Use / Savings in Demand under the selected programme (Ml/d) input as +ve 2033-34: 2.2404; Gains in Water Available For Use / Savings in Demand under the selected programme (Ml/d) input as +ve 2034-35: 3.3985; Gains in Water Available For Use / Savings in Demand under the selected programme (Ml/d) input as +ve 2035-36: 4.5689; Gains in Water Available For Use / Savings in Demand under the selected programme (Ml/d) input as +ve 2036-37: 5.7503; Gains in Water Available For Use / Savings in Demand under the selected programme (Ml/d) input as +ve 2037-38: 6.9467; Gains in Water Available For Use / Savings in Demand under the selected programme (Ml/d) input as +ve 2038-39: 8.1594; Gains in Water Available For Use / Savings in Demand under the selected programme (Ml/d) input as +ve 2039-40: 9.4075; Gains in Water Available For Use / Savings in Demand under the selected programme (Ml/d) input as +ve 2040-41: 10.6737; Gains in Water Available For Use / Savings in Demand under the selected programme (Ml/d) input as +ve 2041-42: 11.9611; Gains in Water Available For Use / Savings in Demand under the selected programme (Ml/d) input as +ve 2042-43: 13.2725; Gains in Water Available For Use / Savings in Demand under the selected programme (Ml/d) input as +ve 2043-44: 14.6075; Gains in Water Available For Use / Savings in Demand under the selected programme (Ml/d) input as +ve 2044-45: 15.122; Gains in Water Available For Use / Savings in Demand under the selected programme (Ml/d) input as +ve 2045-46: 15.6434; Gains in Water Available For Use / Savings in Demand under the selected programme (Ml/d) input as +ve 2046-47: 16.1717; Gains in Water Available For Use / Savings in Demand under the selected programme (Ml/d) input as +ve 2047-48: 16.7114; Gains in Water Available For Use / Savings in Demand under the selected programme (Ml/d) input as +ve 2048-49: 17.2592; Gains in Water Available For Use / Savings in Demand under the selected programme (Ml/d) input as +ve 2049-50: 17.8156
51dP | G2. Mandatory water labelling.AWSRTN | WEF g2.AWSRTN | Water efficiency customer education / awareness | Customer Options | N | Preferred | AWSRTN | Ml/d | 2 | Gains in Water Available For Use / Savings in Demand under the selected programme (Ml/d) input as +ve 2019-20: 0; Gains in Water Available For Use / Savings in Demand under the selected programme (Ml/d) input as +ve 2020-21: 0; Gains in Water Available For Use / Savings in Demand under the selected programme (Ml/d) input as +ve 2021-22: 0; Gains in Water Available For Use / Savings in Demand under the selected programme (Ml/d) input as +ve 2022-23: 0; Gains in Water Available For Use / Savings in Demand under the selected programme (Ml/d) input as +ve 2023-24: 0; Gains in Water Available For Use / Savings in Demand under the selected programme (Ml/d) input as +ve 2024-25: 0; Gains in Water Available For Use / Savings in Demand under the selected programme (Ml/d) input as +ve 2025-26: 0; Gains in Water Available For Use / Savings in Demand under the selected programme (Ml/d) input as +ve 2026-27: 0; Gains in Water Available For Use / Savings in Demand under the selected programme (Ml/d) input as +ve 2027-28: 0; Gains in Water Available For Use / Savings in Demand under the selected programme (Ml/d) input as +ve 2028-29: 0.36207; Gains in Water Available For Use / Savings in Demand under the selected programme (Ml/d) input as +ve 2029-30: 0.7288; Gains in Water Available For Use / Savings in Demand under the selected programme (Ml/d) input as +ve 2030-31: 1.101; Gains in Water Available For Use / Savings in Demand under the selected programme (Ml/d) input as +ve 2031-32: 1.4767; Gains in Water Available For Use / Savings in Demand under the selected programme (Ml/d) input as +ve 2032-33: 1.8566; Gains in Water Available For Use / Savings in Demand under the selected programme (Ml/d) input as +ve 2033-34: 2.2404; Gains in Water Available For Use / Savings in Demand under the selected programme (Ml/d) input as +ve 2034-35: 3.3985; Gains in Water Available For Use / Savings in Demand under the selected programme (Ml/d) input as +ve 2035-36: 4.5689; Gains in Water Available For Use / Savings in Demand under the selected programme (Ml/d) input as +ve 2036-37: 5.7503; Gains in Water Available For Use / Savings in Demand under the selected programme (Ml/d) input as +ve 2037-38: 6.9467; Gains in Water Available For Use / Savings in Demand under the selected programme (Ml/d) input as +ve 2038-39: 8.1594; Gains in Water Available For Use / Savings in Demand under the selected programme (Ml/d) input as +ve 2039-40: 9.4075; Gains in Water Available For Use / Savings in Demand under the selected programme (Ml/d) input as +ve 2040-41: 10.6737; Gains in Water Available For Use / Savings in Demand under the selected programme (Ml/d) input as +ve 2041-42: 11.9611; Gains in Water Available For Use / Savings in Demand under the selected programme (Ml/d) input as +ve 2042-43: 13.2725; Gains in Water Available For Use / Savings in Demand under the selected programme (Ml/d) input as +ve 2043-44: 14.6075; Gains in Water Available For Use / Savings in Demand under the selected programme (Ml/d) input as +ve 2044-45: 15.122; Gains in Water Available For Use / Savings in Demand under the selected programme (Ml/d) input as +ve 2045-46: 15.6434; Gains in Water Available For Use / Savings in Demand under the selected programme (Ml/d) input as +ve 2046-47: 16.1717; Gains in Water Available For Use / Savings in Demand under the selected programme (Ml/d) input as +ve 2047-48: 16.7114; Gains in Water Available For Use / Savings in Demand under the selected programme (Ml/d) input as +ve 2048-49: 17.2592; Gains in Water Available For Use / Savings in Demand under the selected programme (Ml/d) input as +ve 2049-50: 17.8156
51dF | LEA: NHH. NHH CSPL repairs.AWSRTN | LEA: NHH. NHH CSPL repairs.AWSRTN | Supply pipe repairs / replacement | Customer Options | N | Least Cost | AWSRTN | Ml/d | 2 | Gains in Water Available For Use / Savings in Demand under the selected programme (Ml/d) input as +ve 2019-20: 0; Gains in Water Available For Use / Savings in Demand under the selected programme (Ml/d) input as +ve 2020-21: 0; Gains in Water Available For Use / Savings in Demand under the selected programme (Ml/d) input as +ve 2021-22: 0; Gains in Water Available For Use / Savings in Demand under the selected programme (Ml/d) input as +ve 2022-23: 0; Gains in Water Available For Use / Savings in Demand under the selected programme (Ml/d) input as +ve 2023-24: 0; Gains in Water Available For Use / Savings in Demand under the selected programme (Ml/d) input as +ve 2024-25: 0; Gains in Water Available For Use / Savings in Demand under the selected programme (Ml/d) input as +ve 2025-26: 0.0052606; Gains in Water Available For Use / Savings in Demand under the selected programme (Ml/d) input as +ve 2026-27: 0.010075; Gains in Water Available For Use / Savings in Demand under the selected programme (Ml/d) input as +ve 2027-28: 0.014422; Gains in Water Available For Use / Savings in Demand under the selected programme (Ml/d) input as +ve 2028-29: 0.018418; Gains in Water Available For Use / Savings in Demand under the selected programme (Ml/d) input as +ve 2029-30: 0.022961; Gains in Water Available For Use / Savings in Demand under the selected programme (Ml/d) input as +ve 2030-31: 0.027496; Gains in Water Available For Use / Savings in Demand under the selected programme (Ml/d) input as +ve 2031-32: 0.032023; Gains in Water Available For Use / Savings in Demand under the selected programme (Ml/d) input as +ve 2032-33: 0.036544; Gains in Water Available For Use / Savings in Demand under the selected programme (Ml/d) input as +ve 2033-34: 0.041059; Gains in Water Available For Use / Savings in Demand under the selected programme (Ml/d) input as +ve 2034-35: 0.04557; Gains in Water Available For Use / Savings in Demand under the selected programme (Ml/d) input as +ve 2035-36: 0.050075; Gains in Water Available For Use / Savings in Demand under the selected programme (Ml/d) input as +ve 2036-37: 0.054576; Gains in Water Available For Use / Savings in Demand under the selected programme (Ml/d) input as +ve 2037-38: 0.059072; Gains in Water Available For Use / Savings in Demand under the selected programme (Ml/d) input as +ve 2038-39: 0.063565; Gains in Water Available For Use / Savings in Demand under the selected programme (Ml/d) input as +ve 2039-40: 0.068054; Gains in Water Available For Use / Savings in Demand under the selected programme (Ml/d) input as +ve 2040-41: 0.07254; Gains in Water Available For Use / Savings in Demand under the selected programme (Ml/d) input as +ve 2041-42: 0.077022; Gains in Water Available For Use / Savings in Demand under the selected programme (Ml/d) input as +ve 2042-43: 0.081502; Gains in Water Available For Use / Savings in Demand under the selected programme (Ml/d) input as +ve 2043-44: 0.08598; Gains in Water Available For Use / Savings in Demand under the selected programme (Ml/d) input as +ve 2044-45: 0.090455; Gains in Water Available For Use / Savings in Demand under the selected programme (Ml/d) input as +ve 2045-46: 0.094928; Gains in Water Available For Use / Savings in Demand under the selected programme (Ml/d) input as +ve 2046-47: 0.099399; Gains in Water Available For Use / Savings in Demand under the selected programme (Ml/d) input as +ve 2047-48: 0.10387; Gains in Water Available For Use / Savings in Demand under the selected programme (Ml/d) input as +ve 2048-49: 0.10833; Gains in Water Available For Use / Savings in Demand under the selected programme (Ml/d) input as +ve 2049-50: 0.1128
51dF | LEA: NHH. NHH CSPL repairs.AWSRTN | LEA: NHH. NHH CSPL repairs.AWSRTN | Supply pipe repairs / replacement | Customer Options | N | Ofwat Core | AWSRTN | Ml/d | 2 | Gains in Water Available For Use / Savings in Demand under the selected programme (Ml/d) input as +ve 2019-20: 0; Gains in Water Available For Use / Savings in Demand under the selected programme (Ml/d) input as +ve 2020-21: 0; Gains in Water Available For Use / Savings in Demand under the selected programme (Ml/d) input as +ve 2021-22: 0; Gains in Water Available For Use / Savings in Demand under the selected programme (Ml/d) input as +ve 2022-23: 0; Gains in Water Available For Use / Savings in Demand under the selected programme (Ml/d) input as +ve 2023-24: 0; Gains in Water Available For Use / Savings in Demand under the selected programme (Ml/d) input as +ve 2024-25: 0; Gains in Water Available For Use / Savings in Demand under the selected programme (Ml/d) input as +ve 2025-26: 0.0052606; Gains in Water Available For Use / Savings in Demand under the selected programme (Ml/d) input as +ve 2026-27: 0.010075; Gains in Water Available For Use / Savings in Demand under the selected programme (Ml/d) input as +ve 2027-28: 0.014422; Gains in Water Available For Use / Savings in Demand under the selected programme (Ml/d) input as +ve 2028-29: 0.018418; Gains in Water Available For Use / Savings in Demand under the selected programme (Ml/d) input as +ve 2029-30: 0.022961; Gains in Water Available For Use / Savings in Demand under the selected programme (Ml/d) input as +ve 2030-31: 0.027496; Gains in Water Available For Use / Savings in Demand under the selected programme (Ml/d) input as +ve 2031-32: 0.032023; Gains in Water Available For Use / Savings in Demand under the selected programme (Ml/d) input as +ve 2032-33: 0.036544; Gains in Water Available For Use / Savings in Demand under the selected programme (Ml/d) input as +ve 2033-34: 0.041059; Gains in Water Available For Use / Savings in Demand under the selected programme (Ml/d) input as +ve 2034-35: 0.04557; Gains in Water Available For Use / Savings in Demand under the selected programme (Ml/d) input as +ve 2035-36: 0.050075; Gains in Water Available For Use / Savings in Demand under the selected programme (Ml/d) input as +ve 2036-37: 0.054576; Gains in Water Available For Use / Savings in Demand under the selected programme (Ml/d) input as +ve 2037-38: 0.059072; Gains in Water Available For Use / Savings in Demand under the selected programme (Ml/d) input as +ve 2038-39: 0.063565; Gains in Water Available For Use / Savings in Demand under the selected programme (Ml/d) input as +ve 2039-40: 0.068054; Gains in Water Available For Use / Savings in Demand under the selected programme (Ml/d) input as +ve 2040-41: 0.07254; Gains in Water Available For Use / Savings in Demand under the selected programme (Ml/d) input as +ve 2041-42: 0.077022; Gains in Water Available For Use / Savings in Demand under the selected programme (Ml/d) input as +ve 2042-43: 0.081502; Gains in Water Available For Use / Savings in Demand under the selected programme (Ml/d) input as +ve 2043-44: 0.08598; Gains in Water Available For Use / Savings in Demand under the selected programme (Ml/d) input as +ve 2044-45: 0.090455; Gains in Water Available For Use / Savings in Demand under the selected programme (Ml/d) input as +ve 2045-46: 0.094928; Gains in Water Available For Use / Savings in Demand under the selected programme (Ml/d) input as +ve 2046-47: 0.099399; Gains in Water Available For Use / Savings in Demand under the selected programme (Ml/d) input as +ve 2047-48: 0.10387; Gains in Water Available For Use / Savings in Demand under the selected programme (Ml/d) input as +ve 2048-49: 0.10833; Gains in Water Available For Use / Savings in Demand under the selected programme (Ml/d) input as +ve 2049-50: 0.1128
51dP | LEA: NHH. NHH CSPL repairs.AWSRTN | LEA: NHH. NHH CSPL repairs.AWSRTN | Supply pipe repairs / replacement | Customer Options | N | Preferred | AWSRTN | Ml/d | 2 | Gains in Water Available For Use / Savings in Demand under the selected programme (Ml/d) input as +ve 2019-20: 0; Gains in Water Available For Use / Savings in Demand under the selected programme (Ml/d) input as +ve 2020-21: 0; Gains in Water Available For Use / Savings in Demand under the selected programme (Ml/d) input as +ve 2021-22: 0; Gains in Water Available For Use / Savings in Demand under the selected programme (Ml/d) input as +ve 2022-23: 0; Gains in Water Available For Use / Savings in Demand under the selected programme (Ml/d) input as +ve 2023-24: 0; Gains in Water Available For Use / Savings in Demand under the selected programme (Ml/d) input as +ve 2024-25: 0; Gains in Water Available For Use / Savings in Demand under the selected programme (Ml/d) input as +ve 2025-26: 0.0052606; Gains in Water Available For Use / Savings in Demand under the selected programme (Ml/d) input as +ve 2026-27: 0.010075; Gains in Water Available For Use / Savings in Demand under the selected programme (Ml/d) input as +ve 2027-28: 0.014422; Gains in Water Available For Use / Savings in Demand under the selected programme (Ml/d) input as +ve 2028-29: 0.018418; Gains in Water Available For Use / Savings in Demand under the selected programme (Ml/d) input as +ve 2029-30: 0.022961; Gains in Water Available For Use / Savings in Demand under the selected programme (Ml/d) input as +ve 2030-31: 0.027496; Gains in Water Available For Use / Savings in Demand under the selected programme (Ml/d) input as +ve 2031-32: 0.032023; Gains in Water Available For Use / Savings in Demand under the selected programme (Ml/d) input as +ve 2032-33: 0.036544; Gains in Water Available For Use / Savings in Demand under the selected programme (Ml/d) input as +ve 2033-34: 0.041059; Gains in Water Available For Use / Savings in Demand under the selected programme (Ml/d) input as +ve 2034-35: 0.04557; Gains in Water Available For Use / Savings in Demand under the selected programme (Ml/d) input as +ve 2035-36: 0.050075; Gains in Water Available For Use / Savings in Demand under the selected programme (Ml/d) input as +ve 2036-37: 0.054576; Gains in Water Available For Use / Savings in Demand under the selected programme (Ml/d) input as +ve 2037-38: 0.059072; Gains in Water Available For Use / Savings in Demand under the selected programme (Ml/d) input as +ve 2038-39: 0.063565; Gains in Water Available For Use / Savings in Demand under the selected programme (Ml/d) input as +ve 2039-40: 0.068054; Gains in Water Available For Use / Savings in Demand under the selected programme (Ml/d) input as +ve 2040-41: 0.07254; Gains in Water Available For Use / Savings in Demand under the selected programme (Ml/d) input as +ve 2041-42: 0.077022; Gains in Water Available For Use / Savings in Demand under the selected programme (Ml/d) input as +ve 2042-43: 0.081502; Gains in Water Available For Use / Savings in Demand under the selected programme (Ml/d) input as +ve 2043-44: 0.08598; Gains in Water Available For Use / Savings in Demand under the selected programme (Ml/d) input as +ve 2044-45: 0.090455; Gains in Water Available For Use / Savings in Demand under the selected programme (Ml/d) input as +ve 2045-46: 0.094928; Gains in Water Available For Use / Savings in Demand under the selected programme (Ml/d) input as +ve 2046-47: 0.099399; Gains in Water Available For Use / Savings in Demand under the selected programme (Ml/d) input as +ve 2047-48: 0.10387; Gains in Water Available For Use / Savings in Demand under the selected programme (Ml/d) input as +ve 2048-49: 0.10833; Gains in Water Available For Use / Savings in Demand under the selected programme (Ml/d) input as +ve 2049-50: 0.1128
51cF | Mains Replacement (MR1500).AWSRTN | Mains Replacement (MR1500).AWSRTN | Mains replacement (not trunk mains) | Distribution Options | N | Ofwat Core | AWSRTN | Ml/d | 2 | Gains in Water Available For Use / Savings in Demand under the selected programme (Ml/d) input as +ve 2019-20: 0; Gains in Water Available For Use / Savings in Demand under the selected programme (Ml/d) input as +ve 2020-21: 0; Gains in Water Available For Use / Savings in Demand under the selected programme (Ml/d) input as +ve 2021-22: 0; Gains in Water Available For Use / Savings in Demand under the selected programme (Ml/d) input as +ve 2022-23: 0; Gains in Water Available For Use / Savings in Demand under the selected programme (Ml/d) input as +ve 2023-24: 0; Gains in Water Available For Use / Savings in Demand under the selected programme (Ml/d) input as +ve 2024-25: 0; Gains in Water Available For Use / Savings in Demand under the selected programme (Ml/d) input as +ve 2025-26: 0; Gains in Water Available For Use / Savings in Demand under the selected programme (Ml/d) input as +ve 2026-27: 0; Gains in Water Available For Use / Savings in Demand under the selected programme (Ml/d) input as +ve 2027-28: 0; Gains in Water Available For Use / Savings in Demand under the selected programme (Ml/d) input as +ve 2028-29: 0; Gains in Water Available For Use / Savings in Demand under the selected programme (Ml/d) input as +ve 2029-30: 0.32943; Gains in Water Available For Use / Savings in Demand under the selected programme (Ml/d) input as +ve 2030-31: 0.32943; Gains in Water Available For Use / Savings in Demand under the selected programme (Ml/d) input as +ve 2031-32: 0.32943; Gains in Water Available For Use / Savings in Demand under the selected programme (Ml/d) input as +ve 2032-33: 0.32943; Gains in Water Available For Use / Savings in Demand under the selected programme (Ml/d) input as +ve 2033-34: 0.32943; Gains in Water Available For Use / Savings in Demand under the selected programme (Ml/d) input as +ve 2034-35: 0.32943; Gains in Water Available For Use / Savings in Demand under the selected programme (Ml/d) input as +ve 2035-36: 0.31296; Gains in Water Available For Use / Savings in Demand under the selected programme (Ml/d) input as +ve 2036-37: 0.31296; Gains in Water Available For Use / Savings in Demand under the selected programme (Ml/d) input as +ve 2037-38: 0.31296; Gains in Water Available For Use / Savings in Demand under the selected programme (Ml/d) input as +ve 2038-39: 0.55275; Gains in Water Available For Use / Savings in Demand under the selected programme (Ml/d) input as +ve 2039-40: 0.55275; Gains in Water Available For Use / Savings in Demand under the selected programme (Ml/d) input as +ve 2040-41: 0.54693; Gains in Water Available For Use / Savings in Demand under the selected programme (Ml/d) input as +ve 2041-42: 0.91571; Gains in Water Available For Use / Savings in Demand under the selected programme (Ml/d) input as +ve 2042-43: 1.157; Gains in Water Available For Use / Savings in Demand under the selected programme (Ml/d) input as +ve 2043-44: 1.3566; Gains in Water Available For Use / Savings in Demand under the selected programme (Ml/d) input as +ve 2044-45: 1.3566; Gains in Water Available For Use / Savings in Demand under the selected programme (Ml/d) input as +ve 2045-46: 2.0972; Gains in Water Available For Use / Savings in Demand under the selected programme (Ml/d) input as +ve 2046-47: 2.405; Gains in Water Available For Use / Savings in Demand under the selected programme (Ml/d) input as +ve 2047-48: 2.405; Gains in Water Available For Use / Savings in Demand under the selected programme (Ml/d) input as +ve 2048-49: 2.5245; Gains in Water Available For Use / Savings in Demand under the selected programme (Ml/d) input as +ve 2049-50: 2.5245
51cP | Mains Replacement (MRMax).AWSRTN | Mains Replacement (MRMax).AWSRTN | Mains replacement (not trunk mains) | Distribution Options | N | Preferred | AWSRTN | Ml/d | 2 | Gains in Water Available For Use / Savings in Demand under the selected programme (Ml/d) input as +ve 2019-20: 0; Gains in Water Available For Use / Savings in Demand under the selected programme (Ml/d) input as +ve 2020-21: 0; Gains in Water Available For Use / Savings in Demand under the selected programme (Ml/d) input as +ve 2021-22: 0; Gains in Water Available For Use / Savings in Demand under the selected programme (Ml/d) input as +ve 2022-23: 0; Gains in Water Available For Use / Savings in Demand under the selected programme (Ml/d) input as +ve 2023-24: 0; Gains in Water Available For Use / Savings in Demand under the selected programme (Ml/d) input as +ve 2024-25: 0; Gains in Water Available For Use / Savings in Demand under the selected programme (Ml/d) input as +ve 2025-26: 0; Gains in Water Available For Use / Savings in Demand under the selected programme (Ml/d) input as +ve 2026-27: 0; Gains in Water Available For Use / Savings in Demand under the selected programme (Ml/d) input as +ve 2027-28: 0; Gains in Water Available For Use / Savings in Demand under the selected programme (Ml/d) input as +ve 2028-29: 0; Gains in Water Available For Use / Savings in Demand under the selected programme (Ml/d) input as +ve 2029-30: 0.32943; Gains in Water Available For Use / Savings in Demand under the selected programme (Ml/d) input as +ve 2030-31: 0.32943; Gains in Water Available For Use / Savings in Demand under the selected programme (Ml/d) input as +ve 2031-32: 0.32943; Gains in Water Available For Use / Savings in Demand under the selected programme (Ml/d) input as +ve 2032-33: 0.89409; Gains in Water Available For Use / Savings in Demand under the selected programme (Ml/d) input as +ve 2033-34: 1.2199; Gains in Water Available For Use / Savings in Demand under the selected programme (Ml/d) input as +ve 2034-35: 2.1279; Gains in Water Available For Use / Savings in Demand under the selected programme (Ml/d) input as +ve 2035-36: 2.0215; Gains in Water Available For Use / Savings in Demand under the selected programme (Ml/d) input as +ve 2036-37: 2.0215; Gains in Water Available For Use / Savings in Demand under the selected programme (Ml/d) input as +ve 2037-38: 2.3342; Gains in Water Available For Use / Savings in Demand under the selected programme (Ml/d) input as +ve 2038-39: 2.3342; Gains in Water Available For Use / Savings in Demand under the selected programme (Ml/d) input as +ve 2039-40: 2.4556; Gains in Water Available For Use / Savings in Demand under the selected programme (Ml/d) input as +ve 2040-41: 2.7433; Gains in Water Available For Use / Savings in Demand under the selected programme (Ml/d) input as +ve 2041-42: 3.1065; Gains in Water Available For Use / Savings in Demand under the selected programme (Ml/d) input as +ve 2042-43: 3.4345; Gains in Water Available For Use / Savings in Demand under the selected programme (Ml/d) input as +ve 2043-44: 3.6856; Gains in Water Available For Use / Savings in Demand under the selected programme (Ml/d) input as +ve 2044-45: 3.9363; Gains in Water Available For Use / Savings in Demand under the selected programme (Ml/d) input as +ve 2045-46: 4.2457; Gains in Water Available For Use / Savings in Demand under the selected programme (Ml/d) input as +ve 2046-47: 4.523; Gains in Water Available For Use / Savings in Demand under the selected programme (Ml/d) input as +ve 2047-48: 4.7071; Gains in Water Available For Use / Savings in Demand under the selected programme (Ml/d) input as +ve 2048-49: 4.9753; Gains in Water Available For Use / Savings in Demand under the selected programme (Ml/d) input as +ve 2049-50: 4.9753
51dF | NHH. NHH PL repairs.AWSRTN | NHH. NHH PL repairs.AWSRTN | Non-household water audit | Customer Options | N | Least Cost | AWSRTN | Ml/d | 2 | Gains in Water Available For Use / Savings in Demand under the selected programme (Ml/d) input as +ve 2019-20: 0; Gains in Water Available For Use / Savings in Demand under the selected programme (Ml/d) input as +ve 2020-21: 0; Gains in Water Available For Use / Savings in Demand under the selected programme (Ml/d) input as +ve 2021-22: 0; Gains in Water Available For Use / Savings in Demand under the selected programme (Ml/d) input as +ve 2022-23: 0; Gains in Water Available For Use / Savings in Demand under the selected programme (Ml/d) input as +ve 2023-24: 0; Gains in Water Available For Use / Savings in Demand under the selected programme (Ml/d) input as +ve 2024-25: 0; Gains in Water Available For Use / Savings in Demand under the selected programme (Ml/d) input as +ve 2025-26: 0.15705; Gains in Water Available For Use / Savings in Demand under the selected programme (Ml/d) input as +ve 2026-27: 0.30078; Gains in Water Available For Use / Savings in Demand under the selected programme (Ml/d) input as +ve 2027-28: 0.43055; Gains in Water Available For Use / Savings in Demand under the selected programme (Ml/d) input as +ve 2028-29: 0.54984; Gains in Water Available For Use / Savings in Demand under the selected programme (Ml/d) input as +ve 2029-30: 0.68381; Gains in Water Available For Use / Savings in Demand under the selected programme (Ml/d) input as +ve 2030-31: 0.81755; Gains in Water Available For Use / Savings in Demand under the selected programme (Ml/d) input as +ve 2031-32: 0.95107; Gains in Water Available For Use / Savings in Demand under the selected programme (Ml/d) input as +ve 2032-33: 1.0844; Gains in Water Available For Use / Savings in Demand under the selected programme (Ml/d) input as +ve 2033-34: 1.2175; Gains in Water Available For Use / Savings in Demand under the selected programme (Ml/d) input as +ve 2034-35: 1.3505; Gains in Water Available For Use / Savings in Demand under the selected programme (Ml/d) input as +ve 2035-36: 1.4834; Gains in Water Available For Use / Savings in Demand under the selected programme (Ml/d) input as +ve 2036-37: 1.6161; Gains in Water Available For Use / Savings in Demand under the selected programme (Ml/d) input as +ve 2037-38: 1.7487; Gains in Water Available For Use / Savings in Demand under the selected programme (Ml/d) input as +ve 2038-39: 1.8811; Gains in Water Available For Use / Savings in Demand under the selected programme (Ml/d) input as +ve 2039-40: 2.0135; Gains in Water Available For Use / Savings in Demand under the selected programme (Ml/d) input as +ve 2040-41: 2.1458; Gains in Water Available For Use / Savings in Demand under the selected programme (Ml/d) input as +ve 2041-42: 2.2779; Gains in Water Available For Use / Savings in Demand under the selected programme (Ml/d) input as +ve 2042-43: 2.41; Gains in Water Available For Use / Savings in Demand under the selected programme (Ml/d) input as +ve 2043-44: 2.5421; Gains in Water Available For Use / Savings in Demand under the selected programme (Ml/d) input as +ve 2044-45: 2.674; Gains in Water Available For Use / Savings in Demand under the selected programme (Ml/d) input as +ve 2045-46: 2.8059; Gains in Water Available For Use / Savings in Demand under the selected programme (Ml/d) input as +ve 2046-47: 2.9377; Gains in Water Available For Use / Savings in Demand under the selected programme (Ml/d) input as +ve 2047-48: 3.0695; Gains in Water Available For Use / Savings in Demand under the selected programme (Ml/d) input as +ve 2048-49: 3.2012; Gains in Water Available For Use / Savings in Demand under the selected programme (Ml/d) input as +ve 2049-50: 3.3328
51dF | NHH. NHH PL repairs.AWSRTN | NHH. NHH PL repairs.AWSRTN | Non-household water audit | Customer Options | N | Ofwat Core | AWSRTN | Ml/d | 2 | Gains in Water Available For Use / Savings in Demand under the selected programme (Ml/d) input as +ve 2019-20: 0; Gains in Water Available For Use / Savings in Demand under the selected programme (Ml/d) input as +ve 2020-21: 0; Gains in Water Available For Use / Savings in Demand under the selected programme (Ml/d) input as +ve 2021-22: 0; Gains in Water Available For Use / Savings in Demand under the selected programme (Ml/d) input as +ve 2022-23: 0; Gains in Water Available For Use / Savings in Demand under the selected programme (Ml/d) input as +ve 2023-24: 0; Gains in Water Available For Use / Savings in Demand under the selected programme (Ml/d) input as +ve 2024-25: 0; Gains in Water Available For Use / Savings in Demand under the selected programme (Ml/d) input as +ve 2025-26: 0.15705; Gains in Water Available For Use / Savings in Demand under the selected programme (Ml/d) input as +ve 2026-27: 0.30078; Gains in Water Available For Use / Savings in Demand under the selected programme (Ml/d) input as +ve 2027-28: 0.43055; Gains in Water Available For Use / Savings in Demand under the selected programme (Ml/d) input as +ve 2028-29: 0.54984; Gains in Water Available For Use / Savings in Demand under the selected programme (Ml/d) input as +ve 2029-30: 0.68381; Gains in Water Available For Use / Savings in Demand under the selected programme (Ml/d) input as +ve 2030-31: 0.81755; Gains in Water Available For Use / Savings in Demand under the selected programme (Ml/d) input as +ve 2031-32: 0.95107; Gains in Water Available For Use / Savings in Demand under the selected programme (Ml/d) input as +ve 2032-33: 1.0844; Gains in Water Available For Use / Savings in Demand under the selected programme (Ml/d) input as +ve 2033-34: 1.2175; Gains in Water Available For Use / Savings in Demand under the selected programme (Ml/d) input as +ve 2034-35: 1.3505; Gains in Water Available For Use / Savings in Demand under the selected programme (Ml/d) input as +ve 2035-36: 1.4834; Gains in Water Available For Use / Savings in Demand under the selected programme (Ml/d) input as +ve 2036-37: 1.6161; Gains in Water Available For Use / Savings in Demand under the selected programme (Ml/d) input as +ve 2037-38: 1.7487; Gains in Water Available For Use / Savings in Demand under the selected programme (Ml/d) input as +ve 2038-39: 1.8811; Gains in Water Available For Use / Savings in Demand under the selected programme (Ml/d) input as +ve 2039-40: 2.0135; Gains in Water Available For Use / Savings in Demand under the selected programme (Ml/d) input as +ve 2040-41: 2.1458; Gains in Water Available For Use / Savings in Demand under the selected programme (Ml/d) input as +ve 2041-42: 2.2779; Gains in Water Available For Use / Savings in Demand under the selected programme (Ml/d) input as +ve 2042-43: 2.41; Gains in Water Available For Use / Savings in Demand under the selected programme (Ml/d) input as +ve 2043-44: 2.5421; Gains in Water Available For Use / Savings in Demand under the selected programme (Ml/d) input as +ve 2044-45: 2.674; Gains in Water Available For Use / Savings in Demand under the selected programme (Ml/d) input as +ve 2045-46: 2.8059; Gains in Water Available For Use / Savings in Demand under the selected programme (Ml/d) input as +ve 2046-47: 2.9377; Gains in Water Available For Use / Savings in Demand under the selected programme (Ml/d) input as +ve 2047-48: 3.0695; Gains in Water Available For Use / Savings in Demand under the selected programme (Ml/d) input as +ve 2048-49: 3.2012; Gains in Water Available For Use / Savings in Demand under the selected programme (Ml/d) input as +ve 2049-50: 3.3328
51dP | NHH. NHH PL repairs.AWSRTN | NHH. NHH PL repairs.AWSRTN | Non-household water audit | Customer Options | N | Preferred | AWSRTN | Ml/d | 2 | Gains in Water Available For Use / Savings in Demand under the selected programme (Ml/d) input as +ve 2019-20: 0; Gains in Water Available For Use / Savings in Demand under the selected programme (Ml/d) input as +ve 2020-21: 0; Gains in Water Available For Use / Savings in Demand under the selected programme (Ml/d) input as +ve 2021-22: 0; Gains in Water Available For Use / Savings in Demand under the selected programme (Ml/d) input as +ve 2022-23: 0; Gains in Water Available For Use / Savings in Demand under the selected programme (Ml/d) input as +ve 2023-24: 0; Gains in Water Available For Use / Savings in Demand under the selected programme (Ml/d) input as +ve 2024-25: 0; Gains in Water Available For Use / Savings in Demand under the selected programme (Ml/d) input as +ve 2025-26: 0.15705; Gains in Water Available For Use / Savings in Demand under the selected programme (Ml/d) input as +ve 2026-27: 0.30078; Gains in Water Available For Use / Savings in Demand under the selected programme (Ml/d) input as +ve 2027-28: 0.43055; Gains in Water Available For Use / Savings in Demand under the selected programme (Ml/d) input as +ve 2028-29: 0.54984; Gains in Water Available For Use / Savings in Demand under the selected programme (Ml/d) input as +ve 2029-30: 0.68381; Gains in Water Available For Use / Savings in Demand under the selected programme (Ml/d) input as +ve 2030-31: 0.81755; Gains in Water Available For Use / Savings in Demand under the selected programme (Ml/d) input as +ve 2031-32: 0.95107; Gains in Water Available For Use / Savings in Demand under the selected programme (Ml/d) input as +ve 2032-33: 1.0844; Gains in Water Available For Use / Savings in Demand under the selected programme (Ml/d) input as +ve 2033-34: 1.2175; Gains in Water Available For Use / Savings in Demand under the selected programme (Ml/d) input as +ve 2034-35: 1.3505; Gains in Water Available For Use / Savings in Demand under the selected programme (Ml/d) input as +ve 2035-36: 1.4834; Gains in Water Available For Use / Savings in Demand under the selected programme (Ml/d) input as +ve 2036-37: 1.6161; Gains in Water Available For Use / Savings in Demand under the selected programme (Ml/d) input as +ve 2037-38: 1.7487; Gains in Water Available For Use / Savings in Demand under the selected programme (Ml/d) input as +ve 2038-39: 1.8811; Gains in Water Available For Use / Savings in Demand under the selected programme (Ml/d) input as +ve 2039-40: 2.0135; Gains in Water Available For Use / Savings in Demand under the selected programme (Ml/d) input as +ve 2040-41: 2.1458; Gains in Water Available For Use / Savings in Demand under the selected programme (Ml/d) input as +ve 2041-42: 2.2779; Gains in Water Available For Use / Savings in Demand under the selected programme (Ml/d) input as +ve 2042-43: 2.41; Gains in Water Available For Use / Savings in Demand under the selected programme (Ml/d) input as +ve 2043-44: 2.5421; Gains in Water Available For Use / Savings in Demand under the selected programme (Ml/d) input as +ve 2044-45: 2.674; Gains in Water Available For Use / Savings in Demand under the selected programme (Ml/d) input as +ve 2045-46: 2.8059; Gains in Water Available For Use / Savings in Demand under the selected programme (Ml/d) input as +ve 2046-47: 2.9377; Gains in Water Available For Use / Savings in Demand under the selected programme (Ml/d) input as +ve 2047-48: 3.0695; Gains in Water Available For Use / Savings in Demand under the selected programme (Ml/d) input as +ve 2048-49: 3.2012; Gains in Water Available For Use / Savings in Demand under the selected programme (Ml/d) input as +ve 2049-50: 3.3328
51dF | NHH. NHH PL100 repairs.AWSRTN | NHH. NHH PL100 repairs.AWSRTN | Non-household water audit | Customer Options | N | Least Cost | AWSRTN | Ml/d | 2 | Gains in Water Available For Use / Savings in Demand under the selected programme (Ml/d) input as +ve 2019-20: 0; Gains in Water Available For Use / Savings in Demand under the selected programme (Ml/d) input as +ve 2020-21: 0; Gains in Water Available For Use / Savings in Demand under the selected programme (Ml/d) input as +ve 2021-22: 0; Gains in Water Available For Use / Savings in Demand under the selected programme (Ml/d) input as +ve 2022-23: 0; Gains in Water Available For Use / Savings in Demand under the selected programme (Ml/d) input as +ve 2023-24: 0; Gains in Water Available For Use / Savings in Demand under the selected programme (Ml/d) input as +ve 2024-25: 0; Gains in Water Available For Use / Savings in Demand under the selected programme (Ml/d) input as +ve 2025-26: 0.038609; Gains in Water Available For Use / Savings in Demand under the selected programme (Ml/d) input as +ve 2026-27: 0.073943; Gains in Water Available For Use / Savings in Demand under the selected programme (Ml/d) input as +ve 2027-28: 0.10584; Gains in Water Available For Use / Savings in Demand under the selected programme (Ml/d) input as +ve 2028-29: 0.13517; Gains in Water Available For Use / Savings in Demand under the selected programme (Ml/d) input as +ve 2029-30: 0.1681; Gains in Water Available For Use / Savings in Demand under the selected programme (Ml/d) input as +ve 2030-31: 0.20098; Gains in Water Available For Use / Savings in Demand under the selected programme (Ml/d) input as +ve 2031-32: 0.2338; Gains in Water Available For Use / Savings in Demand under the selected programme (Ml/d) input as +ve 2032-33: 0.26658; Gains in Water Available For Use / Savings in Demand under the selected programme (Ml/d) input as +ve 2033-34: 0.29931; Gains in Water Available For Use / Savings in Demand under the selected programme (Ml/d) input as +ve 2034-35: 0.33201; Gains in Water Available For Use / Savings in Demand under the selected programme (Ml/d) input as +ve 2035-36: 0.36467; Gains in Water Available For Use / Savings in Demand under the selected programme (Ml/d) input as +ve 2036-37: 0.39729; Gains in Water Available For Use / Savings in Demand under the selected programme (Ml/d) input as +ve 2037-38: 0.42988; Gains in Water Available For Use / Savings in Demand under the selected programme (Ml/d) input as +ve 2038-39: 0.46245; Gains in Water Available For Use / Savings in Demand under the selected programme (Ml/d) input as +ve 2039-40: 0.49499; Gains in Water Available For Use / Savings in Demand under the selected programme (Ml/d) input as +ve 2040-41: 0.5275; Gains in Water Available For Use / Savings in Demand under the selected programme (Ml/d) input as +ve 2041-42: 0.55999; Gains in Water Available For Use / Savings in Demand under the selected programme (Ml/d) input as +ve 2042-43: 0.59247; Gains in Water Available For Use / Savings in Demand under the selected programme (Ml/d) input as +ve 2043-44: 0.62492; Gains in Water Available For Use / Savings in Demand under the selected programme (Ml/d) input as +ve 2044-45: 0.65736; Gains in Water Available For Use / Savings in Demand under the selected programme (Ml/d) input as +ve 2045-46: 0.68978; Gains in Water Available For Use / Savings in Demand under the selected programme (Ml/d) input as +ve 2046-47: 0.72219; Gains in Water Available For Use / Savings in Demand under the selected programme (Ml/d) input as +ve 2047-48: 0.75458; Gains in Water Available For Use / Savings in Demand under the selected programme (Ml/d) input as +ve 2048-49: 0.78695; Gains in Water Available For Use / Savings in Demand under the selected programme (Ml/d) input as +ve 2049-50: 0.81931
51dF | NHH. NHH PL100 repairs.AWSRTN | NHH. NHH PL100 repairs.AWSRTN | Non-household water audit | Customer Options | N | Ofwat Core | AWSRTN | Ml/d | 2 | Gains in Water Available For Use / Savings in Demand under the selected programme (Ml/d) input as +ve 2019-20: 0; Gains in Water Available For Use / Savings in Demand under the selected programme (Ml/d) input as +ve 2020-21: 0; Gains in Water Available For Use / Savings in Demand under the selected programme (Ml/d) input as +ve 2021-22: 0; Gains in Water Available For Use / Savings in Demand under the selected programme (Ml/d) input as +ve 2022-23: 0; Gains in Water Available For Use / Savings in Demand under the selected programme (Ml/d) input as +ve 2023-24: 0; Gains in Water Available For Use / Savings in Demand under the selected programme (Ml/d) input as +ve 2024-25: 0; Gains in Water Available For Use / Savings in Demand under the selected programme (Ml/d) input as +ve 2025-26: 0.038609; Gains in Water Available For Use / Savings in Demand under the selected programme (Ml/d) input as +ve 2026-27: 0.073943; Gains in Water Available For Use / Savings in Demand under the selected programme (Ml/d) input as +ve 2027-28: 0.10584; Gains in Water Available For Use / Savings in Demand under the selected programme (Ml/d) input as +ve 2028-29: 0.13517; Gains in Water Available For Use / Savings in Demand under the selected programme (Ml/d) input as +ve 2029-30: 0.1681; Gains in Water Available For Use / Savings in Demand under the selected programme (Ml/d) input as +ve 2030-31: 0.20098; Gains in Water Available For Use / Savings in Demand under the selected programme (Ml/d) input as +ve 2031-32: 0.2338; Gains in Water Available For Use / Savings in Demand under the selected programme (Ml/d) input as +ve 2032-33: 0.26658; Gains in Water Available For Use / Savings in Demand under the selected programme (Ml/d) input as +ve 2033-34: 0.29931; Gains in Water Available For Use / Savings in Demand under the selected programme (Ml/d) input as +ve 2034-35: 0.33201; Gains in Water Available For Use / Savings in Demand under the selected programme (Ml/d) input as +ve 2035-36: 0.36467; Gains in Water Available For Use / Savings in Demand under the selected programme (Ml/d) input as +ve 2036-37: 0.39729; Gains in Water Available For Use / Savings in Demand under the selected programme (Ml/d) input as +ve 2037-38: 0.42988; Gains in Water Available For Use / Savings in Demand under the selected programme (Ml/d) input as +ve 2038-39: 0.46245; Gains in Water Available For Use / Savings in Demand under the selected programme (Ml/d) input as +ve 2039-40: 0.49499; Gains in Water Available For Use / Savings in Demand under the selected programme (Ml/d) input as +ve 2040-41: 0.5275; Gains in Water Available For Use / Savings in Demand under the selected programme (Ml/d) input as +ve 2041-42: 0.55999; Gains in Water Available For Use / Savings in Demand under the selected programme (Ml/d) input as +ve 2042-43: 0.59247; Gains in Water Available For Use / Savings in Demand under the selected programme (Ml/d) input as +ve 2043-44: 0.62492; Gains in Water Available For Use / Savings in Demand under the selected programme (Ml/d) input as +ve 2044-45: 0.65736; Gains in Water Available For Use / Savings in Demand under the selected programme (Ml/d) input as +ve 2045-46: 0.68978; Gains in Water Available For Use / Savings in Demand under the selected programme (Ml/d) input as +ve 2046-47: 0.72219; Gains in Water Available For Use / Savings in Demand under the selected programme (Ml/d) input as +ve 2047-48: 0.75458; Gains in Water Available For Use / Savings in Demand under the selected programme (Ml/d) input as +ve 2048-49: 0.78695; Gains in Water Available For Use / Savings in Demand under the selected programme (Ml/d) input as +ve 2049-50: 0.81931
51dP | NHH. NHH PL100 repairs.AWSRTN | NHH. NHH PL100 repairs.AWSRTN | Non-household water audit | Customer Options | N | Preferred | AWSRTN | Ml/d | 2 | Gains in Water Available For Use / Savings in Demand under the selected programme (Ml/d) input as +ve 2019-20: 0; Gains in Water Available For Use / Savings in Demand under the selected programme (Ml/d) input as +ve 2020-21: 0; Gains in Water Available For Use / Savings in Demand under the selected programme (Ml/d) input as +ve 2021-22: 0; Gains in Water Available For Use / Savings in Demand under the selected programme (Ml/d) input as +ve 2022-23: 0; Gains in Water Available For Use / Savings in Demand under the selected programme (Ml/d) input as +ve 2023-24: 0; Gains in Water Available For Use / Savings in Demand under the selected programme (Ml/d) input as +ve 2024-25: 0; Gains in Water Available For Use / Savings in Demand under the selected programme (Ml/d) input as +ve 2025-26: 0.038609; Gains in Water Available For Use / Savings in Demand under the selected programme (Ml/d) input as +ve 2026-27: 0.073943; Gains in Water Available For Use / Savings in Demand under the selected programme (Ml/d) input as +ve 2027-28: 0.10584; Gains in Water Available For Use / Savings in Demand under the selected programme (Ml/d) input as +ve 2028-29: 0.13517; Gains in Water Available For Use / Savings in Demand under the selected programme (Ml/d) input as +ve 2029-30: 0.1681; Gains in Water Available For Use / Savings in Demand under the selected programme (Ml/d) input as +ve 2030-31: 0.20098; Gains in Water Available For Use / Savings in Demand under the selected programme (Ml/d) input as +ve 2031-32: 0.2338; Gains in Water Available For Use / Savings in Demand under the selected programme (Ml/d) input as +ve 2032-33: 0.26658; Gains in Water Available For Use / Savings in Demand under the selected programme (Ml/d) input as +ve 2033-34: 0.29931; Gains in Water Available For Use / Savings in Demand under the selected programme (Ml/d) input as +ve 2034-35: 0.33201; Gains in Water Available For Use / Savings in Demand under the selected programme (Ml/d) input as +ve 2035-36: 0.36467; Gains in Water Available For Use / Savings in Demand under the selected programme (Ml/d) input as +ve 2036-37: 0.39729; Gains in Water Available For Use / Savings in Demand under the selected programme (Ml/d) input as +ve 2037-38: 0.42988; Gains in Water Available For Use / Savings in Demand under the selected programme (Ml/d) input as +ve 2038-39: 0.46245; Gains in Water Available For Use / Savings in Demand under the selected programme (Ml/d) input as +ve 2039-40: 0.49499; Gains in Water Available For Use / Savings in Demand under the selected programme (Ml/d) input as +ve 2040-41: 0.5275; Gains in Water Available For Use / Savings in Demand under the selected programme (Ml/d) input as +ve 2041-42: 0.55999; Gains in Water Available For Use / Savings in Demand under the selected programme (Ml/d) input as +ve 2042-43: 0.59247; Gains in Water Available For Use / Savings in Demand under the selected programme (Ml/d) input as +ve 2043-44: 0.62492; Gains in Water Available For Use / Savings in Demand under the selected programme (Ml/d) input as +ve 2044-45: 0.65736; Gains in Water Available For Use / Savings in Demand under the selected programme (Ml/d) input as +ve 2045-46: 0.68978; Gains in Water Available For Use / Savings in Demand under the selected programme (Ml/d) input as +ve 2046-47: 0.72219; Gains in Water Available For Use / Savings in Demand under the selected programme (Ml/d) input as +ve 2047-48: 0.75458; Gains in Water Available For Use / Savings in Demand under the selected programme (Ml/d) input as +ve 2048-49: 0.78695; Gains in Water Available For Use / Savings in Demand under the selected programme (Ml/d) input as +ve 2049-50: 0.81931
51dF | NHH. WEF Visit Lower.AWSRTN | NHH. WEF Visit Lower.AWSRTN | Non-household water audit | Customer Options | N | Least Cost | AWSRTN | Ml/d | 2 | Gains in Water Available For Use / Savings in Demand under the selected programme (Ml/d) input as +ve 2019-20: 0; Gains in Water Available For Use / Savings in Demand under the selected programme (Ml/d) input as +ve 2020-21: 0; Gains in Water Available For Use / Savings in Demand under the selected programme (Ml/d) input as +ve 2021-22: 0; Gains in Water Available For Use / Savings in Demand under the selected programme (Ml/d) input as +ve 2022-23: 0; Gains in Water Available For Use / Savings in Demand under the selected programme (Ml/d) input as +ve 2023-24: 0; Gains in Water Available For Use / Savings in Demand under the selected programme (Ml/d) input as +ve 2024-25: 0; Gains in Water Available For Use / Savings in Demand under the selected programme (Ml/d) input as +ve 2025-26: 0.092761; Gains in Water Available For Use / Savings in Demand under the selected programme (Ml/d) input as +ve 2026-27: 0.17766; Gains in Water Available For Use / Savings in Demand under the selected programme (Ml/d) input as +ve 2027-28: 0.2543; Gains in Water Available For Use / Savings in Demand under the selected programme (Ml/d) input as +ve 2028-29: 0.32476; Gains in Water Available For Use / Savings in Demand under the selected programme (Ml/d) input as +ve 2029-30: 0.40389; Gains in Water Available For Use / Savings in Demand under the selected programme (Ml/d) input as +ve 2030-31: 0.48288; Gains in Water Available For Use / Savings in Demand under the selected programme (Ml/d) input as +ve 2031-32: 0.56174; Gains in Water Available For Use / Savings in Demand under the selected programme (Ml/d) input as +ve 2032-33: 0.64048; Gains in Water Available For Use / Savings in Demand under the selected programme (Ml/d) input as +ve 2033-34: 0.71913; Gains in Water Available For Use / Savings in Demand under the selected programme (Ml/d) input as +ve 2034-35: 0.79768; Gains in Water Available For Use / Savings in Demand under the selected programme (Ml/d) input as +ve 2035-36: 0.87615; Gains in Water Available For Use / Savings in Demand under the selected programme (Ml/d) input as +ve 2036-37: 0.95454; Gains in Water Available For Use / Savings in Demand under the selected programme (Ml/d) input as +ve 2037-38: 1.0328; Gains in Water Available For Use / Savings in Demand under the selected programme (Ml/d) input as +ve 2038-39: 1.1111; Gains in Water Available For Use / Savings in Demand under the selected programme (Ml/d) input as +ve 2039-40: 1.1893; Gains in Water Available For Use / Savings in Demand under the selected programme (Ml/d) input as +ve 2040-41: 1.2674; Gains in Water Available For Use / Savings in Demand under the selected programme (Ml/d) input as +ve 2041-42: 1.3454; Gains in Water Available For Use / Savings in Demand under the selected programme (Ml/d) input as +ve 2042-43: 1.4235; Gains in Water Available For Use / Savings in Demand under the selected programme (Ml/d) input as +ve 2043-44: 1.5014; Gains in Water Available For Use / Savings in Demand under the selected programme (Ml/d) input as +ve 2044-45: 1.5794; Gains in Water Available For Use / Savings in Demand under the selected programme (Ml/d) input as +ve 2045-46: 1.6573; Gains in Water Available For Use / Savings in Demand under the selected programme (Ml/d) input as +ve 2046-47: 1.7351; Gains in Water Available For Use / Savings in Demand under the selected programme (Ml/d) input as +ve 2047-48: 1.813; Gains in Water Available For Use / Savings in Demand under the selected programme (Ml/d) input as +ve 2048-49: 1.8907; Gains in Water Available For Use / Savings in Demand under the selected programme (Ml/d) input as +ve 2049-50: 1.9685
51dF | NHH. WEF Visit Lower.AWSRTN | NHH. WEF Visit Lower.AWSRTN | Non-household water audit | Customer Options | N | Ofwat Core | AWSRTN | Ml/d | 2 | Gains in Water Available For Use / Savings in Demand under the selected programme (Ml/d) input as +ve 2019-20: 0; Gains in Water Available For Use / Savings in Demand under the selected programme (Ml/d) input as +ve 2020-21: 0; Gains in Water Available For Use / Savings in Demand under the selected programme (Ml/d) input as +ve 2021-22: 0; Gains in Water Available For Use / Savings in Demand under the selected programme (Ml/d) input as +ve 2022-23: 0; Gains in Water Available For Use / Savings in Demand under the selected programme (Ml/d) input as +ve 2023-24: 0; Gains in Water Available For Use / Savings in Demand under the selected programme (Ml/d) input as +ve 2024-25: 0; Gains in Water Available For Use / Savings in Demand under the selected programme (Ml/d) input as +ve 2025-26: 0.092761; Gains in Water Available For Use / Savings in Demand under the selected programme (Ml/d) input as +ve 2026-27: 0.17766; Gains in Water Available For Use / Savings in Demand under the selected programme (Ml/d) input as +ve 2027-28: 0.2543; Gains in Water Available For Use / Savings in Demand under the selected programme (Ml/d) input as +ve 2028-29: 0.32476; Gains in Water Available For Use / Savings in Demand under the selected programme (Ml/d) input as +ve 2029-30: 0.40389; Gains in Water Available For Use / Savings in Demand under the selected programme (Ml/d) input as +ve 2030-31: 0.48288; Gains in Water Available For Use / Savings in Demand under the selected programme (Ml/d) input as +ve 2031-32: 0.56174; Gains in Water Available For Use / Savings in Demand under the selected programme (Ml/d) input as +ve 2032-33: 0.64048; Gains in Water Available For Use / Savings in Demand under the selected programme (Ml/d) input as +ve 2033-34: 0.71913; Gains in Water Available For Use / Savings in Demand under the selected programme (Ml/d) input as +ve 2034-35: 0.79768; Gains in Water Available For Use / Savings in Demand under the selected programme (Ml/d) input as +ve 2035-36: 0.87615; Gains in Water Available For Use / Savings in Demand under the selected programme (Ml/d) input as +ve 2036-37: 0.95454; Gains in Water Available For Use / Savings in Demand under the selected programme (Ml/d) input as +ve 2037-38: 1.0328; Gains in Water Available For Use / Savings in Demand under the selected programme (Ml/d) input as +ve 2038-39: 1.1111; Gains in Water Available For Use / Savings in Demand under the selected programme (Ml/d) input as +ve 2039-40: 1.1893; Gains in Water Available For Use / Savings in Demand under the selected programme (Ml/d) input as +ve 2040-41: 1.2674; Gains in Water Available For Use / Savings in Demand under the selected programme (Ml/d) input as +ve 2041-42: 1.3454; Gains in Water Available For Use / Savings in Demand under the selected programme (Ml/d) input as +ve 2042-43: 1.4235; Gains in Water Available For Use / Savings in Demand under the selected programme (Ml/d) input as +ve 2043-44: 1.5014; Gains in Water Available For Use / Savings in Demand under the selected programme (Ml/d) input as +ve 2044-45: 1.5794; Gains in Water Available For Use / Savings in Demand under the selected programme (Ml/d) input as +ve 2045-46: 1.6573; Gains in Water Available For Use / Savings in Demand under the selected programme (Ml/d) input as +ve 2046-47: 1.7351; Gains in Water Available For Use / Savings in Demand under the selected programme (Ml/d) input as +ve 2047-48: 1.813; Gains in Water Available For Use / Savings in Demand under the selected programme (Ml/d) input as +ve 2048-49: 1.8907; Gains in Water Available For Use / Savings in Demand under the selected programme (Ml/d) input as +ve 2049-50: 1.9685
51dP | NHH. WEF Visit Lower.AWSRTN | NHH. WEF Visit Lower.AWSRTN | Non-household water audit | Customer Options | N | Preferred | AWSRTN | Ml/d | 2 | Gains in Water Available For Use / Savings in Demand under the selected programme (Ml/d) input as +ve 2019-20: 0; Gains in Water Available For Use / Savings in Demand under the selected programme (Ml/d) input as +ve 2020-21: 0; Gains in Water Available For Use / Savings in Demand under the selected programme (Ml/d) input as +ve 2021-22: 0; Gains in Water Available For Use / Savings in Demand under the selected programme (Ml/d) input as +ve 2022-23: 0; Gains in Water Available For Use / Savings in Demand under the selected programme (Ml/d) input as +ve 2023-24: 0; Gains in Water Available For Use / Savings in Demand under the selected programme (Ml/d) input as +ve 2024-25: 0; Gains in Water Available For Use / Savings in Demand under the selected programme (Ml/d) input as +ve 2025-26: 0.092761; Gains in Water Available For Use / Savings in Demand under the selected programme (Ml/d) input as +ve 2026-27: 0.17766; Gains in Water Available For Use / Savings in Demand under the selected programme (Ml/d) input as +ve 2027-28: 0.2543; Gains in Water Available For Use / Savings in Demand under the selected programme (Ml/d) input as +ve 2028-29: 0.32476; Gains in Water Available For Use / Savings in Demand under the selected programme (Ml/d) input as +ve 2029-30: 0.40389; Gains in Water Available For Use / Savings in Demand under the selected programme (Ml/d) input as +ve 2030-31: 0.48288; Gains in Water Available For Use / Savings in Demand under the selected programme (Ml/d) input as +ve 2031-32: 0.56174; Gains in Water Available For Use / Savings in Demand under the selected programme (Ml/d) input as +ve 2032-33: 0.64048; Gains in Water Available For Use / Savings in Demand under the selected programme (Ml/d) input as +ve 2033-34: 0.71913; Gains in Water Available For Use / Savings in Demand under the selected programme (Ml/d) input as +ve 2034-35: 0.79768; Gains in Water Available For Use / Savings in Demand under the selected programme (Ml/d) input as +ve 2035-36: 0.87615; Gains in Water Available For Use / Savings in Demand under the selected programme (Ml/d) input as +ve 2036-37: 0.95454; Gains in Water Available For Use / Savings in Demand under the selected programme (Ml/d) input as +ve 2037-38: 1.0328; Gains in Water Available For Use / Savings in Demand under the selected programme (Ml/d) input as +ve 2038-39: 1.1111; Gains in Water Available For Use / Savings in Demand under the selected programme (Ml/d) input as +ve 2039-40: 1.1893; Gains in Water Available For Use / Savings in Demand under the selected programme (Ml/d) input as +ve 2040-41: 1.2674; Gains in Water Available For Use / Savings in Demand under the selected programme (Ml/d) input as +ve 2041-42: 1.3454; Gains in Water Available For Use / Savings in Demand under the selected programme (Ml/d) input as +ve 2042-43: 1.4235; Gains in Water Available For Use / Savings in Demand under the selected programme (Ml/d) input as +ve 2043-44: 1.5014; Gains in Water Available For Use / Savings in Demand under the selected programme (Ml/d) input as +ve 2044-45: 1.5794; Gains in Water Available For Use / Savings in Demand under the selected programme (Ml/d) input as +ve 2045-46: 1.6573; Gains in Water Available For Use / Savings in Demand under the selected programme (Ml/d) input as +ve 2046-47: 1.7351; Gains in Water Available For Use / Savings in Demand under the selected programme (Ml/d) input as +ve 2047-48: 1.813; Gains in Water Available For Use / Savings in Demand under the selected programme (Ml/d) input as +ve 2048-49: 1.8907; Gains in Water Available For Use / Savings in Demand under the selected programme (Ml/d) input as +ve 2049-50: 1.9685
51dF | NHH. WEF Visit Super High.AWSRTN | NHH. WEF Visit Super High.AWSRTN | Non-household water audit | Customer Options | N | Least Cost | AWSRTN | Ml/d | 2 | Gains in Water Available For Use / Savings in Demand under the selected programme (Ml/d) input as +ve 2019-20: 0; Gains in Water Available For Use / Savings in Demand under the selected programme (Ml/d) input as +ve 2020-21: 0; Gains in Water Available For Use / Savings in Demand under the selected programme (Ml/d) input as +ve 2021-22: 0; Gains in Water Available For Use / Savings in Demand under the selected programme (Ml/d) input as +ve 2022-23: 0; Gains in Water Available For Use / Savings in Demand under the selected programme (Ml/d) input as +ve 2023-24: 0; Gains in Water Available For Use / Savings in Demand under the selected programme (Ml/d) input as +ve 2024-25: 0; Gains in Water Available For Use / Savings in Demand under the selected programme (Ml/d) input as +ve 2025-26: 0.095485; Gains in Water Available For Use / Savings in Demand under the selected programme (Ml/d) input as +ve 2026-27: 0.18287; Gains in Water Available For Use / Savings in Demand under the selected programme (Ml/d) input as +ve 2027-28: 0.26177; Gains in Water Available For Use / Savings in Demand under the selected programme (Ml/d) input as +ve 2028-29: 0.33429; Gains in Water Available For Use / Savings in Demand under the selected programme (Ml/d) input as +ve 2029-30: 0.41575; Gains in Water Available For Use / Savings in Demand under the selected programme (Ml/d) input as +ve 2030-31: 0.49706; Gains in Water Available For Use / Savings in Demand under the selected programme (Ml/d) input as +ve 2031-32: 0.57824; Gains in Water Available For Use / Savings in Demand under the selected programme (Ml/d) input as +ve 2032-33: 0.65929; Gains in Water Available For Use / Savings in Demand under the selected programme (Ml/d) input as +ve 2033-34: 0.74024; Gains in Water Available For Use / Savings in Demand under the selected programme (Ml/d) input as +ve 2034-35: 0.82111; Gains in Water Available For Use / Savings in Demand under the selected programme (Ml/d) input as +ve 2035-36: 0.90188; Gains in Water Available For Use / Savings in Demand under the selected programme (Ml/d) input as +ve 2036-37: 0.98257; Gains in Water Available For Use / Savings in Demand under the selected programme (Ml/d) input as +ve 2037-38: 1.0632; Gains in Water Available For Use / Savings in Demand under the selected programme (Ml/d) input as +ve 2038-39: 1.1437; Gains in Water Available For Use / Savings in Demand under the selected programme (Ml/d) input as +ve 2039-40: 1.2242; Gains in Water Available For Use / Savings in Demand under the selected programme (Ml/d) input as +ve 2040-41: 1.3046; Gains in Water Available For Use / Savings in Demand under the selected programme (Ml/d) input as +ve 2041-42: 1.385; Gains in Water Available For Use / Savings in Demand under the selected programme (Ml/d) input as +ve 2042-43: 1.4653; Gains in Water Available For Use / Savings in Demand under the selected programme (Ml/d) input as +ve 2043-44: 1.5455; Gains in Water Available For Use / Savings in Demand under the selected programme (Ml/d) input as +ve 2044-45: 1.6258; Gains in Water Available For Use / Savings in Demand under the selected programme (Ml/d) input as +ve 2045-46: 1.7059; Gains in Water Available For Use / Savings in Demand under the selected programme (Ml/d) input as +ve 2046-47: 1.7861; Gains in Water Available For Use / Savings in Demand under the selected programme (Ml/d) input as +ve 2047-48: 1.8662; Gains in Water Available For Use / Savings in Demand under the selected programme (Ml/d) input as +ve 2048-49: 1.9463; Gains in Water Available For Use / Savings in Demand under the selected programme (Ml/d) input as +ve 2049-50: 2.0263
51dF | NHH. WEF Visit Super High.AWSRTN | NHH. WEF Visit Super High.AWSRTN | Non-household water audit | Customer Options | N | Ofwat Core | AWSRTN | Ml/d | 2 | Gains in Water Available For Use / Savings in Demand under the selected programme (Ml/d) input as +ve 2019-20: 0; Gains in Water Available For Use / Savings in Demand under the selected programme (Ml/d) input as +ve 2020-21: 0; Gains in Water Available For Use / Savings in Demand under the selected programme (Ml/d) input as +ve 2021-22: 0; Gains in Water Available For Use / Savings in Demand under the selected programme (Ml/d) input as +ve 2022-23: 0; Gains in Water Available For Use / Savings in Demand under the selected programme (Ml/d) input as +ve 2023-24: 0; Gains in Water Available For Use / Savings in Demand under the selected programme (Ml/d) input as +ve 2024-25: 0; Gains in Water Available For Use / Savings in Demand under the selected programme (Ml/d) input as +ve 2025-26: 0.095485; Gains in Water Available For Use / Savings in Demand under the selected programme (Ml/d) input as +ve 2026-27: 0.18287; Gains in Water Available For Use / Savings in Demand under the selected programme (Ml/d) input as +ve 2027-28: 0.26177; Gains in Water Available For Use / Savings in Demand under the selected programme (Ml/d) input as +ve 2028-29: 0.33429; Gains in Water Available For Use / Savings in Demand under the selected programme (Ml/d) input as +ve 2029-30: 0.41575; Gains in Water Available For Use / Savings in Demand under the selected programme (Ml/d) input as +ve 2030-31: 0.49706; Gains in Water Available For Use / Savings in Demand under the selected programme (Ml/d) input as +ve 2031-32: 0.57824; Gains in Water Available For Use / Savings in Demand under the selected programme (Ml/d) input as +ve 2032-33: 0.65929; Gains in Water Available For Use / Savings in Demand under the selected programme (Ml/d) input as +ve 2033-34: 0.74024; Gains in Water Available For Use / Savings in Demand under the selected programme (Ml/d) input as +ve 2034-35: 0.82111; Gains in Water Available For Use / Savings in Demand under the selected programme (Ml/d) input as +ve 2035-36: 0.90188; Gains in Water Available For Use / Savings in Demand under the selected programme (Ml/d) input as +ve 2036-37: 0.98257; Gains in Water Available For Use / Savings in Demand under the selected programme (Ml/d) input as +ve 2037-38: 1.0632; Gains in Water Available For Use / Savings in Demand under the selected programme (Ml/d) input as +ve 2038-39: 1.1437; Gains in Water Available For Use / Savings in Demand under the selected programme (Ml/d) input as +ve 2039-40: 1.2242; Gains in Water Available For Use / Savings in Demand under the selected programme (Ml/d) input as +ve 2040-41: 1.3046; Gains in Water Available For Use / Savings in Demand under the selected programme (Ml/d) input as +ve 2041-42: 1.385; Gains in Water Available For Use / Savings in Demand under the selected programme (Ml/d) input as +ve 2042-43: 1.4653; Gains in Water Available For Use / Savings in Demand under the selected programme (Ml/d) input as +ve 2043-44: 1.5455; Gains in Water Available For Use / Savings in Demand under the selected programme (Ml/d) input as +ve 2044-45: 1.6258; Gains in Water Available For Use / Savings in Demand under the selected programme (Ml/d) input as +ve 2045-46: 1.7059; Gains in Water Available For Use / Savings in Demand under the selected programme (Ml/d) input as +ve 2046-47: 1.7861; Gains in Water Available For Use / Savings in Demand under the selected programme (Ml/d) input as +ve 2047-48: 1.8662; Gains in Water Available For Use / Savings in Demand under the selected programme (Ml/d) input as +ve 2048-49: 1.9463; Gains in Water Available For Use / Savings in Demand under the selected programme (Ml/d) input as +ve 2049-50: 2.0263
51dP | NHH. WEF Visit Super High.AWSRTN | NHH. WEF Visit Super High.AWSRTN | Non-household water audit | Customer Options | N | Preferred | AWSRTN | Ml/d | 2 | Gains in Water Available For Use / Savings in Demand under the selected programme (Ml/d) input as +ve 2019-20: 0; Gains in Water Available For Use / Savings in Demand under the selected programme (Ml/d) input as +ve 2020-21: 0; Gains in Water Available For Use / Savings in Demand under the selected programme (Ml/d) input as +ve 2021-22: 0; Gains in Water Available For Use / Savings in Demand under the selected programme (Ml/d) input as +ve 2022-23: 0; Gains in Water Available For Use / Savings in Demand under the selected programme (Ml/d) input as +ve 2023-24: 0; Gains in Water Available For Use / Savings in Demand under the selected programme (Ml/d) input as +ve 2024-25: 0; Gains in Water Available For Use / Savings in Demand under the selected programme (Ml/d) input as +ve 2025-26: 0.095485; Gains in Water Available For Use / Savings in Demand under the selected programme (Ml/d) input as +ve 2026-27: 0.18287; Gains in Water Available For Use / Savings in Demand under the selected programme (Ml/d) input as +ve 2027-28: 0.26177; Gains in Water Available For Use / Savings in Demand under the selected programme (Ml/d) input as +ve 2028-29: 0.33429; Gains in Water Available For Use / Savings in Demand under the selected programme (Ml/d) input as +ve 2029-30: 0.41575; Gains in Water Available For Use / Savings in Demand under the selected programme (Ml/d) input as +ve 2030-31: 0.49706; Gains in Water Available For Use / Savings in Demand under the selected programme (Ml/d) input as +ve 2031-32: 0.57824; Gains in Water Available For Use / Savings in Demand under the selected programme (Ml/d) input as +ve 2032-33: 0.65929; Gains in Water Available For Use / Savings in Demand under the selected programme (Ml/d) input as +ve 2033-34: 0.74024; Gains in Water Available For Use / Savings in Demand under the selected programme (Ml/d) input as +ve 2034-35: 0.82111; Gains in Water Available For Use / Savings in Demand under the selected programme (Ml/d) input as +ve 2035-36: 0.90188; Gains in Water Available For Use / Savings in Demand under the selected programme (Ml/d) input as +ve 2036-37: 0.98257; Gains in Water Available For Use / Savings in Demand under the selected programme (Ml/d) input as +ve 2037-38: 1.0632; Gains in Water Available For Use / Savings in Demand under the selected programme (Ml/d) input as +ve 2038-39: 1.1437; Gains in Water Available For Use / Savings in Demand under the selected programme (Ml/d) input as +ve 2039-40: 1.2242; Gains in Water Available For Use / Savings in Demand under the selected programme (Ml/d) input as +ve 2040-41: 1.3046; Gains in Water Available For Use / Savings in Demand under the selected programme (Ml/d) input as +ve 2041-42: 1.385; Gains in Water Available For Use / Savings in Demand under the selected programme (Ml/d) input as +ve 2042-43: 1.4653; Gains in Water Available For Use / Savings in Demand under the selected programme (Ml/d) input as +ve 2043-44: 1.5455; Gains in Water Available For Use / Savings in Demand under the selected programme (Ml/d) input as +ve 2044-45: 1.6258; Gains in Water Available For Use / Savings in Demand under the selected programme (Ml/d) input as +ve 2045-46: 1.7059; Gains in Water Available For Use / Savings in Demand under the selected programme (Ml/d) input as +ve 2046-47: 1.7861; Gains in Water Available For Use / Savings in Demand under the selected programme (Ml/d) input as +ve 2047-48: 1.8662; Gains in Water Available For Use / Savings in Demand under the selected programme (Ml/d) input as +ve 2048-49: 1.9463; Gains in Water Available For Use / Savings in Demand under the selected programme (Ml/d) input as +ve 2049-50: 2.0263
51dF | NHH. WEF Visit Upper.AWSRTN | NHH. WEF Visit Upper.AWSRTN | Non-household water audit | Customer Options | N | Least Cost | AWSRTN | Ml/d | 2 | Gains in Water Available For Use / Savings in Demand under the selected programme (Ml/d) input as +ve 2019-20: 0; Gains in Water Available For Use / Savings in Demand under the selected programme (Ml/d) input as +ve 2020-21: 0; Gains in Water Available For Use / Savings in Demand under the selected programme (Ml/d) input as +ve 2021-22: 0; Gains in Water Available For Use / Savings in Demand under the selected programme (Ml/d) input as +ve 2022-23: 0; Gains in Water Available For Use / Savings in Demand under the selected programme (Ml/d) input as +ve 2023-24: 0; Gains in Water Available For Use / Savings in Demand under the selected programme (Ml/d) input as +ve 2024-25: 0; Gains in Water Available For Use / Savings in Demand under the selected programme (Ml/d) input as +ve 2025-26: 0.050107; Gains in Water Available For Use / Savings in Demand under the selected programme (Ml/d) input as +ve 2026-27: 0.095965; Gains in Water Available For Use / Savings in Demand under the selected programme (Ml/d) input as +ve 2027-28: 0.13737; Gains in Water Available For Use / Savings in Demand under the selected programme (Ml/d) input as +ve 2028-29: 0.17543; Gains in Water Available For Use / Savings in Demand under the selected programme (Ml/d) input as +ve 2029-30: 0.21817; Gains in Water Available For Use / Savings in Demand under the selected programme (Ml/d) input as +ve 2030-31: 0.26084; Gains in Water Available For Use / Savings in Demand under the selected programme (Ml/d) input as +ve 2031-32: 0.30344; Gains in Water Available For Use / Savings in Demand under the selected programme (Ml/d) input as +ve 2032-33: 0.34597; Gains in Water Available For Use / Savings in Demand under the selected programme (Ml/d) input as +ve 2033-34: 0.38845; Gains in Water Available For Use / Savings in Demand under the selected programme (Ml/d) input as +ve 2034-35: 0.43089; Gains in Water Available For Use / Savings in Demand under the selected programme (Ml/d) input as +ve 2035-36: 0.47327; Gains in Water Available For Use / Savings in Demand under the selected programme (Ml/d) input as +ve 2036-37: 0.51562; Gains in Water Available For Use / Savings in Demand under the selected programme (Ml/d) input as +ve 2037-38: 0.55792; Gains in Water Available For Use / Savings in Demand under the selected programme (Ml/d) input as +ve 2038-39: 0.60018; Gains in Water Available For Use / Savings in Demand under the selected programme (Ml/d) input as +ve 2039-40: 0.64241; Gains in Water Available For Use / Savings in Demand under the selected programme (Ml/d) input as +ve 2040-41: 0.68461; Gains in Water Available For Use / Savings in Demand under the selected programme (Ml/d) input as +ve 2041-42: 0.72678; Gains in Water Available For Use / Savings in Demand under the selected programme (Ml/d) input as +ve 2042-43: 0.76892; Gains in Water Available For Use / Savings in Demand under the selected programme (Ml/d) input as +ve 2043-44: 0.81104; Gains in Water Available For Use / Savings in Demand under the selected programme (Ml/d) input as +ve 2044-45: 0.85314; Gains in Water Available For Use / Savings in Demand under the selected programme (Ml/d) input as +ve 2045-46: 0.89522; Gains in Water Available For Use / Savings in Demand under the selected programme (Ml/d) input as +ve 2046-47: 0.93728; Gains in Water Available For Use / Savings in Demand under the selected programme (Ml/d) input as +ve 2047-48: 0.97931; Gains in Water Available For Use / Savings in Demand under the selected programme (Ml/d) input as +ve 2048-49: 1.0213; Gains in Water Available For Use / Savings in Demand under the selected programme (Ml/d) input as +ve 2049-50: 1.0633
51dF | NHH. WEF Visit Upper.AWSRTN | NHH. WEF Visit Upper.AWSRTN | Non-household water audit | Customer Options | N | Ofwat Core | AWSRTN | Ml/d | 2 | Gains in Water Available For Use / Savings in Demand under the selected programme (Ml/d) input as +ve 2019-20: 0; Gains in Water Available For Use / Savings in Demand under the selected programme (Ml/d) input as +ve 2020-21: 0; Gains in Water Available For Use / Savings in Demand under the selected programme (Ml/d) input as +ve 2021-22: 0; Gains in Water Available For Use / Savings in Demand under the selected programme (Ml/d) input as +ve 2022-23: 0; Gains in Water Available For Use / Savings in Demand under the selected programme (Ml/d) input as +ve 2023-24: 0; Gains in Water Available For Use / Savings in Demand under the selected programme (Ml/d) input as +ve 2024-25: 0; Gains in Water Available For Use / Savings in Demand under the selected programme (Ml/d) input as +ve 2025-26: 0.050107; Gains in Water Available For Use / Savings in Demand under the selected programme (Ml/d) input as +ve 2026-27: 0.095965; Gains in Water Available For Use / Savings in Demand under the selected programme (Ml/d) input as +ve 2027-28: 0.13737; Gains in Water Available For Use / Savings in Demand under the selected programme (Ml/d) input as +ve 2028-29: 0.17543; Gains in Water Available For Use / Savings in Demand under the selected programme (Ml/d) input as +ve 2029-30: 0.21817; Gains in Water Available For Use / Savings in Demand under the selected programme (Ml/d) input as +ve 2030-31: 0.26084; Gains in Water Available For Use / Savings in Demand under the selected programme (Ml/d) input as +ve 2031-32: 0.30344; Gains in Water Available For Use / Savings in Demand under the selected programme (Ml/d) input as +ve 2032-33: 0.34597; Gains in Water Available For Use / Savings in Demand under the selected programme (Ml/d) input as +ve 2033-34: 0.38845; Gains in Water Available For Use / Savings in Demand under the selected programme (Ml/d) input as +ve 2034-35: 0.43089; Gains in Water Available For Use / Savings in Demand under the selected programme (Ml/d) input as +ve 2035-36: 0.47327; Gains in Water Available For Use / Savings in Demand under the selected programme (Ml/d) input as +ve 2036-37: 0.51562; Gains in Water Available For Use / Savings in Demand under the selected programme (Ml/d) input as +ve 2037-38: 0.55792; Gains in Water Available For Use / Savings in Demand under the selected programme (Ml/d) input as +ve 2038-39: 0.60018; Gains in Water Available For Use / Savings in Demand under the selected programme (Ml/d) input as +ve 2039-40: 0.64241; Gains in Water Available For Use / Savings in Demand under the selected programme (Ml/d) input as +ve 2040-41: 0.68461; Gains in Water Available For Use / Savings in Demand under the selected programme (Ml/d) input as +ve 2041-42: 0.72678; Gains in Water Available For Use / Savings in Demand under the selected programme (Ml/d) input as +ve 2042-43: 0.76892; Gains in Water Available For Use / Savings in Demand under the selected programme (Ml/d) input as +ve 2043-44: 0.81104; Gains in Water Available For Use / Savings in Demand under the selected programme (Ml/d) input as +ve 2044-45: 0.85314; Gains in Water Available For Use / Savings in Demand under the selected programme (Ml/d) input as +ve 2045-46: 0.89522; Gains in Water Available For Use / Savings in Demand under the selected programme (Ml/d) input as +ve 2046-47: 0.93728; Gains in Water Available For Use / Savings in Demand under the selected programme (Ml/d) input as +ve 2047-48: 0.97931; Gains in Water Available For Use / Savings in Demand under the selected programme (Ml/d) input as +ve 2048-49: 1.0213; Gains in Water Available For Use / Savings in Demand under the selected programme (Ml/d) input as +ve 2049-50: 1.0633
51dP | NHH. WEF Visit Upper.AWSRTN | NHH. WEF Visit Upper.AWSRTN | Non-household water audit | Customer Options | N | Preferred | AWSRTN | Ml/d | 2 | Gains in Water Available For Use / Savings in Demand under the selected programme (Ml/d) input as +ve 2019-20: 0; Gains in Water Available For Use / Savings in Demand under the selected programme (Ml/d) input as +ve 2020-21: 0; Gains in Water Available For Use / Savings in Demand under the selected programme (Ml/d) input as +ve 2021-22: 0; Gains in Water Available For Use / Savings in Demand under the selected programme (Ml/d) input as +ve 2022-23: 0; Gains in Water Available For Use / Savings in Demand under the selected programme (Ml/d) input as +ve 2023-24: 0; Gains in Water Available For Use / Savings in Demand under the selected programme (Ml/d) input as +ve 2024-25: 0; Gains in Water Available For Use / Savings in Demand under the selected programme (Ml/d) input as +ve 2025-26: 0.050107; Gains in Water Available For Use / Savings in Demand under the selected programme (Ml/d) input as +ve 2026-27: 0.095965; Gains in Water Available For Use / Savings in Demand under the selected programme (Ml/d) input as +ve 2027-28: 0.13737; Gains in Water Available For Use / Savings in Demand under the selected programme (Ml/d) input as +ve 2028-29: 0.17543; Gains in Water Available For Use / Savings in Demand under the selected programme (Ml/d) input as +ve 2029-30: 0.21817; Gains in Water Available For Use / Savings in Demand under the selected programme (Ml/d) input as +ve 2030-31: 0.26084; Gains in Water Available For Use / Savings in Demand under the selected programme (Ml/d) input as +ve 2031-32: 0.30344; Gains in Water Available For Use / Savings in Demand under the selected programme (Ml/d) input as +ve 2032-33: 0.34597; Gains in Water Available For Use / Savings in Demand under the selected programme (Ml/d) input as +ve 2033-34: 0.38845; Gains in Water Available For Use / Savings in Demand under the selected programme (Ml/d) input as +ve 2034-35: 0.43089; Gains in Water Available For Use / Savings in Demand under the selected programme (Ml/d) input as +ve 2035-36: 0.47327; Gains in Water Available For Use / Savings in Demand under the selected programme (Ml/d) input as +ve 2036-37: 0.51562; Gains in Water Available For Use / Savings in Demand under the selected programme (Ml/d) input as +ve 2037-38: 0.55792; Gains in Water Available For Use / Savings in Demand under the selected programme (Ml/d) input as +ve 2038-39: 0.60018; Gains in Water Available For Use / Savings in Demand under the selected programme (Ml/d) input as +ve 2039-40: 0.64241; Gains in Water Available For Use / Savings in Demand under the selected programme (Ml/d) input as +ve 2040-41: 0.68461; Gains in Water Available For Use / Savings in Demand under the selected programme (Ml/d) input as +ve 2041-42: 0.72678; Gains in Water Available For Use / Savings in Demand under the selected programme (Ml/d) input as +ve 2042-43: 0.76892; Gains in Water Available For Use / Savings in Demand under the selected programme (Ml/d) input as +ve 2043-44: 0.81104; Gains in Water Available For Use / Savings in Demand under the selected programme (Ml/d) input as +ve 2044-45: 0.85314; Gains in Water Available For Use / Savings in Demand under the selected programme (Ml/d) input as +ve 2045-46: 0.89522; Gains in Water Available For Use / Savings in Demand under the selected programme (Ml/d) input as +ve 2046-47: 0.93728; Gains in Water Available For Use / Savings in Demand under the selected programme (Ml/d) input as +ve 2047-48: 0.97931; Gains in Water Available For Use / Savings in Demand under the selected programme (Ml/d) input as +ve 2048-49: 1.0213; Gains in Water Available For Use / Savings in Demand under the selected programme (Ml/d) input as +ve 2049-50: 1.0633
51dF | Smart Metering.AWSRTN | Smart Metering.AWSRTN | Metering other selective | Customer Options | N | Least Cost | AWSRTN | Ml/d | 2 | Gains in Water Available For Use / Savings in Demand under the selected programme (Ml/d) input as +ve 2019-20: 0; Gains in Water Available For Use / Savings in Demand under the selected programme (Ml/d) input as +ve 2020-21: 0; Gains in Water Available For Use / Savings in Demand under the selected programme (Ml/d) input as +ve 2021-22: 0; Gains in Water Available For Use / Savings in Demand under the selected programme (Ml/d) input as +ve 2022-23: 0; Gains in Water Available For Use / Savings in Demand under the selected programme (Ml/d) input as +ve 2023-24: 0; Gains in Water Available For Use / Savings in Demand under the selected programme (Ml/d) input as +ve 2024-25: 0; Gains in Water Available For Use / Savings in Demand under the selected programme (Ml/d) input as +ve 2025-26: 0.06445; Gains in Water Available For Use / Savings in Demand under the selected programme (Ml/d) input as +ve 2026-27: 0.14816; Gains in Water Available For Use / Savings in Demand under the selected programme (Ml/d) input as +ve 2027-28: 0.24266; Gains in Water Available For Use / Savings in Demand under the selected programme (Ml/d) input as +ve 2028-29: 0.34307; Gains in Water Available For Use / Savings in Demand under the selected programme (Ml/d) input as +ve 2029-30: 1.2366; Gains in Water Available For Use / Savings in Demand under the selected programme (Ml/d) input as +ve 2030-31: 1.4245; Gains in Water Available For Use / Savings in Demand under the selected programme (Ml/d) input as +ve 2031-32: 1.6243; Gains in Water Available For Use / Savings in Demand under the selected programme (Ml/d) input as +ve 2032-33: 1.7214; Gains in Water Available For Use / Savings in Demand under the selected programme (Ml/d) input as +ve 2033-34: 1.8143; Gains in Water Available For Use / Savings in Demand under the selected programme (Ml/d) input as +ve 2034-35: 1.9031; Gains in Water Available For Use / Savings in Demand under the selected programme (Ml/d) input as +ve 2035-36: 1.9905; Gains in Water Available For Use / Savings in Demand under the selected programme (Ml/d) input as +ve 2036-37: 2.0848; Gains in Water Available For Use / Savings in Demand under the selected programme (Ml/d) input as +ve 2037-38: 2.179; Gains in Water Available For Use / Savings in Demand under the selected programme (Ml/d) input as +ve 2038-39: 2.2728; Gains in Water Available For Use / Savings in Demand under the selected programme (Ml/d) input as +ve 2039-40: 2.3667; Gains in Water Available For Use / Savings in Demand under the selected programme (Ml/d) input as +ve 2040-41: 2.4601; Gains in Water Available For Use / Savings in Demand under the selected programme (Ml/d) input as +ve 2041-42: 2.5534; Gains in Water Available For Use / Savings in Demand under the selected programme (Ml/d) input as +ve 2042-43: 2.6467; Gains in Water Available For Use / Savings in Demand under the selected programme (Ml/d) input as +ve 2043-44: 2.74; Gains in Water Available For Use / Savings in Demand under the selected programme (Ml/d) input as +ve 2044-45: 2.8345; Gains in Water Available For Use / Savings in Demand under the selected programme (Ml/d) input as +ve 2045-46: 2.9198; Gains in Water Available For Use / Savings in Demand under the selected programme (Ml/d) input as +ve 2046-47: 3.0055; Gains in Water Available For Use / Savings in Demand under the selected programme (Ml/d) input as +ve 2047-48: 3.0891; Gains in Water Available For Use / Savings in Demand under the selected programme (Ml/d) input as +ve 2048-49: 3.1731; Gains in Water Available For Use / Savings in Demand under the selected programme (Ml/d) input as +ve 2049-50: 3.254
51dF | Smart Metering.AWSRTN | Smart Metering.AWSRTN | Metering other selective | Customer Options | N | Ofwat Core | AWSRTN | Ml/d | 2 | Gains in Water Available For Use / Savings in Demand under the selected programme (Ml/d) input as +ve 2019-20: 0; Gains in Water Available For Use / Savings in Demand under the selected programme (Ml/d) input as +ve 2020-21: 0; Gains in Water Available For Use / Savings in Demand under the selected programme (Ml/d) input as +ve 2021-22: 0; Gains in Water Available For Use / Savings in Demand under the selected programme (Ml/d) input as +ve 2022-23: 0; Gains in Water Available For Use / Savings in Demand under the selected programme (Ml/d) input as +ve 2023-24: 0; Gains in Water Available For Use / Savings in Demand under the selected programme (Ml/d) input as +ve 2024-25: 0; Gains in Water Available For Use / Savings in Demand under the selected programme (Ml/d) input as +ve 2025-26: 0.06445; Gains in Water Available For Use / Savings in Demand under the selected programme (Ml/d) input as +ve 2026-27: 0.14816; Gains in Water Available For Use / Savings in Demand under the selected programme (Ml/d) input as +ve 2027-28: 0.24266; Gains in Water Available For Use / Savings in Demand under the selected programme (Ml/d) input as +ve 2028-29: 0.34307; Gains in Water Available For Use / Savings in Demand under the selected programme (Ml/d) input as +ve 2029-30: 1.2366; Gains in Water Available For Use / Savings in Demand under the selected programme (Ml/d) input as +ve 2030-31: 1.4245; Gains in Water Available For Use / Savings in Demand under the selected programme (Ml/d) input as +ve 2031-32: 1.6243; Gains in Water Available For Use / Savings in Demand under the selected programme (Ml/d) input as +ve 2032-33: 1.7214; Gains in Water Available For Use / Savings in Demand under the selected programme (Ml/d) input as +ve 2033-34: 1.8143; Gains in Water Available For Use / Savings in Demand under the selected programme (Ml/d) input as +ve 2034-35: 1.9031; Gains in Water Available For Use / Savings in Demand under the selected programme (Ml/d) input as +ve 2035-36: 1.9905; Gains in Water Available For Use / Savings in Demand under the selected programme (Ml/d) input as +ve 2036-37: 2.0848; Gains in Water Available For Use / Savings in Demand under the selected programme (Ml/d) input as +ve 2037-38: 2.179; Gains in Water Available For Use / Savings in Demand under the selected programme (Ml/d) input as +ve 2038-39: 2.2728; Gains in Water Available For Use / Savings in Demand under the selected programme (Ml/d) input as +ve 2039-40: 2.3667; Gains in Water Available For Use / Savings in Demand under the selected programme (Ml/d) input as +ve 2040-41: 2.4601; Gains in Water Available For Use / Savings in Demand under the selected programme (Ml/d) input as +ve 2041-42: 2.5534; Gains in Water Available For Use / Savings in Demand under the selected programme (Ml/d) input as +ve 2042-43: 2.6467; Gains in Water Available For Use / Savings in Demand under the selected programme (Ml/d) input as +ve 2043-44: 2.74; Gains in Water Available For Use / Savings in Demand under the selected programme (Ml/d) input as +ve 2044-45: 2.8345; Gains in Water Available For Use / Savings in Demand under the selected programme (Ml/d) input as +ve 2045-46: 2.9198; Gains in Water Available For Use / Savings in Demand under the selected programme (Ml/d) input as +ve 2046-47: 3.0055; Gains in Water Available For Use / Savings in Demand under the selected programme (Ml/d) input as +ve 2047-48: 3.0891; Gains in Water Available For Use / Savings in Demand under the selected programme (Ml/d) input as +ve 2048-49: 3.1731; Gains in Water Available For Use / Savings in Demand under the selected programme (Ml/d) input as +ve 2049-50: 3.254
51dP | Smart Metering.AWSRTN | Smart Metering.AWSRTN | Metering other selective | Customer Options | N | Preferred | AWSRTN | Ml/d | 2 | Gains in Water Available For Use / Savings in Demand under the selected programme (Ml/d) input as +ve 2019-20: 0; Gains in Water Available For Use / Savings in Demand under the selected programme (Ml/d) input as +ve 2020-21: 0; Gains in Water Available For Use / Savings in Demand under the selected programme (Ml/d) input as +ve 2021-22: 0; Gains in Water Available For Use / Savings in Demand under the selected programme (Ml/d) input as +ve 2022-23: 0; Gains in Water Available For Use / Savings in Demand under the selected programme (Ml/d) input as +ve 2023-24: 0; Gains in Water Available For Use / Savings in Demand under the selected programme (Ml/d) input as +ve 2024-25: 0; Gains in Water Available For Use / Savings in Demand under the selected programme (Ml/d) input as +ve 2025-26: 0.06445; Gains in Water Available For Use / Savings in Demand under the selected programme (Ml/d) input as +ve 2026-27: 0.14816; Gains in Water Available For Use / Savings in Demand under the selected programme (Ml/d) input as +ve 2027-28: 0.24266; Gains in Water Available For Use / Savings in Demand under the selected programme (Ml/d) input as +ve 2028-29: 0.34307; Gains in Water Available For Use / Savings in Demand under the selected programme (Ml/d) input as +ve 2029-30: 1.2366; Gains in Water Available For Use / Savings in Demand under the selected programme (Ml/d) input as +ve 2030-31: 1.4245; Gains in Water Available For Use / Savings in Demand under the selected programme (Ml/d) input as +ve 2031-32: 1.6243; Gains in Water Available For Use / Savings in Demand under the selected programme (Ml/d) input as +ve 2032-33: 1.7214; Gains in Water Available For Use / Savings in Demand under the selected programme (Ml/d) input as +ve 2033-34: 1.8143; Gains in Water Available For Use / Savings in Demand under the selected programme (Ml/d) input as +ve 2034-35: 1.9031; Gains in Water Available For Use / Savings in Demand under the selected programme (Ml/d) input as +ve 2035-36: 1.9905; Gains in Water Available For Use / Savings in Demand under the selected programme (Ml/d) input as +ve 2036-37: 2.0848; Gains in Water Available For Use / Savings in Demand under the selected programme (Ml/d) input as +ve 2037-38: 2.179; Gains in Water Available For Use / Savings in Demand under the selected programme (Ml/d) input as +ve 2038-39: 2.2728; Gains in Water Available For Use / Savings in Demand under the selected programme (Ml/d) input as +ve 2039-40: 2.3667; Gains in Water Available For Use / Savings in Demand under the selected programme (Ml/d) input as +ve 2040-41: 2.4601; Gains in Water Available For Use / Savings in Demand under the selected programme (Ml/d) input as +ve 2041-42: 2.5534; Gains in Water Available For Use / Savings in Demand under the selected programme (Ml/d) input as +ve 2042-43: 2.6467; Gains in Water Available For Use / Savings in Demand under the selected programme (Ml/d) input as +ve 2043-44: 2.74; Gains in Water Available For Use / Savings in Demand under the selected programme (Ml/d) input as +ve 2044-45: 2.8345; Gains in Water Available For Use / Savings in Demand under the selected programme (Ml/d) input as +ve 2045-46: 2.9198; Gains in Water Available For Use / Savings in Demand under the selected programme (Ml/d) input as +ve 2046-47: 3.0055; Gains in Water Available For Use / Savings in Demand under the selected programme (Ml/d) input as +ve 2047-48: 3.0891; Gains in Water Available For Use / Savings in Demand under the selected programme (Ml/d) input as +ve 2048-49: 3.1731; Gains in Water Available For Use / Savings in Demand under the selected programme (Ml/d) input as +ve 2049-50: 3.254
51dF | USPL_HH_MET.AWSRTN | USPL_HH_MET.AWSRTN | Supply pipe repairs / replacement | Customer Options | N | Least Cost | AWSRTN | Ml/d | 2 | Gains in Water Available For Use / Savings in Demand under the selected programme (Ml/d) input as +ve 2019-20: 0; Gains in Water Available For Use / Savings in Demand under the selected programme (Ml/d) input as +ve 2020-21: 0; Gains in Water Available For Use / Savings in Demand under the selected programme (Ml/d) input as +ve 2021-22: 0; Gains in Water Available For Use / Savings in Demand under the selected programme (Ml/d) input as +ve 2022-23: 0; Gains in Water Available For Use / Savings in Demand under the selected programme (Ml/d) input as +ve 2023-24: 0; Gains in Water Available For Use / Savings in Demand under the selected programme (Ml/d) input as +ve 2024-25: 0; Gains in Water Available For Use / Savings in Demand under the selected programme (Ml/d) input as +ve 2025-26: 0.013426; Gains in Water Available For Use / Savings in Demand under the selected programme (Ml/d) input as +ve 2026-27: 0.03515; Gains in Water Available For Use / Savings in Demand under the selected programme (Ml/d) input as +ve 2027-28: 0.0632; Gains in Water Available For Use / Savings in Demand under the selected programme (Ml/d) input as +ve 2028-29: 0.095829; Gains in Water Available For Use / Savings in Demand under the selected programme (Ml/d) input as +ve 2029-30: 0.3444; Gains in Water Available For Use / Savings in Demand under the selected programme (Ml/d) input as +ve 2030-31: 0.41669; Gains in Water Available For Use / Savings in Demand under the selected programme (Ml/d) input as +ve 2031-32: 0.49496; Gains in Water Available For Use / Savings in Demand under the selected programme (Ml/d) input as +ve 2032-33: 0.52598; Gains in Water Available For Use / Savings in Demand under the selected programme (Ml/d) input as +ve 2033-34: 0.55565; Gains in Water Available For Use / Savings in Demand under the selected programme (Ml/d) input as +ve 2034-35: 0.58394; Gains in Water Available For Use / Savings in Demand under the selected programme (Ml/d) input as +ve 2035-36: 0.61184; Gains in Water Available For Use / Savings in Demand under the selected programme (Ml/d) input as +ve 2036-37: 0.64239; Gains in Water Available For Use / Savings in Demand under the selected programme (Ml/d) input as +ve 2037-38: 0.67299; Gains in Water Available For Use / Savings in Demand under the selected programme (Ml/d) input as +ve 2038-39: 0.70355; Gains in Water Available For Use / Savings in Demand under the selected programme (Ml/d) input as +ve 2039-40: 0.73405; Gains in Water Available For Use / Savings in Demand under the selected programme (Ml/d) input as +ve 2040-41: 0.7645; Gains in Water Available For Use / Savings in Demand under the selected programme (Ml/d) input as +ve 2041-42: 0.79497; Gains in Water Available For Use / Savings in Demand under the selected programme (Ml/d) input as +ve 2042-43: 0.82546; Gains in Water Available For Use / Savings in Demand under the selected programme (Ml/d) input as +ve 2043-44: 0.856; Gains in Water Available For Use / Savings in Demand under the selected programme (Ml/d) input as +ve 2044-45: 0.88658; Gains in Water Available For Use / Savings in Demand under the selected programme (Ml/d) input as +ve 2045-46: 0.91578; Gains in Water Available For Use / Savings in Demand under the selected programme (Ml/d) input as +ve 2046-47: 0.94507; Gains in Water Available For Use / Savings in Demand under the selected programme (Ml/d) input as +ve 2047-48: 0.97411; Gains in Water Available For Use / Savings in Demand under the selected programme (Ml/d) input as +ve 2048-49: 1.0033; Gains in Water Available For Use / Savings in Demand under the selected programme (Ml/d) input as +ve 2049-50: 1.0319
51dF | USPL_HH_MET.AWSRTN | USPL_HH_MET.AWSRTN | Supply pipe repairs / replacement | Customer Options | N | Ofwat Core | AWSRTN | Ml/d | 2 | Gains in Water Available For Use / Savings in Demand under the selected programme (Ml/d) input as +ve 2019-20: 0; Gains in Water Available For Use / Savings in Demand under the selected programme (Ml/d) input as +ve 2020-21: 0; Gains in Water Available For Use / Savings in Demand under the selected programme (Ml/d) input as +ve 2021-22: 0; Gains in Water Available For Use / Savings in Demand under the selected programme (Ml/d) input as +ve 2022-23: 0; Gains in Water Available For Use / Savings in Demand under the selected programme (Ml/d) input as +ve 2023-24: 0; Gains in Water Available For Use / Savings in Demand under the selected programme (Ml/d) input as +ve 2024-25: 0; Gains in Water Available For Use / Savings in Demand under the selected programme (Ml/d) input as +ve 2025-26: 0.013426; Gains in Water Available For Use / Savings in Demand under the selected programme (Ml/d) input as +ve 2026-27: 0.03515; Gains in Water Available For Use / Savings in Demand under the selected programme (Ml/d) input as +ve 2027-28: 0.0632; Gains in Water Available For Use / Savings in Demand under the selected programme (Ml/d) input as +ve 2028-29: 0.095829; Gains in Water Available For Use / Savings in Demand under the selected programme (Ml/d) input as +ve 2029-30: 0.3444; Gains in Water Available For Use / Savings in Demand under the selected programme (Ml/d) input as +ve 2030-31: 0.41669; Gains in Water Available For Use / Savings in Demand under the selected programme (Ml/d) input as +ve 2031-32: 0.49496; Gains in Water Available For Use / Savings in Demand under the selected programme (Ml/d) input as +ve 2032-33: 0.52598; Gains in Water Available For Use / Savings in Demand under the selected programme (Ml/d) input as +ve 2033-34: 0.55565; Gains in Water Available For Use / Savings in Demand under the selected programme (Ml/d) input as +ve 2034-35: 0.58394; Gains in Water Available For Use / Savings in Demand under the selected programme (Ml/d) input as +ve 2035-36: 0.61184; Gains in Water Available For Use / Savings in Demand under the selected programme (Ml/d) input as +ve 2036-37: 0.64239; Gains in Water Available For Use / Savings in Demand under the selected programme (Ml/d) input as +ve 2037-38: 0.67299; Gains in Water Available For Use / Savings in Demand under the selected programme (Ml/d) input as +ve 2038-39: 0.70355; Gains in Water Available For Use / Savings in Demand under the selected programme (Ml/d) input as +ve 2039-40: 0.73405; Gains in Water Available For Use / Savings in Demand under the selected programme (Ml/d) input as +ve 2040-41: 0.7645; Gains in Water Available For Use / Savings in Demand under the selected programme (Ml/d) input as +ve 2041-42: 0.79497; Gains in Water Available For Use / Savings in Demand under the selected programme (Ml/d) input as +ve 2042-43: 0.82546; Gains in Water Available For Use / Savings in Demand under the selected programme (Ml/d) input as +ve 2043-44: 0.856; Gains in Water Available For Use / Savings in Demand under the selected programme (Ml/d) input as +ve 2044-45: 0.88658; Gains in Water Available For Use / Savings in Demand under the selected programme (Ml/d) input as +ve 2045-46: 0.91578; Gains in Water Available For Use / Savings in Demand under the selected programme (Ml/d) input as +ve 2046-47: 0.94507; Gains in Water Available For Use / Savings in Demand under the selected programme (Ml/d) input as +ve 2047-48: 0.97411; Gains in Water Available For Use / Savings in Demand under the selected programme (Ml/d) input as +ve 2048-49: 1.0033; Gains in Water Available For Use / Savings in Demand under the selected programme (Ml/d) input as +ve 2049-50: 1.0319
51dP | USPL_HH_MET.AWSRTN | USPL_HH_MET.AWSRTN | Supply pipe repairs / replacement | Customer Options | N | Preferred | AWSRTN | Ml/d | 2 | Gains in Water Available For Use / Savings in Demand under the selected programme (Ml/d) input as +ve 2019-20: 0; Gains in Water Available For Use / Savings in Demand under the selected programme (Ml/d) input as +ve 2020-21: 0; Gains in Water Available For Use / Savings in Demand under the selected programme (Ml/d) input as +ve 2021-22: 0; Gains in Water Available For Use / Savings in Demand under the selected programme (Ml/d) input as +ve 2022-23: 0; Gains in Water Available For Use / Savings in Demand under the selected programme (Ml/d) input as +ve 2023-24: 0; Gains in Water Available For Use / Savings in Demand under the selected programme (Ml/d) input as +ve 2024-25: 0; Gains in Water Available For Use / Savings in Demand under the selected programme (Ml/d) input as +ve 2025-26: 0.013426; Gains in Water Available For Use / Savings in Demand under the selected programme (Ml/d) input as +ve 2026-27: 0.03515; Gains in Water Available For Use / Savings in Demand under the selected programme (Ml/d) input as +ve 2027-28: 0.0632; Gains in Water Available For Use / Savings in Demand under the selected programme (Ml/d) input as +ve 2028-29: 0.095829; Gains in Water Available For Use / Savings in Demand under the selected programme (Ml/d) input as +ve 2029-30: 0.3444; Gains in Water Available For Use / Savings in Demand under the selected programme (Ml/d) input as +ve 2030-31: 0.41669; Gains in Water Available For Use / Savings in Demand under the selected programme (Ml/d) input as +ve 2031-32: 0.49496; Gains in Water Available For Use / Savings in Demand under the selected programme (Ml/d) input as +ve 2032-33: 0.52598; Gains in Water Available For Use / Savings in Demand under the selected programme (Ml/d) input as +ve 2033-34: 0.55565; Gains in Water Available For Use / Savings in Demand under the selected programme (Ml/d) input as +ve 2034-35: 0.58394; Gains in Water Available For Use / Savings in Demand under the selected programme (Ml/d) input as +ve 2035-36: 0.61184; Gains in Water Available For Use / Savings in Demand under the selected programme (Ml/d) input as +ve 2036-37: 0.64239; Gains in Water Available For Use / Savings in Demand under the selected programme (Ml/d) input as +ve 2037-38: 0.67299; Gains in Water Available For Use / Savings in Demand under the selected programme (Ml/d) input as +ve 2038-39: 0.70355; Gains in Water Available For Use / Savings in Demand under the selected programme (Ml/d) input as +ve 2039-40: 0.73405; Gains in Water Available For Use / Savings in Demand under the selected programme (Ml/d) input as +ve 2040-41: 0.7645; Gains in Water Available For Use / Savings in Demand under the selected programme (Ml/d) input as +ve 2041-42: 0.79497; Gains in Water Available For Use / Savings in Demand under the selected programme (Ml/d) input as +ve 2042-43: 0.82546; Gains in Water Available For Use / Savings in Demand under the selected programme (Ml/d) input as +ve 2043-44: 0.856; Gains in Water Available For Use / Savings in Demand under the selected programme (Ml/d) input as +ve 2044-45: 0.88658; Gains in Water Available For Use / Savings in Demand under the selected programme (Ml/d) input as +ve 2045-46: 0.91578; Gains in Water Available For Use / Savings in Demand under the selected programme (Ml/d) input as +ve 2046-47: 0.94507; Gains in Water Available For Use / Savings in Demand under the selected programme (Ml/d) input as +ve 2047-48: 0.97411; Gains in Water Available For Use / Savings in Demand under the selected programme (Ml/d) input as +ve 2048-49: 1.0033; Gains in Water Available For Use / Savings in Demand under the selected programme (Ml/d) input as +ve 2049-50: 1.0319
51dF | USPL_ShSupplies.AWSRTN | USPL_ShSupplies.AWSRTN | Supply pipe repairs / replacement | Customer Options | N | Least Cost | AWSRTN | Ml/d | 2 | Gains in Water Available For Use / Savings in Demand under the selected programme (Ml/d) input as +ve 2019-20: 0; Gains in Water Available For Use / Savings in Demand under the selected programme (Ml/d) input as +ve 2020-21: 0; Gains in Water Available For Use / Savings in Demand under the selected programme (Ml/d) input as +ve 2021-22: 0; Gains in Water Available For Use / Savings in Demand under the selected programme (Ml/d) input as +ve 2022-23: 0; Gains in Water Available For Use / Savings in Demand under the selected programme (Ml/d) input as +ve 2023-24: 0; Gains in Water Available For Use / Savings in Demand under the selected programme (Ml/d) input as +ve 2024-25: 0; Gains in Water Available For Use / Savings in Demand under the selected programme (Ml/d) input as +ve 2025-26: 0.69783; Gains in Water Available For Use / Savings in Demand under the selected programme (Ml/d) input as +ve 2026-27: 0.69783; Gains in Water Available For Use / Savings in Demand under the selected programme (Ml/d) input as +ve 2027-28: 0.69783; Gains in Water Available For Use / Savings in Demand under the selected programme (Ml/d) input as +ve 2028-29: 0.69783; Gains in Water Available For Use / Savings in Demand under the selected programme (Ml/d) input as +ve 2029-30: 0.69783; Gains in Water Available For Use / Savings in Demand under the selected programme (Ml/d) input as +ve 2030-31: 0.88534; Gains in Water Available For Use / Savings in Demand under the selected programme (Ml/d) input as +ve 2031-32: 0.88534; Gains in Water Available For Use / Savings in Demand under the selected programme (Ml/d) input as +ve 2032-33: 0.88534; Gains in Water Available For Use / Savings in Demand under the selected programme (Ml/d) input as +ve 2033-34: 0.88534; Gains in Water Available For Use / Savings in Demand under the selected programme (Ml/d) input as +ve 2034-35: 0.88534; Gains in Water Available For Use / Savings in Demand under the selected programme (Ml/d) input as +ve 2035-36: 0.88534; Gains in Water Available For Use / Savings in Demand under the selected programme (Ml/d) input as +ve 2036-37: 0.88534; Gains in Water Available For Use / Savings in Demand under the selected programme (Ml/d) input as +ve 2037-38: 0.88534; Gains in Water Available For Use / Savings in Demand under the selected programme (Ml/d) input as +ve 2038-39: 0.88534; Gains in Water Available For Use / Savings in Demand under the selected programme (Ml/d) input as +ve 2039-40: 0.88534; Gains in Water Available For Use / Savings in Demand under the selected programme (Ml/d) input as +ve 2040-41: 0.88534; Gains in Water Available For Use / Savings in Demand under the selected programme (Ml/d) input as +ve 2041-42: 0.88534; Gains in Water Available For Use / Savings in Demand under the selected programme (Ml/d) input as +ve 2042-43: 0.88534; Gains in Water Available For Use / Savings in Demand under the selected programme (Ml/d) input as +ve 2043-44: 0.88534; Gains in Water Available For Use / Savings in Demand under the selected programme (Ml/d) input as +ve 2044-45: 0.88534; Gains in Water Available For Use / Savings in Demand under the selected programme (Ml/d) input as +ve 2045-46: 0.88534; Gains in Water Available For Use / Savings in Demand under the selected programme (Ml/d) input as +ve 2046-47: 0.88534; Gains in Water Available For Use / Savings in Demand under the selected programme (Ml/d) input as +ve 2047-48: 0.88534; Gains in Water Available For Use / Savings in Demand under the selected programme (Ml/d) input as +ve 2048-49: 0.88534; Gains in Water Available For Use / Savings in Demand under the selected programme (Ml/d) input as +ve 2049-50: 0.88534
51dF | USPL_ShSupplies.AWSRTN | USPL_ShSupplies.AWSRTN | Supply pipe repairs / replacement | Customer Options | N | Ofwat Core | AWSRTN | Ml/d | 2 | Gains in Water Available For Use / Savings in Demand under the selected programme (Ml/d) input as +ve 2019-20: 0; Gains in Water Available For Use / Savings in Demand under the selected programme (Ml/d) input as +ve 2020-21: 0; Gains in Water Available For Use / Savings in Demand under the selected programme (Ml/d) input as +ve 2021-22: 0; Gains in Water Available For Use / Savings in Demand under the selected programme (Ml/d) input as +ve 2022-23: 0; Gains in Water Available For Use / Savings in Demand under the selected programme (Ml/d) input as +ve 2023-24: 0; Gains in Water Available For Use / Savings in Demand under the selected programme (Ml/d) input as +ve 2024-25: 0; Gains in Water Available For Use / Savings in Demand under the selected programme (Ml/d) input as +ve 2025-26: 0.69783; Gains in Water Available For Use / Savings in Demand under the selected programme (Ml/d) input as +ve 2026-27: 0.69783; Gains in Water Available For Use / Savings in Demand under the selected programme (Ml/d) input as +ve 2027-28: 0.69783; Gains in Water Available For Use / Savings in Demand under the selected programme (Ml/d) input as +ve 2028-29: 0.69783; Gains in Water Available For Use / Savings in Demand under the selected programme (Ml/d) input as +ve 2029-30: 0.69783; Gains in Water Available For Use / Savings in Demand under the selected programme (Ml/d) input as +ve 2030-31: 0.88534; Gains in Water Available For Use / Savings in Demand under the selected programme (Ml/d) input as +ve 2031-32: 0.88534; Gains in Water Available For Use / Savings in Demand under the selected programme (Ml/d) input as +ve 2032-33: 0.88534; Gains in Water Available For Use / Savings in Demand under the selected programme (Ml/d) input as +ve 2033-34: 0.88534; Gains in Water Available For Use / Savings in Demand under the selected programme (Ml/d) input as +ve 2034-35: 0.88534; Gains in Water Available For Use / Savings in Demand under the selected programme (Ml/d) input as +ve 2035-36: 0.88534; Gains in Water Available For Use / Savings in Demand under the selected programme (Ml/d) input as +ve 2036-37: 0.88534; Gains in Water Available For Use / Savings in Demand under the selected programme (Ml/d) input as +ve 2037-38: 0.88534; Gains in Water Available For Use / Savings in Demand under the selected programme (Ml/d) input as +ve 2038-39: 0.88534; Gains in Water Available For Use / Savings in Demand under the selected programme (Ml/d) input as +ve 2039-40: 0.88534; Gains in Water Available For Use / Savings in Demand under the selected programme (Ml/d) input as +ve 2040-41: 0.88534; Gains in Water Available For Use / Savings in Demand under the selected programme (Ml/d) input as +ve 2041-42: 0.88534; Gains in Water Available For Use / Savings in Demand under the selected programme (Ml/d) input as +ve 2042-43: 0.88534; Gains in Water Available For Use / Savings in Demand under the selected programme (Ml/d) input as +ve 2043-44: 0.88534; Gains in Water Available For Use / Savings in Demand under the selected programme (Ml/d) input as +ve 2044-45: 0.88534; Gains in Water Available For Use / Savings in Demand under the selected programme (Ml/d) input as +ve 2045-46: 0.88534; Gains in Water Available For Use / Savings in Demand under the selected programme (Ml/d) input as +ve 2046-47: 0.88534; Gains in Water Available For Use / Savings in Demand under the selected programme (Ml/d) input as +ve 2047-48: 0.88534; Gains in Water Available For Use / Savings in Demand under the selected programme (Ml/d) input as +ve 2048-49: 0.88534; Gains in Water Available For Use / Savings in Demand under the selected programme (Ml/d) input as +ve 2049-50: 0.88534
51dP | USPL_ShSupplies.AWSRTN | USPL_ShSupplies.AWSRTN | Supply pipe repairs / replacement | Customer Options | N | Preferred | AWSRTN | Ml/d | 2 | Gains in Water Available For Use / Savings in Demand under the selected programme (Ml/d) input as +ve 2019-20: 0; Gains in Water Available For Use / Savings in Demand under the selected programme (Ml/d) input as +ve 2020-21: 0; Gains in Water Available For Use / Savings in Demand under the selected programme (Ml/d) input as +ve 2021-22: 0; Gains in Water Available For Use / Savings in Demand under the selected programme (Ml/d) input as +ve 2022-23: 0; Gains in Water Available For Use / Savings in Demand under the selected programme (Ml/d) input as +ve 2023-24: 0; Gains in Water Available For Use / Savings in Demand under the selected programme (Ml/d) input as +ve 2024-25: 0; Gains in Water Available For Use / Savings in Demand under the selected programme (Ml/d) input as +ve 2025-26: 0.69783; Gains in Water Available For Use / Savings in Demand under the selected programme (Ml/d) input as +ve 2026-27: 0.69783; Gains in Water Available For Use / Savings in Demand under the selected programme (Ml/d) input as +ve 2027-28: 0.69783; Gains in Water Available For Use / Savings in Demand under the selected programme (Ml/d) input as +ve 2028-29: 0.69783; Gains in Water Available For Use / Savings in Demand under the selected programme (Ml/d) input as +ve 2029-30: 0.69783; Gains in Water Available For Use / Savings in Demand under the selected programme (Ml/d) input as +ve 2030-31: 0.88534; Gains in Water Available For Use / Savings in Demand under the selected programme (Ml/d) input as +ve 2031-32: 0.88534; Gains in Water Available For Use / Savings in Demand under the selected programme (Ml/d) input as +ve 2032-33: 0.88534; Gains in Water Available For Use / Savings in Demand under the selected programme (Ml/d) input as +ve 2033-34: 0.88534; Gains in Water Available For Use / Savings in Demand under the selected programme (Ml/d) input as +ve 2034-35: 0.88534; Gains in Water Available For Use / Savings in Demand under the selected programme (Ml/d) input as +ve 2035-36: 0.88534; Gains in Water Available For Use / Savings in Demand under the selected programme (Ml/d) input as +ve 2036-37: 0.88534; Gains in Water Available For Use / Savings in Demand under the selected programme (Ml/d) input as +ve 2037-38: 0.88534; Gains in Water Available For Use / Savings in Demand under the selected programme (Ml/d) input as +ve 2038-39: 0.88534; Gains in Water Available For Use / Savings in Demand under the selected programme (Ml/d) input as +ve 2039-40: 0.88534; Gains in Water Available For Use / Savings in Demand under the selected programme (Ml/d) input as +ve 2040-41: 0.88534; Gains in Water Available For Use / Savings in Demand under the selected programme (Ml/d) input as +ve 2041-42: 0.88534; Gains in Water Available For Use / Savings in Demand under the selected programme (Ml/d) input as +ve 2042-43: 0.88534; Gains in Water Available For Use / Savings in Demand under the selected programme (Ml/d) input as +ve 2043-44: 0.88534; Gains in Water Available For Use / Savings in Demand under the selected programme (Ml/d) input as +ve 2044-45: 0.88534; Gains in Water Available For Use / Savings in Demand under the selected programme (Ml/d) input as +ve 2045-46: 0.88534; Gains in Water Available For Use / Savings in Demand under the selected programme (Ml/d) input as +ve 2046-47: 0.88534; Gains in Water Available For Use / Savings in Demand under the selected programme (Ml/d) input as +ve 2047-48: 0.88534; Gains in Water Available For Use / Savings in Demand under the selected programme (Ml/d) input as +ve 2048-49: 0.88534; Gains in Water Available For Use / Savings in Demand under the selected programme (Ml/d) input as +ve 2049-50: 0.88534
52aA | Adjustment for Licence cap scenario 8 | LC15 | Other changes to DO | Resource Options | N | Ofwat Core | AWSRTN | Ml/d | 2 | Gains in Water Available For Use / Savings in Demand under the selected programme (Ml/d) input as +ve 2025-26: 0.65; Gains in Water Available For Use / Savings in Demand under the selected programme (Ml/d) input as +ve 2026-27: 0.65; Gains in Water Available For Use / Savings in Demand under the selected programme (Ml/d) input as +ve 2027-28: 0.65; Gains in Water Available For Use / Savings in Demand under the selected programme (Ml/d) input as +ve 2028-29: 0.65; Gains in Water Available For Use / Savings in Demand under the selected programme (Ml/d) input as +ve 2029-30: 0.65; Gains in Water Available For Use / Savings in Demand under the selected programme (Ml/d) input as +ve 2030-31: 0; Gains in Water Available For Use / Savings in Demand under the selected programme (Ml/d) input as +ve 2031-32: 0; Gains in Water Available For Use / Savings in Demand under the selected programme (Ml/d) input as +ve 2032-33: 0; Gains in Water Available For Use / Savings in Demand under the selected programme (Ml/d) input as +ve 2033-34: 0; Gains in Water Available For Use / Savings in Demand under the selected programme (Ml/d) input as +ve 2034-35: 0; Gains in Water Available For Use / Savings in Demand under the selected programme (Ml/d) input as +ve 2035-36: 0; Gains in Water Available For Use / Savings in Demand under the selected programme (Ml/d) input as +ve 2036-37: 0; Gains in Water Available For Use / Savings in Demand under the selected programme (Ml/d) input as +ve 2037-38: 0; Gains in Water Available For Use / Savings in Demand under the selected programme (Ml/d) input as +ve 2038-39: 0; Gains in Water Available For Use / Savings in Demand under the selected programme (Ml/d) input as +ve 2039-40: 0; Gains in Water Available For Use / Savings in Demand under the selected programme (Ml/d) input as +ve 2040-41: 0; Gains in Water Available For Use / Savings in Demand under the selected programme (Ml/d) input as +ve 2041-42: 0; Gains in Water Available For Use / Savings in Demand under the selected programme (Ml/d) input as +ve 2042-43: 0; Gains in Water Available For Use / Savings in Demand under the selected programme (Ml/d) input as +ve 2043-44: 0; Gains in Water Available For Use / Savings in Demand under the selected programme (Ml/d) input as +ve 2044-45: 0; Gains in Water Available For Use / Savings in Demand under the selected programme (Ml/d) input as +ve 2045-46: 0; Gains in Water Available For Use / Savings in Demand under the selected programme (Ml/d) input as +ve 2046-47: 0; Gains in Water Available For Use / Savings in Demand under the selected programme (Ml/d) input as +ve 2047-48: 0; Gains in Water Available For Use / Savings in Demand under the selected programme (Ml/d) input as +ve 2048-49: 0; Gains in Water Available For Use / Savings in Demand under the selected programme (Ml/d) input as +ve 2049-50: 0
52aA | Adjustment to 1:200 drought | DA04 | Other changes to DO | Resource Options | N | Ofwat Core | AWSRTN | Ml/d | 2 | Gains in Water Available For Use / Savings in Demand under the selected programme (Ml/d) input as +ve 2025-26: 38.79; Gains in Water Available For Use / Savings in Demand under the selected programme (Ml/d) input as +ve 2026-27: 38.95; Gains in Water Available For Use / Savings in Demand under the selected programme (Ml/d) input as +ve 2027-28: 39.11; Gains in Water Available For Use / Savings in Demand under the selected programme (Ml/d) input as +ve 2028-29: 39.27; Gains in Water Available For Use / Savings in Demand under the selected programme (Ml/d) input as +ve 2029-30: 39.42; Gains in Water Available For Use / Savings in Demand under the selected programme (Ml/d) input as +ve 2030-31: 39.58; Gains in Water Available For Use / Savings in Demand under the selected programme (Ml/d) input as +ve 2031-32: 39.73; Gains in Water Available For Use / Savings in Demand under the selected programme (Ml/d) input as +ve 2032-33: 39.9; Gains in Water Available For Use / Savings in Demand under the selected programme (Ml/d) input as +ve 2033-34: 40.06; Gains in Water Available For Use / Savings in Demand under the selected programme (Ml/d) input as +ve 2034-35: 40.21; Gains in Water Available For Use / Savings in Demand under the selected programme (Ml/d) input as +ve 2035-36: 40.37; Gains in Water Available For Use / Savings in Demand under the selected programme (Ml/d) input as +ve 2036-37: 40.52; Gains in Water Available For Use / Savings in Demand under the selected programme (Ml/d) input as +ve 2037-38: 40.68; Gains in Water Available For Use / Savings in Demand under the selected programme (Ml/d) input as +ve 2038-39: 40.84; Gains in Water Available For Use / Savings in Demand under the selected programme (Ml/d) input as +ve 2039-40: 41; Gains in Water Available For Use / Savings in Demand under the selected programme (Ml/d) input as +ve 2040-41: 0; Gains in Water Available For Use / Savings in Demand under the selected programme (Ml/d) input as +ve 2041-42: 0; Gains in Water Available For Use / Savings in Demand under the selected programme (Ml/d) input as +ve 2042-43: 0; Gains in Water Available For Use / Savings in Demand under the selected programme (Ml/d) input as +ve 2043-44: 0; Gains in Water Available For Use / Savings in Demand under the selected programme (Ml/d) input as +ve 2044-45: 0; Gains in Water Available For Use / Savings in Demand under the selected programme (Ml/d) input as +ve 2045-46: 0; Gains in Water Available For Use / Savings in Demand under the selected programme (Ml/d) input as +ve 2046-47: 0; Gains in Water Available For Use / Savings in Demand under the selected programme (Ml/d) input as +ve 2047-48: 0; Gains in Water Available For Use / Savings in Demand under the selected programme (Ml/d) input as +ve 2048-49: 0; Gains in Water Available For Use / Savings in Demand under the selected programme (Ml/d) input as +ve 2049-50: 0
52aA | Lincolnshire reservoir 50 MCMD | RTN17 | New reservoir | Resource Options | N | Ofwat Core | AWSRTN | Ml/d | 2 | Gains in Water Available For Use / Savings in Demand under the selected programme (Ml/d) input as +ve 2025-26: 0; Gains in Water Available For Use / Savings in Demand under the selected programme (Ml/d) input as +ve 2026-27: 0; Gains in Water Available For Use / Savings in Demand under the selected programme (Ml/d) input as +ve 2027-28: 0; Gains in Water Available For Use / Savings in Demand under the selected programme (Ml/d) input as +ve 2028-29: 0; Gains in Water Available For Use / Savings in Demand under the selected programme (Ml/d) input as +ve 2029-30: 0; Gains in Water Available For Use / Savings in Demand under the selected programme (Ml/d) input as +ve 2030-31: 0; Gains in Water Available For Use / Savings in Demand under the selected programme (Ml/d) input as +ve 2031-32: 0; Gains in Water Available For Use / Savings in Demand under the selected programme (Ml/d) input as +ve 2032-33: 0; Gains in Water Available For Use / Savings in Demand under the selected programme (Ml/d) input as +ve 2033-34: 0; Gains in Water Available For Use / Savings in Demand under the selected programme (Ml/d) input as +ve 2034-35: 0; Gains in Water Available For Use / Savings in Demand under the selected programme (Ml/d) input as +ve 2035-36: 0; Gains in Water Available For Use / Savings in Demand under the selected programme (Ml/d) input as +ve 2036-37: 0; Gains in Water Available For Use / Savings in Demand under the selected programme (Ml/d) input as +ve 2037-38: 0; Gains in Water Available For Use / Savings in Demand under the selected programme (Ml/d) input as +ve 2038-39: 0; Gains in Water Available For Use / Savings in Demand under the selected programme (Ml/d) input as +ve 2039-40: 0; Gains in Water Available For Use / Savings in Demand under the selected programme (Ml/d) input as +ve 2040-41: 169; Gains in Water Available For Use / Savings in Demand under the selected programme (Ml/d) input as +ve 2041-42: 169; Gains in Water Available For Use / Savings in Demand under the selected programme (Ml/d) input as +ve 2042-43: 169; Gains in Water Available For Use / Savings in Demand under the selected programme (Ml/d) input as +ve 2043-44: 169; Gains in Water Available For Use / Savings in Demand under the selected programme (Ml/d) input as +ve 2044-45: 169; Gains in Water Available For Use / Savings in Demand under the selected programme (Ml/d) input as +ve 2045-46: 169; Gains in Water Available For Use / Savings in Demand under the selected programme (Ml/d) input as +ve 2046-47: 169; Gains in Water Available For Use / Savings in Demand under the selected programme (Ml/d) input as +ve 2047-48: 169; Gains in Water Available For Use / Savings in Demand under the selected programme (Ml/d) input as +ve 2048-49: 169; Gains in Water Available For Use / Savings in Demand under the selected programme (Ml/d) input as +ve 2049-50: 169
52aA | Adjustment for Licence cap scenario 8 | LC15 | Other changes to DO | Resource Options | N | Least Cost | AWSRTN | Ml/d | 2 | Gains in Water Available For Use / Savings in Demand under the selected programme (Ml/d) input as +ve 2025-26: 0.65; Gains in Water Available For Use / Savings in Demand under the selected programme (Ml/d) input as +ve 2026-27: 0.65; Gains in Water Available For Use / Savings in Demand under the selected programme (Ml/d) input as +ve 2027-28: 0.65; Gains in Water Available For Use / Savings in Demand under the selected programme (Ml/d) input as +ve 2028-29: 0.65; Gains in Water Available For Use / Savings in Demand under the selected programme (Ml/d) input as +ve 2029-30: 0.65; Gains in Water Available For Use / Savings in Demand under the selected programme (Ml/d) input as +ve 2030-31: 0; Gains in Water Available For Use / Savings in Demand under the selected programme (Ml/d) input as +ve 2031-32: 0; Gains in Water Available For Use / Savings in Demand under the selected programme (Ml/d) input as +ve 2032-33: 0; Gains in Water Available For Use / Savings in Demand under the selected programme (Ml/d) input as +ve 2033-34: 0; Gains in Water Available For Use / Savings in Demand under the selected programme (Ml/d) input as +ve 2034-35: 0; Gains in Water Available For Use / Savings in Demand under the selected programme (Ml/d) input as +ve 2035-36: 0; Gains in Water Available For Use / Savings in Demand under the selected programme (Ml/d) input as +ve 2036-37: 0; Gains in Water Available For Use / Savings in Demand under the selected programme (Ml/d) input as +ve 2037-38: 0; Gains in Water Available For Use / Savings in Demand under the selected programme (Ml/d) input as +ve 2038-39: 0; Gains in Water Available For Use / Savings in Demand under the selected programme (Ml/d) input as +ve 2039-40: 0; Gains in Water Available For Use / Savings in Demand under the selected programme (Ml/d) input as +ve 2040-41: 0; Gains in Water Available For Use / Savings in Demand under the selected programme (Ml/d) input as +ve 2041-42: 0; Gains in Water Available For Use / Savings in Demand under the selected programme (Ml/d) input as +ve 2042-43: 0; Gains in Water Available For Use / Savings in Demand under the selected programme (Ml/d) input as +ve 2043-44: 0; Gains in Water Available For Use / Savings in Demand under the selected programme (Ml/d) input as +ve 2044-45: 0; Gains in Water Available For Use / Savings in Demand under the selected programme (Ml/d) input as +ve 2045-46: 0; Gains in Water Available For Use / Savings in Demand under the selected programme (Ml/d) input as +ve 2046-47: 0; Gains in Water Available For Use / Savings in Demand under the selected programme (Ml/d) input as +ve 2047-48: 0; Gains in Water Available For Use / Savings in Demand under the selected programme (Ml/d) input as +ve 2048-49: 0; Gains in Water Available For Use / Savings in Demand under the selected programme (Ml/d) input as +ve 2049-50: 0
52aA | Adjustment to 1:200 drought | DA04 | Other changes to DO | Resource Options | N | Least Cost | AWSRTN | Ml/d | 2 | Gains in Water Available For Use / Savings in Demand under the selected programme (Ml/d) input as +ve 2025-26: 38.79; Gains in Water Available For Use / Savings in Demand under the selected programme (Ml/d) input as +ve 2026-27: 38.95; Gains in Water Available For Use / Savings in Demand under the selected programme (Ml/d) input as +ve 2027-28: 39.11; Gains in Water Available For Use / Savings in Demand under the selected programme (Ml/d) input as +ve 2028-29: 39.27; Gains in Water Available For Use / Savings in Demand under the selected programme (Ml/d) input as +ve 2029-30: 39.42; Gains in Water Available For Use / Savings in Demand under the selected programme (Ml/d) input as +ve 2030-31: 39.58; Gains in Water Available For Use / Savings in Demand under the selected programme (Ml/d) input as +ve 2031-32: 39.73; Gains in Water Available For Use / Savings in Demand under the selected programme (Ml/d) input as +ve 2032-33: 39.9; Gains in Water Available For Use / Savings in Demand under the selected programme (Ml/d) input as +ve 2033-34: 40.06; Gains in Water Available For Use / Savings in Demand under the selected programme (Ml/d) input as +ve 2034-35: 40.21; Gains in Water Available For Use / Savings in Demand under the selected programme (Ml/d) input as +ve 2035-36: 40.37; Gains in Water Available For Use / Savings in Demand under the selected programme (Ml/d) input as +ve 2036-37: 40.52; Gains in Water Available For Use / Savings in Demand under the selected programme (Ml/d) input as +ve 2037-38: 40.68; Gains in Water Available For Use / Savings in Demand under the selected programme (Ml/d) input as +ve 2038-39: 40.84; Gains in Water Available For Use / Savings in Demand under the selected programme (Ml/d) input as +ve 2039-40: 41; Gains in Water Available For Use / Savings in Demand under the selected programme (Ml/d) input as +ve 2040-41: 0; Gains in Water Available For Use / Savings in Demand under the selected programme (Ml/d) input as +ve 2041-42: 0; Gains in Water Available For Use / Savings in Demand under the selected programme (Ml/d) input as +ve 2042-43: 0; Gains in Water Available For Use / Savings in Demand under the selected programme (Ml/d) input as +ve 2043-44: 0; Gains in Water Available For Use / Savings in Demand under the selected programme (Ml/d) input as +ve 2044-45: 0; Gains in Water Available For Use / Savings in Demand under the selected programme (Ml/d) input as +ve 2045-46: 0; Gains in Water Available For Use / Savings in Demand under the selected programme (Ml/d) input as +ve 2046-47: 0; Gains in Water Available For Use / Savings in Demand under the selected programme (Ml/d) input as +ve 2047-48: 0; Gains in Water Available For Use / Savings in Demand under the selected programme (Ml/d) input as +ve 2048-49: 0; Gains in Water Available For Use / Savings in Demand under the selected programme (Ml/d) input as +ve 2049-50: 0
52aA | Lincolnshire reservoir 50 MCMD | RTN17 | New reservoir | Resource Options | N | Least Cost | AWSRTN | Ml/d | 2 | Gains in Water Available For Use / Savings in Demand under the selected programme (Ml/d) input as +ve 2025-26: 0; Gains in Water Available For Use / Savings in Demand under the selected programme (Ml/d) input as +ve 2026-27: 0; Gains in Water Available For Use / Savings in Demand under the selected programme (Ml/d) input as +ve 2027-28: 0; Gains in Water Available For Use / Savings in Demand under the selected programme (Ml/d) input as +ve 2028-29: 0; Gains in Water Available For Use / Savings in Demand under the selected programme (Ml/d) input as +ve 2029-30: 0; Gains in Water Available For Use / Savings in Demand under the selected programme (Ml/d) input as +ve 2030-31: 0; Gains in Water Available For Use / Savings in Demand under the selected programme (Ml/d) input as +ve 2031-32: 0; Gains in Water Available For Use / Savings in Demand under the selected programme (Ml/d) input as +ve 2032-33: 0; Gains in Water Available For Use / Savings in Demand under the selected programme (Ml/d) input as +ve 2033-34: 0; Gains in Water Available For Use / Savings in Demand under the selected programme (Ml/d) input as +ve 2034-35: 0; Gains in Water Available For Use / Savings in Demand under the selected programme (Ml/d) input as +ve 2035-36: 0; Gains in Water Available For Use / Savings in Demand under the selected programme (Ml/d) input as +ve 2036-37: 0; Gains in Water Available For Use / Savings in Demand under the selected programme (Ml/d) input as +ve 2037-38: 0; Gains in Water Available For Use / Savings in Demand under the selected programme (Ml/d) input as +ve 2038-39: 0; Gains in Water Available For Use / Savings in Demand under the selected programme (Ml/d) input as +ve 2039-40: 0; Gains in Water Available For Use / Savings in Demand under the selected programme (Ml/d) input as +ve 2040-41: 169; Gains in Water Available For Use / Savings in Demand under the selected programme (Ml/d) input as +ve 2041-42: 169; Gains in Water Available For Use / Savings in Demand under the selected programme (Ml/d) input as +ve 2042-43: 169; Gains in Water Available For Use / Savings in Demand under the selected programme (Ml/d) input as +ve 2043-44: 169; Gains in Water Available For Use / Savings in Demand under the selected programme (Ml/d) input as +ve 2044-45: 169; Gains in Water Available For Use / Savings in Demand under the selected programme (Ml/d) input as +ve 2045-46: 169; Gains in Water Available For Use / Savings in Demand under the selected programme (Ml/d) input as +ve 2046-47: 169; Gains in Water Available For Use / Savings in Demand under the selected programme (Ml/d) input as +ve 2047-48: 169; Gains in Water Available For Use / Savings in Demand under the selected programme (Ml/d) input as +ve 2048-49: 169; Gains in Water Available For Use / Savings in Demand under the selected programme (Ml/d) input as +ve 2049-50: 169
52aP | Adjustment for Licence cap scenario 8 | LC15 | Other changes to DO | Resource Options | N | Preferred | AWSRTN | Ml/d | 2 | Gains in Water Available For Use / Savings in Demand under the selected programme (Ml/d) input as +ve 2025-26: 0.65; Gains in Water Available For Use / Savings in Demand under the selected programme (Ml/d) input as +ve 2026-27: 0.65; Gains in Water Available For Use / Savings in Demand under the selected programme (Ml/d) input as +ve 2027-28: 0.65; Gains in Water Available For Use / Savings in Demand under the selected programme (Ml/d) input as +ve 2028-29: 0.65; Gains in Water Available For Use / Savings in Demand under the selected programme (Ml/d) input as +ve 2029-30: 0.65; Gains in Water Available For Use / Savings in Demand under the selected programme (Ml/d) input as +ve 2030-31: 0; Gains in Water Available For Use / Savings in Demand under the selected programme (Ml/d) input as +ve 2031-32: 0; Gains in Water Available For Use / Savings in Demand under the selected programme (Ml/d) input as +ve 2032-33: 0; Gains in Water Available For Use / Savings in Demand under the selected programme (Ml/d) input as +ve 2033-34: 0; Gains in Water Available For Use / Savings in Demand under the selected programme (Ml/d) input as +ve 2034-35: 0; Gains in Water Available For Use / Savings in Demand under the selected programme (Ml/d) input as +ve 2035-36: 0; Gains in Water Available For Use / Savings in Demand under the selected programme (Ml/d) input as +ve 2036-37: 0; Gains in Water Available For Use / Savings in Demand under the selected programme (Ml/d) input as +ve 2037-38: 0; Gains in Water Available For Use / Savings in Demand under the selected programme (Ml/d) input as +ve 2038-39: 0; Gains in Water Available For Use / Savings in Demand under the selected programme (Ml/d) input as +ve 2039-40: 0; Gains in Water Available For Use / Savings in Demand under the selected programme (Ml/d) input as +ve 2040-41: 0; Gains in Water Available For Use / Savings in Demand under the selected programme (Ml/d) input as +ve 2041-42: 0; Gains in Water Available For Use / Savings in Demand under the selected programme (Ml/d) input as +ve 2042-43: 0; Gains in Water Available For Use / Savings in Demand under the selected programme (Ml/d) input as +ve 2043-44: 0; Gains in Water Available For Use / Savings in Demand under the selected programme (Ml/d) input as +ve 2044-45: 0; Gains in Water Available For Use / Savings in Demand under the selected programme (Ml/d) input as +ve 2045-46: 0; Gains in Water Available For Use / Savings in Demand under the selected programme (Ml/d) input as +ve 2046-47: 0; Gains in Water Available For Use / Savings in Demand under the selected programme (Ml/d) input as +ve 2047-48: 0; Gains in Water Available For Use / Savings in Demand under the selected programme (Ml/d) input as +ve 2048-49: 0; Gains in Water Available For Use / Savings in Demand under the selected programme (Ml/d) input as +ve 2049-50: 0
52aP | Adjustment to 1:200 drought | DA04 | Other changes to DO | Resource Options | N | Preferred | AWSRTN | Ml/d | 2 | Gains in Water Available For Use / Savings in Demand under the selected programme (Ml/d) input as +ve 2025-26: 38.79; Gains in Water Available For Use / Savings in Demand under the selected programme (Ml/d) input as +ve 2026-27: 38.95; Gains in Water Available For Use / Savings in Demand under the selected programme (Ml/d) input as +ve 2027-28: 39.11; Gains in Water Available For Use / Savings in Demand under the selected programme (Ml/d) input as +ve 2028-29: 39.27; Gains in Water Available For Use / Savings in Demand under the selected programme (Ml/d) input as +ve 2029-30: 39.42; Gains in Water Available For Use / Savings in Demand under the selected programme (Ml/d) input as +ve 2030-31: 39.58; Gains in Water Available For Use / Savings in Demand under the selected programme (Ml/d) input as +ve 2031-32: 39.73; Gains in Water Available For Use / Savings in Demand under the selected programme (Ml/d) input as +ve 2032-33: 39.9; Gains in Water Available For Use / Savings in Demand under the selected programme (Ml/d) input as +ve 2033-34: 40.06; Gains in Water Available For Use / Savings in Demand under the selected programme (Ml/d) input as +ve 2034-35: 40.21; Gains in Water Available For Use / Savings in Demand under the selected programme (Ml/d) input as +ve 2035-36: 40.37; Gains in Water Available For Use / Savings in Demand under the selected programme (Ml/d) input as +ve 2036-37: 40.52; Gains in Water Available For Use / Savings in Demand under the selected programme (Ml/d) input as +ve 2037-38: 40.68; Gains in Water Available For Use / Savings in Demand under the selected programme (Ml/d) input as +ve 2038-39: 40.84; Gains in Water Available For Use / Savings in Demand under the selected programme (Ml/d) input as +ve 2039-40: 41; Gains in Water Available For Use / Savings in Demand under the selected programme (Ml/d) input as +ve 2040-41: 0; Gains in Water Available For Use / Savings in Demand under the selected programme (Ml/d) input as +ve 2041-42: 0; Gains in Water Available For Use / Savings in Demand under the selected programme (Ml/d) input as +ve 2042-43: 0; Gains in Water Available For Use / Savings in Demand under the selected programme (Ml/d) input as +ve 2043-44: 0; Gains in Water Available For Use / Savings in Demand under the selected programme (Ml/d) input as +ve 2044-45: 0; Gains in Water Available For Use / Savings in Demand under the selected programme (Ml/d) input as +ve 2045-46: 0; Gains in Water Available For Use / Savings in Demand under the selected programme (Ml/d) input as +ve 2046-47: 0; Gains in Water Available For Use / Savings in Demand under the selected programme (Ml/d) input as +ve 2047-48: 0; Gains in Water Available For Use / Savings in Demand under the selected programme (Ml/d) input as +ve 2048-49: 0; Gains in Water Available For Use / Savings in Demand under the selected programme (Ml/d) input as +ve 2049-50: 0
52aP | Lincolnshire reservoir 50 MCMD | RTN17 | New reservoir | Resource Options | N | Preferred | AWSRTN | Ml/d | 2 | Gains in Water Available For Use / Savings in Demand under the selected programme (Ml/d) input as +ve 2025-26: 0; Gains in Water Available For Use / Savings in Demand under the selected programme (Ml/d) input as +ve 2026-27: 0; Gains in Water Available For Use / Savings in Demand under the selected programme (Ml/d) input as +ve 2027-28: 0; Gains in Water Available For Use / Savings in Demand under the selected programme (Ml/d) input as +ve 2028-29: 0; Gains in Water Available For Use / Savings in Demand under the selected programme (Ml/d) input as +ve 2029-30: 0; Gains in Water Available For Use / Savings in Demand under the selected programme (Ml/d) input as +ve 2030-31: 0; Gains in Water Available For Use / Savings in Demand under the selected programme (Ml/d) input as +ve 2031-32: 0; Gains in Water Available For Use / Savings in Demand under the selected programme (Ml/d) input as +ve 2032-33: 0; Gains in Water Available For Use / Savings in Demand under the selected programme (Ml/d) input as +ve 2033-34: 0; Gains in Water Available For Use / Savings in Demand under the selected programme (Ml/d) input as +ve 2034-35: 0; Gains in Water Available For Use / Savings in Demand under the selected programme (Ml/d) input as +ve 2035-36: 0; Gains in Water Available For Use / Savings in Demand under the selected programme (Ml/d) input as +ve 2036-37: 0; Gains in Water Available For Use / Savings in Demand under the selected programme (Ml/d) input as +ve 2037-38: 0; Gains in Water Available For Use / Savings in Demand under the selected programme (Ml/d) input as +ve 2038-39: 0; Gains in Water Available For Use / Savings in Demand under the selected programme (Ml/d) input as +ve 2039-40: 0; Gains in Water Available For Use / Savings in Demand under the selected programme (Ml/d) input as +ve 2040-41: 169; Gains in Water Available For Use / Savings in Demand under the selected programme (Ml/d) input as +ve 2041-42: 169; Gains in Water Available For Use / Savings in Demand under the selected programme (Ml/d) input as +ve 2042-43: 169; Gains in Water Available For Use / Savings in Demand under the selected programme (Ml/d) input as +ve 2043-44: 169; Gains in Water Available For Use / Savings in Demand under the selected programme (Ml/d) input as +ve 2044-45: 169; Gains in Water Available For Use / Savings in Demand under the selected programme (Ml/d) input as +ve 2045-46: 169; Gains in Water Available For Use / Savings in Demand under the selected programme (Ml/d) input as +ve 2046-47: 169; Gains in Water Available For Use / Savings in Demand under the selected programme (Ml/d) input as +ve 2047-48: 169; Gains in Water Available For Use / Savings in Demand under the selected programme (Ml/d) input as +ve 2048-49: 169; Gains in Water Available For Use / Savings in Demand under the selected programme (Ml/d) input as +ve 2049-50: 169
52cA | Adjustment to existing potable water import | EI13 | Internal potable transfer | Distribution Options | N | Ofwat Core | AWSRTN | Ml/d | 2 | Gains in Water Available For Use / Savings in Demand under the selected programme (Ml/d) input as +ve 2025-26: 0; Gains in Water Available For Use / Savings in Demand under the selected programme (Ml/d) input as +ve 2026-27: 2.099; Gains in Water Available For Use / Savings in Demand under the selected programme (Ml/d) input as +ve 2027-28: -0.569; Gains in Water Available For Use / Savings in Demand under the selected programme (Ml/d) input as +ve 2028-29: 19.089; Gains in Water Available For Use / Savings in Demand under the selected programme (Ml/d) input as +ve 2029-30: 20.439; Gains in Water Available For Use / Savings in Demand under the selected programme (Ml/d) input as +ve 2030-31: -0.368; Gains in Water Available For Use / Savings in Demand under the selected programme (Ml/d) input as +ve 2031-32: -0.328; Gains in Water Available For Use / Savings in Demand under the selected programme (Ml/d) input as +ve 2032-33: -1.099; Gains in Water Available For Use / Savings in Demand under the selected programme (Ml/d) input as +ve 2033-34: -0.179; Gains in Water Available For Use / Savings in Demand under the selected programme (Ml/d) input as +ve 2034-35: -0.039; Gains in Water Available For Use / Savings in Demand under the selected programme (Ml/d) input as +ve 2035-36: 0; Gains in Water Available For Use / Savings in Demand under the selected programme (Ml/d) input as +ve 2036-37: -22.83; Gains in Water Available For Use / Savings in Demand under the selected programme (Ml/d) input as +ve 2037-38: -21.65; Gains in Water Available For Use / Savings in Demand under the selected programme (Ml/d) input as +ve 2038-39: -20.87; Gains in Water Available For Use / Savings in Demand under the selected programme (Ml/d) input as +ve 2039-40: -23.49; Gains in Water Available For Use / Savings in Demand under the selected programme (Ml/d) input as +ve 2040-41: -30.139; Gains in Water Available For Use / Savings in Demand under the selected programme (Ml/d) input as +ve 2041-42: -30.139; Gains in Water Available For Use / Savings in Demand under the selected programme (Ml/d) input as +ve 2042-43: -30.139; Gains in Water Available For Use / Savings in Demand under the selected programme (Ml/d) input as +ve 2043-44: -30.139; Gains in Water Available For Use / Savings in Demand under the selected programme (Ml/d) input as +ve 2044-45: -30.139; Gains in Water Available For Use / Savings in Demand under the selected programme (Ml/d) input as +ve 2045-46: -30.139; Gains in Water Available For Use / Savings in Demand under the selected programme (Ml/d) input as +ve 2046-47: -30.139; Gains in Water Available For Use / Savings in Demand under the selected programme (Ml/d) input as +ve 2047-48: -30.139; Gains in Water Available For Use / Savings in Demand under the selected programme (Ml/d) input as +ve 2048-49: -30.139; Gains in Water Available For Use / Savings in Demand under the selected programme (Ml/d) input as +ve 2049-50: -30.139
52cA | Adjustment to existing potable water export | EE11 | Internal potable transfer | Distribution Options | N | Ofwat Core | AWSRTN | Ml/d | 2 | Gains in Water Available For Use / Savings in Demand under the selected programme (Ml/d) input as +ve 2025-26: 13.79; Gains in Water Available For Use / Savings in Demand under the selected programme (Ml/d) input as +ve 2026-27: 14.93; Gains in Water Available For Use / Savings in Demand under the selected programme (Ml/d) input as +ve 2027-28: 14.75; Gains in Water Available For Use / Savings in Demand under the selected programme (Ml/d) input as +ve 2028-29: -1.34; Gains in Water Available For Use / Savings in Demand under the selected programme (Ml/d) input as +ve 2029-30: -0.91; Gains in Water Available For Use / Savings in Demand under the selected programme (Ml/d) input as +ve 2030-31: -0.38; Gains in Water Available For Use / Savings in Demand under the selected programme (Ml/d) input as +ve 2031-32: 0.09; Gains in Water Available For Use / Savings in Demand under the selected programme (Ml/d) input as +ve 2032-33: 0.93; Gains in Water Available For Use / Savings in Demand under the selected programme (Ml/d) input as +ve 2033-34: 0.09; Gains in Water Available For Use / Savings in Demand under the selected programme (Ml/d) input as +ve 2034-35: 0.1; Gains in Water Available For Use / Savings in Demand under the selected programme (Ml/d) input as +ve 2035-36: 0.17; Gains in Water Available For Use / Savings in Demand under the selected programme (Ml/d) input as +ve 2036-37: 23.33; Gains in Water Available For Use / Savings in Demand under the selected programme (Ml/d) input as +ve 2037-38: 22.31; Gains in Water Available For Use / Savings in Demand under the selected programme (Ml/d) input as +ve 2038-39: 21.68; Gains in Water Available For Use / Savings in Demand under the selected programme (Ml/d) input as +ve 2039-40: 24.47; Gains in Water Available For Use / Savings in Demand under the selected programme (Ml/d) input as +ve 2040-41: 3.64; Gains in Water Available For Use / Savings in Demand under the selected programme (Ml/d) input as +ve 2041-42: 3.8; Gains in Water Available For Use / Savings in Demand under the selected programme (Ml/d) input as +ve 2042-43: 3.96; Gains in Water Available For Use / Savings in Demand under the selected programme (Ml/d) input as +ve 2043-44: 4.12; Gains in Water Available For Use / Savings in Demand under the selected programme (Ml/d) input as +ve 2044-45: 4.28; Gains in Water Available For Use / Savings in Demand under the selected programme (Ml/d) input as +ve 2045-46: 4.5; Gains in Water Available For Use / Savings in Demand under the selected programme (Ml/d) input as +ve 2046-47: 4.64; Gains in Water Available For Use / Savings in Demand under the selected programme (Ml/d) input as +ve 2047-48: 4.74; Gains in Water Available For Use / Savings in Demand under the selected programme (Ml/d) input as +ve 2048-49: 4.9; Gains in Water Available For Use / Savings in Demand under the selected programme (Ml/d) input as +ve 2049-50: 5.01
52cA | Ruthamford North to Ruthamford North potable transfer (75 Ml/d) | RTN30 | Internal potable transfer | Distribution Options | N | Alternative | AWSRTN | Ml/d | 2 | Gains in Water Available For Use / Savings in Demand under the selected programme (Ml/d) input as +ve 2025-26: 0; Gains in Water Available For Use / Savings in Demand under the selected programme (Ml/d) input as +ve 2026-27: 0; Gains in Water Available For Use / Savings in Demand under the selected programme (Ml/d) input as +ve 2027-28: 0; Gains in Water Available For Use / Savings in Demand under the selected programme (Ml/d) input as +ve 2028-29: 0; Gains in Water Available For Use / Savings in Demand under the selected programme (Ml/d) input as +ve 2029-30: 0; Gains in Water Available For Use / Savings in Demand under the selected programme (Ml/d) input as +ve 2030-31: 0; Gains in Water Available For Use / Savings in Demand under the selected programme (Ml/d) input as +ve 2031-32: 0; Gains in Water Available For Use / Savings in Demand under the selected programme (Ml/d) input as +ve 2032-33: 0; Gains in Water Available For Use / Savings in Demand under the selected programme (Ml/d) input as +ve 2033-34: 0; Gains in Water Available For Use / Savings in Demand under the selected programme (Ml/d) input as +ve 2034-35: 0; Gains in Water Available For Use / Savings in Demand under the selected programme (Ml/d) input as +ve 2035-36: 0; Gains in Water Available For Use / Savings in Demand under the selected programme (Ml/d) input as +ve 2036-37: 0; Gains in Water Available For Use / Savings in Demand under the selected programme (Ml/d) input as +ve 2037-38: 0; Gains in Water Available For Use / Savings in Demand under the selected programme (Ml/d) input as +ve 2038-39: 0; Gains in Water Available For Use / Savings in Demand under the selected programme (Ml/d) input as +ve 2039-40: 0; Gains in Water Available For Use / Savings in Demand under the selected programme (Ml/d) input as +ve 2040-41: 0; Gains in Water Available For Use / Savings in Demand under the selected programme (Ml/d) input as +ve 2041-42: 0; Gains in Water Available For Use / Savings in Demand under the selected programme (Ml/d) input as +ve 2042-43: 0; Gains in Water Available For Use / Savings in Demand under the selected programme (Ml/d) input as +ve 2043-44: 0; Gains in Water Available For Use / Savings in Demand under the selected programme (Ml/d) input as +ve 2044-45: 0; Gains in Water Available For Use / Savings in Demand under the selected programme (Ml/d) input as +ve 2045-46: 0; Gains in Water Available For Use / Savings in Demand under the selected programme (Ml/d) input as +ve 2046-47: 0; Gains in Water Available For Use / Savings in Demand under the selected programme (Ml/d) input as +ve 2047-48: 0; Gains in Water Available For Use / Savings in Demand under the selected programme (Ml/d) input as +ve 2048-49: 0; Gains in Water Available For Use / Savings in Demand under the selected programme (Ml/d) input as +ve 2049-50: 0
52cA | Ruthamford North to Bourne potable transfer (20 Ml/d) | LNB1 | Internal potable transfer | Distribution Options | N | Alternative | AWSRTN | Ml/d | 2 | Gains in Water Available For Use / Savings in Demand under the selected programme (Ml/d) input as +ve 2025-26: 0; Gains in Water Available For Use / Savings in Demand under the selected programme (Ml/d) input as +ve 2026-27: 0; Gains in Water Available For Use / Savings in Demand under the selected programme (Ml/d) input as +ve 2027-28: 0; Gains in Water Available For Use / Savings in Demand under the selected programme (Ml/d) input as +ve 2028-29: 0; Gains in Water Available For Use / Savings in Demand under the selected programme (Ml/d) input as +ve 2029-30: 0; Gains in Water Available For Use / Savings in Demand under the selected programme (Ml/d) input as +ve 2030-31: 0; Gains in Water Available For Use / Savings in Demand under the selected programme (Ml/d) input as +ve 2031-32: 0; Gains in Water Available For Use / Savings in Demand under the selected programme (Ml/d) input as +ve 2032-33: 0; Gains in Water Available For Use / Savings in Demand under the selected programme (Ml/d) input as +ve 2033-34: 0; Gains in Water Available For Use / Savings in Demand under the selected programme (Ml/d) input as +ve 2034-35: 0; Gains in Water Available For Use / Savings in Demand under the selected programme (Ml/d) input as +ve 2035-36: 0; Gains in Water Available For Use / Savings in Demand under the selected programme (Ml/d) input as +ve 2036-37: 0; Gains in Water Available For Use / Savings in Demand under the selected programme (Ml/d) input as +ve 2037-38: 0; Gains in Water Available For Use / Savings in Demand under the selected programme (Ml/d) input as +ve 2038-39: 0; Gains in Water Available For Use / Savings in Demand under the selected programme (Ml/d) input as +ve 2039-40: 0; Gains in Water Available For Use / Savings in Demand under the selected programme (Ml/d) input as +ve 2040-41: -19.391; Gains in Water Available For Use / Savings in Demand under the selected programme (Ml/d) input as +ve 2041-42: -19.311; Gains in Water Available For Use / Savings in Demand under the selected programme (Ml/d) input as +ve 2042-43: -19.041; Gains in Water Available For Use / Savings in Demand under the selected programme (Ml/d) input as +ve 2043-44: -18.541; Gains in Water Available For Use / Savings in Demand under the selected programme (Ml/d) input as +ve 2044-45: -17.251; Gains in Water Available For Use / Savings in Demand under the selected programme (Ml/d) input as +ve 2045-46: -16.891; Gains in Water Available For Use / Savings in Demand under the selected programme (Ml/d) input as +ve 2046-47: -16.891; Gains in Water Available For Use / Savings in Demand under the selected programme (Ml/d) input as +ve 2047-48: -17.021; Gains in Water Available For Use / Savings in Demand under the selected programme (Ml/d) input as +ve 2048-49: -16.991; Gains in Water Available For Use / Savings in Demand under the selected programme (Ml/d) input as +ve 2049-50: -17.001
52cA | Ruthamford North to Lincolnshire Central potable transfer (20 Ml/d) | LNC16 | Internal potable transfer | Distribution Options | N | Alternative | AWSRTN | Ml/d | 2 | Gains in Water Available For Use / Savings in Demand under the selected programme (Ml/d) input as +ve 2025-26: 0; Gains in Water Available For Use / Savings in Demand under the selected programme (Ml/d) input as +ve 2026-27: 0; Gains in Water Available For Use / Savings in Demand under the selected programme (Ml/d) input as +ve 2027-28: 0; Gains in Water Available For Use / Savings in Demand under the selected programme (Ml/d) input as +ve 2028-29: 0; Gains in Water Available For Use / Savings in Demand under the selected programme (Ml/d) input as +ve 2029-30: 0; Gains in Water Available For Use / Savings in Demand under the selected programme (Ml/d) input as +ve 2030-31: 0; Gains in Water Available For Use / Savings in Demand under the selected programme (Ml/d) input as +ve 2031-32: 0; Gains in Water Available For Use / Savings in Demand under the selected programme (Ml/d) input as +ve 2032-33: 0; Gains in Water Available For Use / Savings in Demand under the selected programme (Ml/d) input as +ve 2033-34: 0; Gains in Water Available For Use / Savings in Demand under the selected programme (Ml/d) input as +ve 2034-35: 0; Gains in Water Available For Use / Savings in Demand under the selected programme (Ml/d) input as +ve 2035-36: 0; Gains in Water Available For Use / Savings in Demand under the selected programme (Ml/d) input as +ve 2036-37: 0; Gains in Water Available For Use / Savings in Demand under the selected programme (Ml/d) input as +ve 2037-38: 0; Gains in Water Available For Use / Savings in Demand under the selected programme (Ml/d) input as +ve 2038-39: 0; Gains in Water Available For Use / Savings in Demand under the selected programme (Ml/d) input as +ve 2039-40: 0; Gains in Water Available For Use / Savings in Demand under the selected programme (Ml/d) input as +ve 2040-41: -20; Gains in Water Available For Use / Savings in Demand under the selected programme (Ml/d) input as +ve 2041-42: -20; Gains in Water Available For Use / Savings in Demand under the selected programme (Ml/d) input as +ve 2042-43: -20; Gains in Water Available For Use / Savings in Demand under the selected programme (Ml/d) input as +ve 2043-44: -20; Gains in Water Available For Use / Savings in Demand under the selected programme (Ml/d) input as +ve 2044-45: -18.83; Gains in Water Available For Use / Savings in Demand under the selected programme (Ml/d) input as +ve 2045-46: -20; Gains in Water Available For Use / Savings in Demand under the selected programme (Ml/d) input as +ve 2046-47: -20; Gains in Water Available For Use / Savings in Demand under the selected programme (Ml/d) input as +ve 2047-48: -19.02; Gains in Water Available For Use / Savings in Demand under the selected programme (Ml/d) input as +ve 2048-49: -15.84; Gains in Water Available For Use / Savings in Demand under the selected programme (Ml/d) input as +ve 2049-50: -12.77
52cA | Ruthamford North to Ruthamford North potable transfer (75 Ml/d) | RTN30 | Internal potable transfer | Distribution Options | N | Alternative | AWSRTN | Ml/d | 2 | Gains in Water Available For Use / Savings in Demand under the selected programme (Ml/d) input as +ve 2025-26: 0; Gains in Water Available For Use / Savings in Demand under the selected programme (Ml/d) input as +ve 2026-27: 0; Gains in Water Available For Use / Savings in Demand under the selected programme (Ml/d) input as +ve 2027-28: 0; Gains in Water Available For Use / Savings in Demand under the selected programme (Ml/d) input as +ve 2028-29: 0; Gains in Water Available For Use / Savings in Demand under the selected programme (Ml/d) input as +ve 2029-30: 0; Gains in Water Available For Use / Savings in Demand under the selected programme (Ml/d) input as +ve 2030-31: 0; Gains in Water Available For Use / Savings in Demand under the selected programme (Ml/d) input as +ve 2031-32: 0; Gains in Water Available For Use / Savings in Demand under the selected programme (Ml/d) input as +ve 2032-33: 0; Gains in Water Available For Use / Savings in Demand under the selected programme (Ml/d) input as +ve 2033-34: 0; Gains in Water Available For Use / Savings in Demand under the selected programme (Ml/d) input as +ve 2034-35: 0; Gains in Water Available For Use / Savings in Demand under the selected programme (Ml/d) input as +ve 2035-36: 0; Gains in Water Available For Use / Savings in Demand under the selected programme (Ml/d) input as +ve 2036-37: 0; Gains in Water Available For Use / Savings in Demand under the selected programme (Ml/d) input as +ve 2037-38: 0; Gains in Water Available For Use / Savings in Demand under the selected programme (Ml/d) input as +ve 2038-39: 0; Gains in Water Available For Use / Savings in Demand under the selected programme (Ml/d) input as +ve 2039-40: 0; Gains in Water Available For Use / Savings in Demand under the selected programme (Ml/d) input as +ve 2040-41: 0; Gains in Water Available For Use / Savings in Demand under the selected programme (Ml/d) input as +ve 2041-42: 0; Gains in Water Available For Use / Savings in Demand under the selected programme (Ml/d) input as +ve 2042-43: 0; Gains in Water Available For Use / Savings in Demand under the selected programme (Ml/d) input as +ve 2043-44: 0; Gains in Water Available For Use / Savings in Demand under the selected programme (Ml/d) input as +ve 2044-45: 0; Gains in Water Available For Use / Savings in Demand under the selected programme (Ml/d) input as +ve 2045-46: 0; Gains in Water Available For Use / Savings in Demand under the selected programme (Ml/d) input as +ve 2046-47: 0; Gains in Water Available For Use / Savings in Demand under the selected programme (Ml/d) input as +ve 2047-48: 0; Gains in Water Available For Use / Savings in Demand under the selected programme (Ml/d) input as +ve 2048-49: 0; Gains in Water Available For Use / Savings in Demand under the selected programme (Ml/d) input as +ve 2049-50: 0
52cA | Ruthamford North to Ruthamford South potable transfer (75 Ml/d) | RTS24 | Internal potable transfer | Distribution Options | N | Ofwat Core | AWSRTN | Ml/d | 2 | Gains in Water Available For Use / Savings in Demand under the selected programme (Ml/d) input as +ve 2025-26: 0; Gains in Water Available For Use / Savings in Demand under the selected programme (Ml/d) input as +ve 2026-27: 0; Gains in Water Available For Use / Savings in Demand under the selected programme (Ml/d) input as +ve 2027-28: 0; Gains in Water Available For Use / Savings in Demand under the selected programme (Ml/d) input as +ve 2028-29: 0; Gains in Water Available For Use / Savings in Demand under the selected programme (Ml/d) input as +ve 2029-30: 0; Gains in Water Available For Use / Savings in Demand under the selected programme (Ml/d) input as +ve 2030-31: 0; Gains in Water Available For Use / Savings in Demand under the selected programme (Ml/d) input as +ve 2031-32: 0; Gains in Water Available For Use / Savings in Demand under the selected programme (Ml/d) input as +ve 2032-33: 0; Gains in Water Available For Use / Savings in Demand under the selected programme (Ml/d) input as +ve 2033-34: 0; Gains in Water Available For Use / Savings in Demand under the selected programme (Ml/d) input as +ve 2034-35: 0; Gains in Water Available For Use / Savings in Demand under the selected programme (Ml/d) input as +ve 2035-36: 0; Gains in Water Available For Use / Savings in Demand under the selected programme (Ml/d) input as +ve 2036-37: 0; Gains in Water Available For Use / Savings in Demand under the selected programme (Ml/d) input as +ve 2037-38: 0; Gains in Water Available For Use / Savings in Demand under the selected programme (Ml/d) input as +ve 2038-39: 0; Gains in Water Available For Use / Savings in Demand under the selected programme (Ml/d) input as +ve 2039-40: 0; Gains in Water Available For Use / Savings in Demand under the selected programme (Ml/d) input as +ve 2040-41: -61.72; Gains in Water Available For Use / Savings in Demand under the selected programme (Ml/d) input as +ve 2041-42: -61.77; Gains in Water Available For Use / Savings in Demand under the selected programme (Ml/d) input as +ve 2042-43: -62.44; Gains in Water Available For Use / Savings in Demand under the selected programme (Ml/d) input as +ve 2043-44: -62.93; Gains in Water Available For Use / Savings in Demand under the selected programme (Ml/d) input as +ve 2044-45: -65.14; Gains in Water Available For Use / Savings in Demand under the selected programme (Ml/d) input as +ve 2045-46: -61.89; Gains in Water Available For Use / Savings in Demand under the selected programme (Ml/d) input as +ve 2046-47: -64.49; Gains in Water Available For Use / Savings in Demand under the selected programme (Ml/d) input as +ve 2047-48: -66.65; Gains in Water Available For Use / Savings in Demand under the selected programme (Ml/d) input as +ve 2048-49: -69.11; Gains in Water Available For Use / Savings in Demand under the selected programme (Ml/d) input as +ve 2049-50: -71.52
52cA | Adjustment to existing potable water import | EI13 | Internal potable transfer | Distribution Options | N | Least Cost | AWSRTN | Ml/d | 2 | Gains in Water Available For Use / Savings in Demand under the selected programme (Ml/d) input as +ve 2025-26: 0; Gains in Water Available For Use / Savings in Demand under the selected programme (Ml/d) input as +ve 2026-27: 2.099; Gains in Water Available For Use / Savings in Demand under the selected programme (Ml/d) input as +ve 2027-28: -0.569; Gains in Water Available For Use / Savings in Demand under the selected programme (Ml/d) input as +ve 2028-29: 19.089; Gains in Water Available For Use / Savings in Demand under the selected programme (Ml/d) input as +ve 2029-30: 20.439; Gains in Water Available For Use / Savings in Demand under the selected programme (Ml/d) input as +ve 2030-31: -0.368; Gains in Water Available For Use / Savings in Demand under the selected programme (Ml/d) input as +ve 2031-32: -0.328; Gains in Water Available For Use / Savings in Demand under the selected programme (Ml/d) input as +ve 2032-33: -1.099; Gains in Water Available For Use / Savings in Demand under the selected programme (Ml/d) input as +ve 2033-34: -0.179; Gains in Water Available For Use / Savings in Demand under the selected programme (Ml/d) input as +ve 2034-35: -0.039; Gains in Water Available For Use / Savings in Demand under the selected programme (Ml/d) input as +ve 2035-36: 0; Gains in Water Available For Use / Savings in Demand under the selected programme (Ml/d) input as +ve 2036-37: -22.83; Gains in Water Available For Use / Savings in Demand under the selected programme (Ml/d) input as +ve 2037-38: -21.65; Gains in Water Available For Use / Savings in Demand under the selected programme (Ml/d) input as +ve 2038-39: -20.87; Gains in Water Available For Use / Savings in Demand under the selected programme (Ml/d) input as +ve 2039-40: -23.49; Gains in Water Available For Use / Savings in Demand under the selected programme (Ml/d) input as +ve 2040-41: -30.139; Gains in Water Available For Use / Savings in Demand under the selected programme (Ml/d) input as +ve 2041-42: -30.139; Gains in Water Available For Use / Savings in Demand under the selected programme (Ml/d) input as +ve 2042-43: -30.139; Gains in Water Available For Use / Savings in Demand under the selected programme (Ml/d) input as +ve 2043-44: -30.139; Gains in Water Available For Use / Savings in Demand under the selected programme (Ml/d) input as +ve 2044-45: -30.139; Gains in Water Available For Use / Savings in Demand under the selected programme (Ml/d) input as +ve 2045-46: -30.139; Gains in Water Available For Use / Savings in Demand under the selected programme (Ml/d) input as +ve 2046-47: -30.139; Gains in Water Available For Use / Savings in Demand under the selected programme (Ml/d) input as +ve 2047-48: -30.139; Gains in Water Available For Use / Savings in Demand under the selected programme (Ml/d) input as +ve 2048-49: -30.139; Gains in Water Available For Use / Savings in Demand under the selected programme (Ml/d) input as +ve 2049-50: -30.139
52cA | Adjustment to existing potable water export | EE11 | Internal potable transfer | Distribution Options | N | Least Cost | AWSRTN | Ml/d | 2 | Gains in Water Available For Use / Savings in Demand under the selected programme (Ml/d) input as +ve 2025-26: 13.79; Gains in Water Available For Use / Savings in Demand under the selected programme (Ml/d) input as +ve 2026-27: 14.93; Gains in Water Available For Use / Savings in Demand under the selected programme (Ml/d) input as +ve 2027-28: 14.75; Gains in Water Available For Use / Savings in Demand under the selected programme (Ml/d) input as +ve 2028-29: -1.34; Gains in Water Available For Use / Savings in Demand under the selected programme (Ml/d) input as +ve 2029-30: -0.91; Gains in Water Available For Use / Savings in Demand under the selected programme (Ml/d) input as +ve 2030-31: -0.371; Gains in Water Available For Use / Savings in Demand under the selected programme (Ml/d) input as +ve 2031-32: 0.099; Gains in Water Available For Use / Savings in Demand under the selected programme (Ml/d) input as +ve 2032-33: 0.94; Gains in Water Available For Use / Savings in Demand under the selected programme (Ml/d) input as +ve 2033-34: 0.1; Gains in Water Available For Use / Savings in Demand under the selected programme (Ml/d) input as +ve 2034-35: 0.18; Gains in Water Available For Use / Savings in Demand under the selected programme (Ml/d) input as +ve 2035-36: 0.17; Gains in Water Available For Use / Savings in Demand under the selected programme (Ml/d) input as +ve 2036-37: 23.331; Gains in Water Available For Use / Savings in Demand under the selected programme (Ml/d) input as +ve 2037-38: 22.311; Gains in Water Available For Use / Savings in Demand under the selected programme (Ml/d) input as +ve 2038-39: 21.681; Gains in Water Available For Use / Savings in Demand under the selected programme (Ml/d) input as +ve 2039-40: 24.471; Gains in Water Available For Use / Savings in Demand under the selected programme (Ml/d) input as +ve 2040-41: 3.64; Gains in Water Available For Use / Savings in Demand under the selected programme (Ml/d) input as +ve 2041-42: 3.8; Gains in Water Available For Use / Savings in Demand under the selected programme (Ml/d) input as +ve 2042-43: 3.96; Gains in Water Available For Use / Savings in Demand under the selected programme (Ml/d) input as +ve 2043-44: 4.12; Gains in Water Available For Use / Savings in Demand under the selected programme (Ml/d) input as +ve 2044-45: 4.28; Gains in Water Available For Use / Savings in Demand under the selected programme (Ml/d) input as +ve 2045-46: 4.5; Gains in Water Available For Use / Savings in Demand under the selected programme (Ml/d) input as +ve 2046-47: 4.64; Gains in Water Available For Use / Savings in Demand under the selected programme (Ml/d) input as +ve 2047-48: 4.74; Gains in Water Available For Use / Savings in Demand under the selected programme (Ml/d) input as +ve 2048-49: 4.9; Gains in Water Available For Use / Savings in Demand under the selected programme (Ml/d) input as +ve 2049-50: 5.01
52cA | Ruthamford North to Ruthamford North potable transfer (75 Ml/d) | RTN30 | Internal potable transfer | Distribution Options | N | Least Cost | AWSRTN | Ml/d | 2 | Gains in Water Available For Use / Savings in Demand under the selected programme (Ml/d) input as +ve 2025-26: 0; Gains in Water Available For Use / Savings in Demand under the selected programme (Ml/d) input as +ve 2026-27: 0; Gains in Water Available For Use / Savings in Demand under the selected programme (Ml/d) input as +ve 2027-28: 0; Gains in Water Available For Use / Savings in Demand under the selected programme (Ml/d) input as +ve 2028-29: 0; Gains in Water Available For Use / Savings in Demand under the selected programme (Ml/d) input as +ve 2029-30: 0; Gains in Water Available For Use / Savings in Demand under the selected programme (Ml/d) input as +ve 2030-31: 0; Gains in Water Available For Use / Savings in Demand under the selected programme (Ml/d) input as +ve 2031-32: 0; Gains in Water Available For Use / Savings in Demand under the selected programme (Ml/d) input as +ve 2032-33: 0; Gains in Water Available For Use / Savings in Demand under the selected programme (Ml/d) input as +ve 2033-34: 0; Gains in Water Available For Use / Savings in Demand under the selected programme (Ml/d) input as +ve 2034-35: 0; Gains in Water Available For Use / Savings in Demand under the selected programme (Ml/d) input as +ve 2035-36: 0; Gains in Water Available For Use / Savings in Demand under the selected programme (Ml/d) input as +ve 2036-37: 0; Gains in Water Available For Use / Savings in Demand under the selected programme (Ml/d) input as +ve 2037-38: 0; Gains in Water Available For Use / Savings in Demand under the selected programme (Ml/d) input as +ve 2038-39: 0; Gains in Water Available For Use / Savings in Demand under the selected programme (Ml/d) input as +ve 2039-40: 0; Gains in Water Available For Use / Savings in Demand under the selected programme (Ml/d) input as +ve 2040-41: 51.591; Gains in Water Available For Use / Savings in Demand under the selected programme (Ml/d) input as +ve 2041-42: 51.671; Gains in Water Available For Use / Savings in Demand under the selected programme (Ml/d) input as +ve 2042-43: 51.941; Gains in Water Available For Use / Savings in Demand under the selected programme (Ml/d) input as +ve 2043-44: 52.441; Gains in Water Available For Use / Savings in Demand under the selected programme (Ml/d) input as +ve 2044-45: 54.901; Gains in Water Available For Use / Savings in Demand under the selected programme (Ml/d) input as +ve 2045-46: 49.391; Gains in Water Available For Use / Savings in Demand under the selected programme (Ml/d) input as +ve 2046-47: 52.341; Gains in Water Available For Use / Savings in Demand under the selected programme (Ml/d) input as +ve 2047-48: 54.941; Gains in Water Available For Use / Savings in Demand under the selected programme (Ml/d) input as +ve 2048-49: 58.151; Gains in Water Available For Use / Savings in Demand under the selected programme (Ml/d) input as +ve 2049-50: 61.711
52cA | Ruthamford North to Bourne potable transfer (20 Ml/d) | LNB1 | Internal potable transfer | Distribution Options | N | Least Cost | AWSRTN | Ml/d | 2 | Gains in Water Available For Use / Savings in Demand under the selected programme (Ml/d) input as +ve 2025-26: 0; Gains in Water Available For Use / Savings in Demand under the selected programme (Ml/d) input as +ve 2026-27: 0; Gains in Water Available For Use / Savings in Demand under the selected programme (Ml/d) input as +ve 2027-28: 0; Gains in Water Available For Use / Savings in Demand under the selected programme (Ml/d) input as +ve 2028-29: 0; Gains in Water Available For Use / Savings in Demand under the selected programme (Ml/d) input as +ve 2029-30: 0; Gains in Water Available For Use / Savings in Demand under the selected programme (Ml/d) input as +ve 2030-31: 0; Gains in Water Available For Use / Savings in Demand under the selected programme (Ml/d) input as +ve 2031-32: 0; Gains in Water Available For Use / Savings in Demand under the selected programme (Ml/d) input as +ve 2032-33: 0; Gains in Water Available For Use / Savings in Demand under the selected programme (Ml/d) input as +ve 2033-34: 0; Gains in Water Available For Use / Savings in Demand under the selected programme (Ml/d) input as +ve 2034-35: 0; Gains in Water Available For Use / Savings in Demand under the selected programme (Ml/d) input as +ve 2035-36: 0; Gains in Water Available For Use / Savings in Demand under the selected programme (Ml/d) input as +ve 2036-37: 0; Gains in Water Available For Use / Savings in Demand under the selected programme (Ml/d) input as +ve 2037-38: 0; Gains in Water Available For Use / Savings in Demand under the selected programme (Ml/d) input as +ve 2038-39: 0; Gains in Water Available For Use / Savings in Demand under the selected programme (Ml/d) input as +ve 2039-40: 0; Gains in Water Available For Use / Savings in Demand under the selected programme (Ml/d) input as +ve 2040-41: -19.771; Gains in Water Available For Use / Savings in Demand under the selected programme (Ml/d) input as +ve 2041-42: -19.691; Gains in Water Available For Use / Savings in Demand under the selected programme (Ml/d) input as +ve 2042-43: -19.421; Gains in Water Available For Use / Savings in Demand under the selected programme (Ml/d) input as +ve 2043-44: -18.921; Gains in Water Available For Use / Savings in Demand under the selected programme (Ml/d) input as +ve 2044-45: -17.251; Gains in Water Available For Use / Savings in Demand under the selected programme (Ml/d) input as +ve 2045-46: -16.891; Gains in Water Available For Use / Savings in Demand under the selected programme (Ml/d) input as +ve 2046-47: -16.891; Gains in Water Available For Use / Savings in Demand under the selected programme (Ml/d) input as +ve 2047-48: -17.021; Gains in Water Available For Use / Savings in Demand under the selected programme (Ml/d) input as +ve 2048-49: -16.991; Gains in Water Available For Use / Savings in Demand under the selected programme (Ml/d) input as +ve 2049-50: -17.001
52cA | Ruthamford North to Lincolnshire Central potable transfer (20 Ml/d) | LNC16 | Internal potable transfer | Distribution Options | N | Least Cost | AWSRTN | Ml/d | 2 | Gains in Water Available For Use / Savings in Demand under the selected programme (Ml/d) input as +ve 2025-26: 0; Gains in Water Available For Use / Savings in Demand under the selected programme (Ml/d) input as +ve 2026-27: 0; Gains in Water Available For Use / Savings in Demand under the selected programme (Ml/d) input as +ve 2027-28: 0; Gains in Water Available For Use / Savings in Demand under the selected programme (Ml/d) input as +ve 2028-29: 0; Gains in Water Available For Use / Savings in Demand under the selected programme (Ml/d) input as +ve 2029-30: 0; Gains in Water Available For Use / Savings in Demand under the selected programme (Ml/d) input as +ve 2030-31: 0; Gains in Water Available For Use / Savings in Demand under the selected programme (Ml/d) input as +ve 2031-32: 0; Gains in Water Available For Use / Savings in Demand under the selected programme (Ml/d) input as +ve 2032-33: 0; Gains in Water Available For Use / Savings in Demand under the selected programme (Ml/d) input as +ve 2033-34: 0; Gains in Water Available For Use / Savings in Demand under the selected programme (Ml/d) input as +ve 2034-35: 0; Gains in Water Available For Use / Savings in Demand under the selected programme (Ml/d) input as +ve 2035-36: 0; Gains in Water Available For Use / Savings in Demand under the selected programme (Ml/d) input as +ve 2036-37: 0; Gains in Water Available For Use / Savings in Demand under the selected programme (Ml/d) input as +ve 2037-38: 0; Gains in Water Available For Use / Savings in Demand under the selected programme (Ml/d) input as +ve 2038-39: 0; Gains in Water Available For Use / Savings in Demand under the selected programme (Ml/d) input as +ve 2039-40: 0; Gains in Water Available For Use / Savings in Demand under the selected programme (Ml/d) input as +ve 2040-41: -20; Gains in Water Available For Use / Savings in Demand under the selected programme (Ml/d) input as +ve 2041-42: -20; Gains in Water Available For Use / Savings in Demand under the selected programme (Ml/d) input as +ve 2042-43: -20; Gains in Water Available For Use / Savings in Demand under the selected programme (Ml/d) input as +ve 2043-44: -20; Gains in Water Available For Use / Savings in Demand under the selected programme (Ml/d) input as +ve 2044-45: -19.21; Gains in Water Available For Use / Savings in Demand under the selected programme (Ml/d) input as +ve 2045-46: -20; Gains in Water Available For Use / Savings in Demand under the selected programme (Ml/d) input as +ve 2046-47: -20; Gains in Water Available For Use / Savings in Demand under the selected programme (Ml/d) input as +ve 2047-48: -19.4; Gains in Water Available For Use / Savings in Demand under the selected programme (Ml/d) input as +ve 2048-49: -16.22; Gains in Water Available For Use / Savings in Demand under the selected programme (Ml/d) input as +ve 2049-50: -12.65
52cA | Ruthamford North to Ruthamford North potable transfer (75 Ml/d) | RTN30 | Internal potable transfer | Distribution Options | N | Least Cost | AWSRTN | Ml/d | 2 | Gains in Water Available For Use / Savings in Demand under the selected programme (Ml/d) input as +ve 2025-26: 0; Gains in Water Available For Use / Savings in Demand under the selected programme (Ml/d) input as +ve 2026-27: 0; Gains in Water Available For Use / Savings in Demand under the selected programme (Ml/d) input as +ve 2027-28: 0; Gains in Water Available For Use / Savings in Demand under the selected programme (Ml/d) input as +ve 2028-29: 0; Gains in Water Available For Use / Savings in Demand under the selected programme (Ml/d) input as +ve 2029-30: 0; Gains in Water Available For Use / Savings in Demand under the selected programme (Ml/d) input as +ve 2030-31: 0; Gains in Water Available For Use / Savings in Demand under the selected programme (Ml/d) input as +ve 2031-32: 0; Gains in Water Available For Use / Savings in Demand under the selected programme (Ml/d) input as +ve 2032-33: 0; Gains in Water Available For Use / Savings in Demand under the selected programme (Ml/d) input as +ve 2033-34: 0; Gains in Water Available For Use / Savings in Demand under the selected programme (Ml/d) input as +ve 2034-35: 0; Gains in Water Available For Use / Savings in Demand under the selected programme (Ml/d) input as +ve 2035-36: 0; Gains in Water Available For Use / Savings in Demand under the selected programme (Ml/d) input as +ve 2036-37: 0; Gains in Water Available For Use / Savings in Demand under the selected programme (Ml/d) input as +ve 2037-38: 0; Gains in Water Available For Use / Savings in Demand under the selected programme (Ml/d) input as +ve 2038-39: 0; Gains in Water Available For Use / Savings in Demand under the selected programme (Ml/d) input as +ve 2039-40: 0; Gains in Water Available For Use / Savings in Demand under the selected programme (Ml/d) input as +ve 2040-41: -51.591; Gains in Water Available For Use / Savings in Demand under the selected programme (Ml/d) input as +ve 2041-42: -51.671; Gains in Water Available For Use / Savings in Demand under the selected programme (Ml/d) input as +ve 2042-43: -51.941; Gains in Water Available For Use / Savings in Demand under the selected programme (Ml/d) input as +ve 2043-44: -52.441; Gains in Water Available For Use / Savings in Demand under the selected programme (Ml/d) input as +ve 2044-45: -54.901; Gains in Water Available For Use / Savings in Demand under the selected programme (Ml/d) input as +ve 2045-46: -49.391; Gains in Water Available For Use / Savings in Demand under the selected programme (Ml/d) input as +ve 2046-47: -52.341; Gains in Water Available For Use / Savings in Demand under the selected programme (Ml/d) input as +ve 2047-48: -54.941; Gains in Water Available For Use / Savings in Demand under the selected programme (Ml/d) input as +ve 2048-49: -58.151; Gains in Water Available For Use / Savings in Demand under the selected programme (Ml/d) input as +ve 2049-50: -61.711
52cA | Ruthamford North to Ruthamford South potable transfer (75 Ml/d) | RTS24 | Internal potable transfer | Distribution Options | N | Least Cost | AWSRTN | Ml/d | 2 | Gains in Water Available For Use / Savings in Demand under the selected programme (Ml/d) input as +ve 2025-26: 0; Gains in Water Available For Use / Savings in Demand under the selected programme (Ml/d) input as +ve 2026-27: 0; Gains in Water Available For Use / Savings in Demand under the selected programme (Ml/d) input as +ve 2027-28: 0; Gains in Water Available For Use / Savings in Demand under the selected programme (Ml/d) input as +ve 2028-29: 0; Gains in Water Available For Use / Savings in Demand under the selected programme (Ml/d) input as +ve 2029-30: 0; Gains in Water Available For Use / Savings in Demand under the selected programme (Ml/d) input as +ve 2030-31: 0; Gains in Water Available For Use / Savings in Demand under the selected programme (Ml/d) input as +ve 2031-32: 0; Gains in Water Available For Use / Savings in Demand under the selected programme (Ml/d) input as +ve 2032-33: 0; Gains in Water Available For Use / Savings in Demand under the selected programme (Ml/d) input as +ve 2033-34: 0; Gains in Water Available For Use / Savings in Demand under the selected programme (Ml/d) input as +ve 2034-35: 0; Gains in Water Available For Use / Savings in Demand under the selected programme (Ml/d) input as +ve 2035-36: 0; Gains in Water Available For Use / Savings in Demand under the selected programme (Ml/d) input as +ve 2036-37: 0; Gains in Water Available For Use / Savings in Demand under the selected programme (Ml/d) input as +ve 2037-38: 0; Gains in Water Available For Use / Savings in Demand under the selected programme (Ml/d) input as +ve 2038-39: 0; Gains in Water Available For Use / Savings in Demand under the selected programme (Ml/d) input as +ve 2039-40: 0; Gains in Water Available For Use / Savings in Demand under the selected programme (Ml/d) input as +ve 2040-41: -61.34; Gains in Water Available For Use / Savings in Demand under the selected programme (Ml/d) input as +ve 2041-42: -61.39; Gains in Water Available For Use / Savings in Demand under the selected programme (Ml/d) input as +ve 2042-43: -62.06; Gains in Water Available For Use / Savings in Demand under the selected programme (Ml/d) input as +ve 2043-44: -62.55; Gains in Water Available For Use / Savings in Demand under the selected programme (Ml/d) input as +ve 2044-45: -64.76; Gains in Water Available For Use / Savings in Demand under the selected programme (Ml/d) input as +ve 2045-46: -61.51; Gains in Water Available For Use / Savings in Demand under the selected programme (Ml/d) input as +ve 2046-47: -64.11; Gains in Water Available For Use / Savings in Demand under the selected programme (Ml/d) input as +ve 2047-48: -66.27; Gains in Water Available For Use / Savings in Demand under the selected programme (Ml/d) input as +ve 2048-49: -68.73; Gains in Water Available For Use / Savings in Demand under the selected programme (Ml/d) input as +ve 2049-50: -71.64
52cP | Adjustment to existing potable water import | EI13 | Internal potable transfer | Distribution Options | N | Preferred | AWSRTN | Ml/d | 2 | Gains in Water Available For Use / Savings in Demand under the selected programme (Ml/d) input as +ve 2025-26: 0; Gains in Water Available For Use / Savings in Demand under the selected programme (Ml/d) input as +ve 2026-27: 2.099; Gains in Water Available For Use / Savings in Demand under the selected programme (Ml/d) input as +ve 2027-28: -0.569; Gains in Water Available For Use / Savings in Demand under the selected programme (Ml/d) input as +ve 2028-29: 19.089; Gains in Water Available For Use / Savings in Demand under the selected programme (Ml/d) input as +ve 2029-30: 20.439; Gains in Water Available For Use / Savings in Demand under the selected programme (Ml/d) input as +ve 2030-31: -0.368; Gains in Water Available For Use / Savings in Demand under the selected programme (Ml/d) input as +ve 2031-32: -0.328; Gains in Water Available For Use / Savings in Demand under the selected programme (Ml/d) input as +ve 2032-33: -1.099; Gains in Water Available For Use / Savings in Demand under the selected programme (Ml/d) input as +ve 2033-34: -0.179; Gains in Water Available For Use / Savings in Demand under the selected programme (Ml/d) input as +ve 2034-35: -0.039; Gains in Water Available For Use / Savings in Demand under the selected programme (Ml/d) input as +ve 2035-36: 0; Gains in Water Available For Use / Savings in Demand under the selected programme (Ml/d) input as +ve 2036-37: -22.83; Gains in Water Available For Use / Savings in Demand under the selected programme (Ml/d) input as +ve 2037-38: -21.65; Gains in Water Available For Use / Savings in Demand under the selected programme (Ml/d) input as +ve 2038-39: -20.87; Gains in Water Available For Use / Savings in Demand under the selected programme (Ml/d) input as +ve 2039-40: -23.49; Gains in Water Available For Use / Savings in Demand under the selected programme (Ml/d) input as +ve 2040-41: -30.139; Gains in Water Available For Use / Savings in Demand under the selected programme (Ml/d) input as +ve 2041-42: -30.139; Gains in Water Available For Use / Savings in Demand under the selected programme (Ml/d) input as +ve 2042-43: -30.139; Gains in Water Available For Use / Savings in Demand under the selected programme (Ml/d) input as +ve 2043-44: -30.139; Gains in Water Available For Use / Savings in Demand under the selected programme (Ml/d) input as +ve 2044-45: -30.139; Gains in Water Available For Use / Savings in Demand under the selected programme (Ml/d) input as +ve 2045-46: -30.139; Gains in Water Available For Use / Savings in Demand under the selected programme (Ml/d) input as +ve 2046-47: -30.139; Gains in Water Available For Use / Savings in Demand under the selected programme (Ml/d) input as +ve 2047-48: -30.139; Gains in Water Available For Use / Savings in Demand under the selected programme (Ml/d) input as +ve 2048-49: -30.139; Gains in Water Available For Use / Savings in Demand under the selected programme (Ml/d) input as +ve 2049-50: -30.139
52cP | Adjustment to existing potable water export | EE11 | Internal potable transfer | Distribution Options | N | Preferred | AWSRTN | Ml/d | 2 | Gains in Water Available For Use / Savings in Demand under the selected programme (Ml/d) input as +ve 2025-26: 13.79; Gains in Water Available For Use / Savings in Demand under the selected programme (Ml/d) input as +ve 2026-27: 14.93; Gains in Water Available For Use / Savings in Demand under the selected programme (Ml/d) input as +ve 2027-28: 14.75; Gains in Water Available For Use / Savings in Demand under the selected programme (Ml/d) input as +ve 2028-29: -1.34; Gains in Water Available For Use / Savings in Demand under the selected programme (Ml/d) input as +ve 2029-30: -0.91; Gains in Water Available For Use / Savings in Demand under the selected programme (Ml/d) input as +ve 2030-31: -0.38; Gains in Water Available For Use / Savings in Demand under the selected programme (Ml/d) input as +ve 2031-32: 0.09; Gains in Water Available For Use / Savings in Demand under the selected programme (Ml/d) input as +ve 2032-33: 0.93; Gains in Water Available For Use / Savings in Demand under the selected programme (Ml/d) input as +ve 2033-34: 0.09; Gains in Water Available For Use / Savings in Demand under the selected programme (Ml/d) input as +ve 2034-35: 0.1; Gains in Water Available For Use / Savings in Demand under the selected programme (Ml/d) input as +ve 2035-36: 0.17; Gains in Water Available For Use / Savings in Demand under the selected programme (Ml/d) input as +ve 2036-37: 23.33; Gains in Water Available For Use / Savings in Demand under the selected programme (Ml/d) input as +ve 2037-38: 22.31; Gains in Water Available For Use / Savings in Demand under the selected programme (Ml/d) input as +ve 2038-39: 21.68; Gains in Water Available For Use / Savings in Demand under the selected programme (Ml/d) input as +ve 2039-40: 24.47; Gains in Water Available For Use / Savings in Demand under the selected programme (Ml/d) input as +ve 2040-41: 3.64; Gains in Water Available For Use / Savings in Demand under the selected programme (Ml/d) input as +ve 2041-42: 3.8; Gains in Water Available For Use / Savings in Demand under the selected programme (Ml/d) input as +ve 2042-43: 3.96; Gains in Water Available For Use / Savings in Demand under the selected programme (Ml/d) input as +ve 2043-44: 4.12; Gains in Water Available For Use / Savings in Demand under the selected programme (Ml/d) input as +ve 2044-45: 4.28; Gains in Water Available For Use / Savings in Demand under the selected programme (Ml/d) input as +ve 2045-46: 4.5; Gains in Water Available For Use / Savings in Demand under the selected programme (Ml/d) input as +ve 2046-47: 4.64; Gains in Water Available For Use / Savings in Demand under the selected programme (Ml/d) input as +ve 2047-48: 4.74; Gains in Water Available For Use / Savings in Demand under the selected programme (Ml/d) input as +ve 2048-49: 4.9; Gains in Water Available For Use / Savings in Demand under the selected programme (Ml/d) input as +ve 2049-50: 5.01
52cP | Ruthamford North to Ruthamford North potable transfer (75 Ml/d) | RTN30 | Internal potable transfer | Distribution Options | N | Preferred | AWSRTN | Ml/d | 2 | Gains in Water Available For Use / Savings in Demand under the selected programme (Ml/d) input as +ve 2025-26: 0; Gains in Water Available For Use / Savings in Demand under the selected programme (Ml/d) input as +ve 2026-27: 0; Gains in Water Available For Use / Savings in Demand under the selected programme (Ml/d) input as +ve 2027-28: 0; Gains in Water Available For Use / Savings in Demand under the selected programme (Ml/d) input as +ve 2028-29: 0; Gains in Water Available For Use / Savings in Demand under the selected programme (Ml/d) input as +ve 2029-30: 0; Gains in Water Available For Use / Savings in Demand under the selected programme (Ml/d) input as +ve 2030-31: 0; Gains in Water Available For Use / Savings in Demand under the selected programme (Ml/d) input as +ve 2031-32: 0; Gains in Water Available For Use / Savings in Demand under the selected programme (Ml/d) input as +ve 2032-33: 0; Gains in Water Available For Use / Savings in Demand under the selected programme (Ml/d) input as +ve 2033-34: 0; Gains in Water Available For Use / Savings in Demand under the selected programme (Ml/d) input as +ve 2034-35: 0; Gains in Water Available For Use / Savings in Demand under the selected programme (Ml/d) input as +ve 2035-36: 0; Gains in Water Available For Use / Savings in Demand under the selected programme (Ml/d) input as +ve 2036-37: 0; Gains in Water Available For Use / Savings in Demand under the selected programme (Ml/d) input as +ve 2037-38: 0; Gains in Water Available For Use / Savings in Demand under the selected programme (Ml/d) input as +ve 2038-39: 0; Gains in Water Available For Use / Savings in Demand under the selected programme (Ml/d) input as +ve 2039-40: 0; Gains in Water Available For Use / Savings in Demand under the selected programme (Ml/d) input as +ve 2040-41: 0; Gains in Water Available For Use / Savings in Demand under the selected programme (Ml/d) input as +ve 2041-42: 0; Gains in Water Available For Use / Savings in Demand under the selected programme (Ml/d) input as +ve 2042-43: 0; Gains in Water Available For Use / Savings in Demand under the selected programme (Ml/d) input as +ve 2043-44: 0; Gains in Water Available For Use / Savings in Demand under the selected programme (Ml/d) input as +ve 2044-45: 0; Gains in Water Available For Use / Savings in Demand under the selected programme (Ml/d) input as +ve 2045-46: 0; Gains in Water Available For Use / Savings in Demand under the selected programme (Ml/d) input as +ve 2046-47: 0; Gains in Water Available For Use / Savings in Demand under the selected programme (Ml/d) input as +ve 2047-48: 0; Gains in Water Available For Use / Savings in Demand under the selected programme (Ml/d) input as +ve 2048-49: 0; Gains in Water Available For Use / Savings in Demand under the selected programme (Ml/d) input as +ve 2049-50: 0
52cP | Ruthamford North to Bourne potable transfer (20 Ml/d) | LNB1 | Internal potable transfer | Distribution Options | N | Preferred | AWSRTN | Ml/d | 2 | Gains in Water Available For Use / Savings in Demand under the selected programme (Ml/d) input as +ve 2025-26: 0; Gains in Water Available For Use / Savings in Demand under the selected programme (Ml/d) input as +ve 2026-27: 0; Gains in Water Available For Use / Savings in Demand under the selected programme (Ml/d) input as +ve 2027-28: 0; Gains in Water Available For Use / Savings in Demand under the selected programme (Ml/d) input as +ve 2028-29: 0; Gains in Water Available For Use / Savings in Demand under the selected programme (Ml/d) input as +ve 2029-30: 0; Gains in Water Available For Use / Savings in Demand under the selected programme (Ml/d) input as +ve 2030-31: 0; Gains in Water Available For Use / Savings in Demand under the selected programme (Ml/d) input as +ve 2031-32: 0; Gains in Water Available For Use / Savings in Demand under the selected programme (Ml/d) input as +ve 2032-33: 0; Gains in Water Available For Use / Savings in Demand under the selected programme (Ml/d) input as +ve 2033-34: 0; Gains in Water Available For Use / Savings in Demand under the selected programme (Ml/d) input as +ve 2034-35: 0; Gains in Water Available For Use / Savings in Demand under the selected programme (Ml/d) input as +ve 2035-36: 0; Gains in Water Available For Use / Savings in Demand under the selected programme (Ml/d) input as +ve 2036-37: 0; Gains in Water Available For Use / Savings in Demand under the selected programme (Ml/d) input as +ve 2037-38: 0; Gains in Water Available For Use / Savings in Demand under the selected programme (Ml/d) input as +ve 2038-39: 0; Gains in Water Available For Use / Savings in Demand under the selected programme (Ml/d) input as +ve 2039-40: 0; Gains in Water Available For Use / Savings in Demand under the selected programme (Ml/d) input as +ve 2040-41: -19.391; Gains in Water Available For Use / Savings in Demand under the selected programme (Ml/d) input as +ve 2041-42: -19.311; Gains in Water Available For Use / Savings in Demand under the selected programme (Ml/d) input as +ve 2042-43: -19.041; Gains in Water Available For Use / Savings in Demand under the selected programme (Ml/d) input as +ve 2043-44: -18.541; Gains in Water Available For Use / Savings in Demand under the selected programme (Ml/d) input as +ve 2044-45: -17.251; Gains in Water Available For Use / Savings in Demand under the selected programme (Ml/d) input as +ve 2045-46: -16.891; Gains in Water Available For Use / Savings in Demand under the selected programme (Ml/d) input as +ve 2046-47: -16.891; Gains in Water Available For Use / Savings in Demand under the selected programme (Ml/d) input as +ve 2047-48: -17.021; Gains in Water Available For Use / Savings in Demand under the selected programme (Ml/d) input as +ve 2048-49: -16.991; Gains in Water Available For Use / Savings in Demand under the selected programme (Ml/d) input as +ve 2049-50: -17.001
52cP | Ruthamford North to Lincolnshire Central potable transfer (20 Ml/d) | LNC16 | Internal potable transfer | Distribution Options | N | Preferred | AWSRTN | Ml/d | 2 | Gains in Water Available For Use / Savings in Demand under the selected programme (Ml/d) input as +ve 2025-26: 0; Gains in Water Available For Use / Savings in Demand under the selected programme (Ml/d) input as +ve 2026-27: 0; Gains in Water Available For Use / Savings in Demand under the selected programme (Ml/d) input as +ve 2027-28: 0; Gains in Water Available For Use / Savings in Demand under the selected programme (Ml/d) input as +ve 2028-29: 0; Gains in Water Available For Use / Savings in Demand under the selected programme (Ml/d) input as +ve 2029-30: 0; Gains in Water Available For Use / Savings in Demand under the selected programme (Ml/d) input as +ve 2030-31: 0; Gains in Water Available For Use / Savings in Demand under the selected programme (Ml/d) input as +ve 2031-32: 0; Gains in Water Available For Use / Savings in Demand under the selected programme (Ml/d) input as +ve 2032-33: 0; Gains in Water Available For Use / Savings in Demand under the selected programme (Ml/d) input as +ve 2033-34: 0; Gains in Water Available For Use / Savings in Demand under the selected programme (Ml/d) input as +ve 2034-35: 0; Gains in Water Available For Use / Savings in Demand under the selected programme (Ml/d) input as +ve 2035-36: 0; Gains in Water Available For Use / Savings in Demand under the selected programme (Ml/d) input as +ve 2036-37: 0; Gains in Water Available For Use / Savings in Demand under the selected programme (Ml/d) input as +ve 2037-38: 0; Gains in Water Available For Use / Savings in Demand under the selected programme (Ml/d) input as +ve 2038-39: 0; Gains in Water Available For Use / Savings in Demand under the selected programme (Ml/d) input as +ve 2039-40: 0; Gains in Water Available For Use / Savings in Demand under the selected programme (Ml/d) input as +ve 2040-41: -20; Gains in Water Available For Use / Savings in Demand under the selected programme (Ml/d) input as +ve 2041-42: -20; Gains in Water Available For Use / Savings in Demand under the selected programme (Ml/d) input as +ve 2042-43: -20; Gains in Water Available For Use / Savings in Demand under the selected programme (Ml/d) input as +ve 2043-44: -20; Gains in Water Available For Use / Savings in Demand under the selected programme (Ml/d) input as +ve 2044-45: -18.83; Gains in Water Available For Use / Savings in Demand under the selected programme (Ml/d) input as +ve 2045-46: -20; Gains in Water Available For Use / Savings in Demand under the selected programme (Ml/d) input as +ve 2046-47: -20; Gains in Water Available For Use / Savings in Demand under the selected programme (Ml/d) input as +ve 2047-48: -19.02; Gains in Water Available For Use / Savings in Demand under the selected programme (Ml/d) input as +ve 2048-49: -15.84; Gains in Water Available For Use / Savings in Demand under the selected programme (Ml/d) input as +ve 2049-50: -12.77
52cP | Ruthamford North to Ruthamford North potable transfer (75 Ml/d) | RTN30 | Internal potable transfer | Distribution Options | N | Preferred | AWSRTN | Ml/d | 2 | Gains in Water Available For Use / Savings in Demand under the selected programme (Ml/d) input as +ve 2025-26: 0; Gains in Water Available For Use / Savings in Demand under the selected programme (Ml/d) input as +ve 2026-27: 0; Gains in Water Available For Use / Savings in Demand under the selected programme (Ml/d) input as +ve 2027-28: 0; Gains in Water Available For Use / Savings in Demand under the selected programme (Ml/d) input as +ve 2028-29: 0; Gains in Water Available For Use / Savings in Demand under the selected programme (Ml/d) input as +ve 2029-30: 0; Gains in Water Available For Use / Savings in Demand under the selected programme (Ml/d) input as +ve 2030-31: 0; Gains in Water Available For Use / Savings in Demand under the selected programme (Ml/d) input as +ve 2031-32: 0; Gains in Water Available For Use / Savings in Demand under the selected programme (Ml/d) input as +ve 2032-33: 0; Gains in Water Available For Use / Savings in Demand under the selected programme (Ml/d) input as +ve 2033-34: 0; Gains in Water Available For Use / Savings in Demand under the selected programme (Ml/d) input as +ve 2034-35: 0; Gains in Water Available For Use / Savings in Demand under the selected programme (Ml/d) input as +ve 2035-36: 0; Gains in Water Available For Use / Savings in Demand under the selected programme (Ml/d) input as +ve 2036-37: 0; Gains in Water Available For Use / Savings in Demand under the selected programme (Ml/d) input as +ve 2037-38: 0; Gains in Water Available For Use / Savings in Demand under the selected programme (Ml/d) input as +ve 2038-39: 0; Gains in Water Available For Use / Savings in Demand under the selected programme (Ml/d) input as +ve 2039-40: 0; Gains in Water Available For Use / Savings in Demand under the selected programme (Ml/d) input as +ve 2040-41: 0; Gains in Water Available For Use / Savings in Demand under the selected programme (Ml/d) input as +ve 2041-42: 0; Gains in Water Available For Use / Savings in Demand under the selected programme (Ml/d) input as +ve 2042-43: 0; Gains in Water Available For Use / Savings in Demand under the selected programme (Ml/d) input as +ve 2043-44: 0; Gains in Water Available For Use / Savings in Demand under the selected programme (Ml/d) input as +ve 2044-45: 0; Gains in Water Available For Use / Savings in Demand under the selected programme (Ml/d) input as +ve 2045-46: 0; Gains in Water Available For Use / Savings in Demand under the selected programme (Ml/d) input as +ve 2046-47: 0; Gains in Water Available For Use / Savings in Demand under the selected programme (Ml/d) input as +ve 2047-48: 0; Gains in Water Available For Use / Savings in Demand under the selected programme (Ml/d) input as +ve 2048-49: 0; Gains in Water Available For Use / Savings in Demand under the selected programme (Ml/d) input as +ve 2049-50: 0
52cP | Ruthamford North to Ruthamford South potable transfer (75 Ml/d) | RTS24 | Internal potable transfer | Distribution Options | N | Preferred | AWSRTN | Ml/d | 2 | Gains in Water Available For Use / Savings in Demand under the selected programme (Ml/d) input as +ve 2025-26: 0; Gains in Water Available For Use / Savings in Demand under the selected programme (Ml/d) input as +ve 2026-27: 0; Gains in Water Available For Use / Savings in Demand under the selected programme (Ml/d) input as +ve 2027-28: 0; Gains in Water Available For Use / Savings in Demand under the selected programme (Ml/d) input as +ve 2028-29: 0; Gains in Water Available For Use / Savings in Demand under the selected programme (Ml/d) input as +ve 2029-30: 0; Gains in Water Available For Use / Savings in Demand under the selected programme (Ml/d) input as +ve 2030-31: 0; Gains in Water Available For Use / Savings in Demand under the selected programme (Ml/d) input as +ve 2031-32: 0; Gains in Water Available For Use / Savings in Demand under the selected programme (Ml/d) input as +ve 2032-33: 0; Gains in Water Available For Use / Savings in Demand under the selected programme (Ml/d) input as +ve 2033-34: 0; Gains in Water Available For Use / Savings in Demand under the selected programme (Ml/d) input as +ve 2034-35: 0; Gains in Water Available For Use / Savings in Demand under the selected programme (Ml/d) input as +ve 2035-36: 0; Gains in Water Available For Use / Savings in Demand under the selected programme (Ml/d) input as +ve 2036-37: 0; Gains in Water Available For Use / Savings in Demand under the selected programme (Ml/d) input as +ve 2037-38: 0; Gains in Water Available For Use / Savings in Demand under the selected programme (Ml/d) input as +ve 2038-39: 0; Gains in Water Available For Use / Savings in Demand under the selected programme (Ml/d) input as +ve 2039-40: 0; Gains in Water Available For Use / Savings in Demand under the selected programme (Ml/d) input as +ve 2040-41: -61.72; Gains in Water Available For Use / Savings in Demand under the selected programme (Ml/d) input as +ve 2041-42: -61.77; Gains in Water Available For Use / Savings in Demand under the selected programme (Ml/d) input as +ve 2042-43: -62.44; Gains in Water Available For Use / Savings in Demand under the selected programme (Ml/d) input as +ve 2043-44: -62.93; Gains in Water Available For Use / Savings in Demand under the selected programme (Ml/d) input as +ve 2044-45: -65.14; Gains in Water Available For Use / Savings in Demand under the selected programme (Ml/d) input as +ve 2045-46: -61.89; Gains in Water Available For Use / Savings in Demand under the selected programme (Ml/d) input as +ve 2046-47: -64.49; Gains in Water Available For Use / Savings in Demand under the selected programme (Ml/d) input as +ve 2047-48: -66.65; Gains in Water Available For Use / Savings in Demand under the selected programme (Ml/d) input as +ve 2048-49: -69.11; Gains in Water Available For Use / Savings in Demand under the selected programme (Ml/d) input as +ve 2049-50: -71.52
51cF | CC Mains Replacement.AWSRTN | CC Mains Replacement.AWSRTN | Mains replacement (not trunk mains) | Distribution Options | N | Least Cost | AWSRTN | Ml/d | 2 | 0 | 0 | 0 | 0 | 0 | 0 | 0.010315 | 0.020629 | 0.030944 | 0.041258 | 0.051573 | 0.061887 | 0.072202 | 0.082516 | 0.092831 | 0.10315 | 0.11346 | 0.12377 | 0.13409 | 0.1444 | 0.15472 | 0.16503 | 0.17535 | 0.18566 | 0.19598 | 0.20629 | 0.2166 | 0.22692 | 0.23723 | 0.24755 | 0.25786 | 0.26818 | 0.27849 | 0.28881 | 0.29912 | 0.30944 | 0.31975 | 0.33006 | 0.34038 | 0.35069 | 0.36101 | 0.37132 | 0.38164 | 0.39195 | 0.40227 | 0.41258 | 0.42289 | 0.43321 | 0.44352 | 0.45384 | 0.46415 | 0.47447 | 0.48478 | 0.4951 | 0.50541 | 0.51573 | 0.52604 | 0.53635 | 0.54667 | 0.55698 | 0.5673 | 0.57761 | 0.58793 | 0.59824 | 0.60856 | 0.61887 | 0.62918 | 0.6395 | 0.64981 | 0.66013 | 0.67044 | 0.68076 | 0.69107 | 0.70139 | 0.7117 | 0.72202 | 0.73233 | 0.74264 | 0.75296 | 0.76327 | 0.77359
51cF | CC Mains Replacement.AWSRTN | CC Mains Replacement.AWSRTN | Mains replacement (not trunk mains) | Distribution Options | N | Ofwat Core | AWSRTN | Ml/d | 2 | 0 | 0 | 0 | 0 | 0 | 0 | 0.010315 | 0.020629 | 0.030944 | 0.041258 | 0.051573 | 0.061887 | 0.072202 | 0.082516 | 0.092831 | 0.10315 | 0.11346 | 0.12377 | 0.13409 | 0.1444 | 0.15472 | 0.16503 | 0.17535 | 0.18566 | 0.19598 | 0.20629 | 0.2166 | 0.22692 | 0.23723 | 0.24755 | 0.25786 | 0.26818 | 0.27849 | 0.28881 | 0.29912 | 0.30944 | 0.31975 | 0.33006 | 0.34038 | 0.35069 | 0.36101 | 0.37132 | 0.38164 | 0.39195 | 0.40227 | 0.41258 | 0.42289 | 0.43321 | 0.44352 | 0.45384 | 0.46415 | 0.47447 | 0.48478 | 0.4951 | 0.50541 | 0.51573 | 0.52604 | 0.53635 | 0.54667 | 0.55698 | 0.5673 | 0.57761 | 0.58793 | 0.59824 | 0.60856 | 0.61887 | 0.62918 | 0.6395 | 0.64981 | 0.66013 | 0.67044 | 0.68076 | 0.69107 | 0.70139 | 0.7117 | 0.72202 | 0.73233 | 0.74264 | 0.75296 | 0.76327 | 0.77359
51cP | CC Mains Replacement.AWSRTN | CC Mains Replacement.AWSRTN | Mains replacement (not trunk mains) | Distribution Options | N | Preferred | AWSRTN | Ml/d | 2 | 0 | 0 | 0 | 0 | 0 | 0 | 0.010315 | 0.020629 | 0.030944 | 0.041258 | 0.051573 | 0.061887 | 0.072202 | 0.082516 | 0.092831 | 0.10315 | 0.11346 | 0.12377 | 0.13409 | 0.1444 | 0.15472 | 0.16503 | 0.17535 | 0.18566 | 0.19598 | 0.20629 | 0.2166 | 0.22692 | 0.23723 | 0.24755 | 0.25786 | 0.26818 | 0.27849 | 0.28881 | 0.29912 | 0.30944 | 0.31975 | 0.33006 | 0.34038 | 0.35069 | 0.36101 | 0.37132 | 0.38164 | 0.39195 | 0.40227 | 0.41258 | 0.42289 | 0.43321 | 0.44352 | 0.45384 | 0.46415 | 0.47447 | 0.48478 | 0.4951 | 0.50541 | 0.51573 | 0.52604 | 0.53635 | 0.54667 | 0.55698 | 0.5673 | 0.57761 | 0.58793 | 0.59824 | 0.60856 | 0.61887 | 0.62918 | 0.6395 | 0.64981 | 0.66013 | 0.67044 | 0.68076 | 0.69107 | 0.70139 | 0.7117 | 0.72202 | 0.73233 | 0.74264 | 0.75296 | 0.76327 | 0.77359
51dF | 1a WRMP24. Smart Showers.AWSRTS | WEF 1a.AWSRTS | Retrofitting indoor water efficiency devices | Customer Options | N | Least Cost | AWSRTS | Ml/d | 2 | Gains in Water Available For Use / Savings in Demand under the selected programme (Ml/d) input as +ve 2019-20: 0; Gains in Water Available For Use / Savings in Demand under the selected programme (Ml/d) input as +ve 2020-21: 0; Gains in Water Available For Use / Savings in Demand under the selected programme (Ml/d) input as +ve 2021-22: 0; Gains in Water Available For Use / Savings in Demand under the selected programme (Ml/d) input as +ve 2022-23: 0; Gains in Water Available For Use / Savings in Demand under the selected programme (Ml/d) input as +ve 2023-24: 0; Gains in Water Available For Use / Savings in Demand under the selected programme (Ml/d) input as +ve 2024-25: 0; Gains in Water Available For Use / Savings in Demand under the selected programme (Ml/d) input as +ve 2025-26: 0.00093386; Gains in Water Available For Use / Savings in Demand under the selected programme (Ml/d) input as +ve 2026-27: 0.013695; Gains in Water Available For Use / Savings in Demand under the selected programme (Ml/d) input as +ve 2027-28: 0.035083; Gains in Water Available For Use / Savings in Demand under the selected programme (Ml/d) input as +ve 2028-29: 0.061758; Gains in Water Available For Use / Savings in Demand under the selected programme (Ml/d) input as +ve 2029-30: 0.087934; Gains in Water Available For Use / Savings in Demand under the selected programme (Ml/d) input as +ve 2030-31: 0.11349; Gains in Water Available For Use / Savings in Demand under the selected programme (Ml/d) input as +ve 2031-32: 0.13017; Gains in Water Available For Use / Savings in Demand under the selected programme (Ml/d) input as +ve 2032-33: 0.14038; Gains in Water Available For Use / Savings in Demand under the selected programme (Ml/d) input as +ve 2033-34: 0.14665; Gains in Water Available For Use / Savings in Demand under the selected programme (Ml/d) input as +ve 2034-35: 0.15337; Gains in Water Available For Use / Savings in Demand under the selected programme (Ml/d) input as +ve 2035-36: 0.16009; Gains in Water Available For Use / Savings in Demand under the selected programme (Ml/d) input as +ve 2036-37: 0.16683; Gains in Water Available For Use / Savings in Demand under the selected programme (Ml/d) input as +ve 2037-38: 0.17358; Gains in Water Available For Use / Savings in Demand under the selected programme (Ml/d) input as +ve 2038-39: 0.18034; Gains in Water Available For Use / Savings in Demand under the selected programme (Ml/d) input as +ve 2039-40: 0.18714; Gains in Water Available For Use / Savings in Demand under the selected programme (Ml/d) input as +ve 2040-41: 0.19396; Gains in Water Available For Use / Savings in Demand under the selected programme (Ml/d) input as +ve 2041-42: 0.20083; Gains in Water Available For Use / Savings in Demand under the selected programme (Ml/d) input as +ve 2042-43: 0.20773; Gains in Water Available For Use / Savings in Demand under the selected programme (Ml/d) input as +ve 2043-44: 0.21467; Gains in Water Available For Use / Savings in Demand under the selected programme (Ml/d) input as +ve 2044-45: 0.22165; Gains in Water Available For Use / Savings in Demand under the selected programme (Ml/d) input as +ve 2045-46: 0.22868; Gains in Water Available For Use / Savings in Demand under the selected programme (Ml/d) input as +ve 2046-47: 0.23577; Gains in Water Available For Use / Savings in Demand under the selected programme (Ml/d) input as +ve 2047-48: 0.24291; Gains in Water Available For Use / Savings in Demand under the selected programme (Ml/d) input as +ve 2048-49: 0.2501; Gains in Water Available For Use / Savings in Demand under the selected programme (Ml/d) input as +ve 2049-50: 0.25734
51dF | 1a WRMP24. Smart Showers.AWSRTS | WEF 1a.AWSRTS | Retrofitting indoor water efficiency devices | Customer Options | N | Ofwat Core | AWSRTS | Ml/d | 2 | Gains in Water Available For Use / Savings in Demand under the selected programme (Ml/d) input as +ve 2019-20: 0; Gains in Water Available For Use / Savings in Demand under the selected programme (Ml/d) input as +ve 2020-21: 0; Gains in Water Available For Use / Savings in Demand under the selected programme (Ml/d) input as +ve 2021-22: 0; Gains in Water Available For Use / Savings in Demand under the selected programme (Ml/d) input as +ve 2022-23: 0; Gains in Water Available For Use / Savings in Demand under the selected programme (Ml/d) input as +ve 2023-24: 0; Gains in Water Available For Use / Savings in Demand under the selected programme (Ml/d) input as +ve 2024-25: 0; Gains in Water Available For Use / Savings in Demand under the selected programme (Ml/d) input as +ve 2025-26: 0.00093386; Gains in Water Available For Use / Savings in Demand under the selected programme (Ml/d) input as +ve 2026-27: 0.013695; Gains in Water Available For Use / Savings in Demand under the selected programme (Ml/d) input as +ve 2027-28: 0.035083; Gains in Water Available For Use / Savings in Demand under the selected programme (Ml/d) input as +ve 2028-29: 0.061758; Gains in Water Available For Use / Savings in Demand under the selected programme (Ml/d) input as +ve 2029-30: 0.087934; Gains in Water Available For Use / Savings in Demand under the selected programme (Ml/d) input as +ve 2030-31: 0.11349; Gains in Water Available For Use / Savings in Demand under the selected programme (Ml/d) input as +ve 2031-32: 0.13017; Gains in Water Available For Use / Savings in Demand under the selected programme (Ml/d) input as +ve 2032-33: 0.14038; Gains in Water Available For Use / Savings in Demand under the selected programme (Ml/d) input as +ve 2033-34: 0.14665; Gains in Water Available For Use / Savings in Demand under the selected programme (Ml/d) input as +ve 2034-35: 0.15337; Gains in Water Available For Use / Savings in Demand under the selected programme (Ml/d) input as +ve 2035-36: 0.16009; Gains in Water Available For Use / Savings in Demand under the selected programme (Ml/d) input as +ve 2036-37: 0.16683; Gains in Water Available For Use / Savings in Demand under the selected programme (Ml/d) input as +ve 2037-38: 0.17358; Gains in Water Available For Use / Savings in Demand under the selected programme (Ml/d) input as +ve 2038-39: 0.18034; Gains in Water Available For Use / Savings in Demand under the selected programme (Ml/d) input as +ve 2039-40: 0.18714; Gains in Water Available For Use / Savings in Demand under the selected programme (Ml/d) input as +ve 2040-41: 0.19396; Gains in Water Available For Use / Savings in Demand under the selected programme (Ml/d) input as +ve 2041-42: 0.20083; Gains in Water Available For Use / Savings in Demand under the selected programme (Ml/d) input as +ve 2042-43: 0.20773; Gains in Water Available For Use / Savings in Demand under the selected programme (Ml/d) input as +ve 2043-44: 0.21467; Gains in Water Available For Use / Savings in Demand under the selected programme (Ml/d) input as +ve 2044-45: 0.22165; Gains in Water Available For Use / Savings in Demand under the selected programme (Ml/d) input as +ve 2045-46: 0.22868; Gains in Water Available For Use / Savings in Demand under the selected programme (Ml/d) input as +ve 2046-47: 0.23577; Gains in Water Available For Use / Savings in Demand under the selected programme (Ml/d) input as +ve 2047-48: 0.24291; Gains in Water Available For Use / Savings in Demand under the selected programme (Ml/d) input as +ve 2048-49: 0.2501; Gains in Water Available For Use / Savings in Demand under the selected programme (Ml/d) input as +ve 2049-50: 0.25734
51dP | 1a WRMP24. Smart Showers.AWSRTS | WEF 1a.AWSRTS | Retrofitting indoor water efficiency devices | Customer Options | N | Preferred | AWSRTS | Ml/d | 2 | Gains in Water Available For Use / Savings in Demand under the selected programme (Ml/d) input as +ve 2019-20: 0; Gains in Water Available For Use / Savings in Demand under the selected programme (Ml/d) input as +ve 2020-21: 0; Gains in Water Available For Use / Savings in Demand under the selected programme (Ml/d) input as +ve 2021-22: 0; Gains in Water Available For Use / Savings in Demand under the selected programme (Ml/d) input as +ve 2022-23: 0; Gains in Water Available For Use / Savings in Demand under the selected programme (Ml/d) input as +ve 2023-24: 0; Gains in Water Available For Use / Savings in Demand under the selected programme (Ml/d) input as +ve 2024-25: 0; Gains in Water Available For Use / Savings in Demand under the selected programme (Ml/d) input as +ve 2025-26: 0.00093386; Gains in Water Available For Use / Savings in Demand under the selected programme (Ml/d) input as +ve 2026-27: 0.013695; Gains in Water Available For Use / Savings in Demand under the selected programme (Ml/d) input as +ve 2027-28: 0.035083; Gains in Water Available For Use / Savings in Demand under the selected programme (Ml/d) input as +ve 2028-29: 0.061758; Gains in Water Available For Use / Savings in Demand under the selected programme (Ml/d) input as +ve 2029-30: 0.087934; Gains in Water Available For Use / Savings in Demand under the selected programme (Ml/d) input as +ve 2030-31: 0.11349; Gains in Water Available For Use / Savings in Demand under the selected programme (Ml/d) input as +ve 2031-32: 0.13017; Gains in Water Available For Use / Savings in Demand under the selected programme (Ml/d) input as +ve 2032-33: 0.14038; Gains in Water Available For Use / Savings in Demand under the selected programme (Ml/d) input as +ve 2033-34: 0.14665; Gains in Water Available For Use / Savings in Demand under the selected programme (Ml/d) input as +ve 2034-35: 0.15337; Gains in Water Available For Use / Savings in Demand under the selected programme (Ml/d) input as +ve 2035-36: 0.16009; Gains in Water Available For Use / Savings in Demand under the selected programme (Ml/d) input as +ve 2036-37: 0.16683; Gains in Water Available For Use / Savings in Demand under the selected programme (Ml/d) input as +ve 2037-38: 0.17358; Gains in Water Available For Use / Savings in Demand under the selected programme (Ml/d) input as +ve 2038-39: 0.18034; Gains in Water Available For Use / Savings in Demand under the selected programme (Ml/d) input as +ve 2039-40: 0.18714; Gains in Water Available For Use / Savings in Demand under the selected programme (Ml/d) input as +ve 2040-41: 0.19396; Gains in Water Available For Use / Savings in Demand under the selected programme (Ml/d) input as +ve 2041-42: 0.20083; Gains in Water Available For Use / Savings in Demand under the selected programme (Ml/d) input as +ve 2042-43: 0.20773; Gains in Water Available For Use / Savings in Demand under the selected programme (Ml/d) input as +ve 2043-44: 0.21467; Gains in Water Available For Use / Savings in Demand under the selected programme (Ml/d) input as +ve 2044-45: 0.22165; Gains in Water Available For Use / Savings in Demand under the selected programme (Ml/d) input as +ve 2045-46: 0.22868; Gains in Water Available For Use / Savings in Demand under the selected programme (Ml/d) input as +ve 2046-47: 0.23577; Gains in Water Available For Use / Savings in Demand under the selected programme (Ml/d) input as +ve 2047-48: 0.24291; Gains in Water Available For Use / Savings in Demand under the selected programme (Ml/d) input as +ve 2048-49: 0.2501; Gains in Water Available For Use / Savings in Demand under the selected programme (Ml/d) input as +ve 2049-50: 0.25734
51dF | 2c WRMP24. Garden Advice.AWSRTS | WEF 2c.AWSRTS | Water efficiency customer education / awareness | Customer Options | N | Least Cost | AWSRTS | Ml/d | 2 | Gains in Water Available For Use / Savings in Demand under the selected programme (Ml/d) input as +ve 2019-20: 0; Gains in Water Available For Use / Savings in Demand under the selected programme (Ml/d) input as +ve 2020-21: 0; Gains in Water Available For Use / Savings in Demand under the selected programme (Ml/d) input as +ve 2021-22: 0; Gains in Water Available For Use / Savings in Demand under the selected programme (Ml/d) input as +ve 2022-23: 0; Gains in Water Available For Use / Savings in Demand under the selected programme (Ml/d) input as +ve 2023-24: 0; Gains in Water Available For Use / Savings in Demand under the selected programme (Ml/d) input as +ve 2024-25: 0; Gains in Water Available For Use / Savings in Demand under the selected programme (Ml/d) input as +ve 2025-26: 0.006159; Gains in Water Available For Use / Savings in Demand under the selected programme (Ml/d) input as +ve 2026-27: 0.012286; Gains in Water Available For Use / Savings in Demand under the selected programme (Ml/d) input as +ve 2027-28: 0.018401; Gains in Water Available For Use / Savings in Demand under the selected programme (Ml/d) input as +ve 2028-29: 0.024529; Gains in Water Available For Use / Savings in Demand under the selected programme (Ml/d) input as +ve 2029-30: 0.030677; Gains in Water Available For Use / Savings in Demand under the selected programme (Ml/d) input as +ve 2030-31: 0.036842; Gains in Water Available For Use / Savings in Demand under the selected programme (Ml/d) input as +ve 2031-32: 0.04302; Gains in Water Available For Use / Savings in Demand under the selected programme (Ml/d) input as +ve 2032-33: 0.049212; Gains in Water Available For Use / Savings in Demand under the selected programme (Ml/d) input as +ve 2033-34: 0.055416; Gains in Water Available For Use / Savings in Demand under the selected programme (Ml/d) input as +ve 2034-35: 0.061633; Gains in Water Available For Use / Savings in Demand under the selected programme (Ml/d) input as +ve 2035-36: 0.067865; Gains in Water Available For Use / Savings in Demand under the selected programme (Ml/d) input as +ve 2036-37: 0.074109; Gains in Water Available For Use / Savings in Demand under the selected programme (Ml/d) input as +ve 2037-38: 0.080366; Gains in Water Available For Use / Savings in Demand under the selected programme (Ml/d) input as +ve 2038-39: 0.086637; Gains in Water Available For Use / Savings in Demand under the selected programme (Ml/d) input as +ve 2039-40: 0.092924; Gains in Water Available For Use / Savings in Demand under the selected programme (Ml/d) input as +ve 2040-41: 0.099228; Gains in Water Available For Use / Savings in Demand under the selected programme (Ml/d) input as +ve 2041-42: 0.10555; Gains in Water Available For Use / Savings in Demand under the selected programme (Ml/d) input as +ve 2042-43: 0.11189; Gains in Water Available For Use / Savings in Demand under the selected programme (Ml/d) input as +ve 2043-44: 0.11825; Gains in Water Available For Use / Savings in Demand under the selected programme (Ml/d) input as +ve 2044-45: 0.12463; Gains in Water Available For Use / Savings in Demand under the selected programme (Ml/d) input as +ve 2045-46: 0.13103; Gains in Water Available For Use / Savings in Demand under the selected programme (Ml/d) input as +ve 2046-47: 0.13746; Gains in Water Available For Use / Savings in Demand under the selected programme (Ml/d) input as +ve 2047-48: 0.14391; Gains in Water Available For Use / Savings in Demand under the selected programme (Ml/d) input as +ve 2048-49: 0.1504; Gains in Water Available For Use / Savings in Demand under the selected programme (Ml/d) input as +ve 2049-50: 0.1569
51dF | 2c WRMP24. Garden Advice.AWSRTS | WEF 2c.AWSRTS | Water efficiency customer education / awareness | Customer Options | N | Ofwat Core | AWSRTS | Ml/d | 2 | Gains in Water Available For Use / Savings in Demand under the selected programme (Ml/d) input as +ve 2019-20: 0; Gains in Water Available For Use / Savings in Demand under the selected programme (Ml/d) input as +ve 2020-21: 0; Gains in Water Available For Use / Savings in Demand under the selected programme (Ml/d) input as +ve 2021-22: 0; Gains in Water Available For Use / Savings in Demand under the selected programme (Ml/d) input as +ve 2022-23: 0; Gains in Water Available For Use / Savings in Demand under the selected programme (Ml/d) input as +ve 2023-24: 0; Gains in Water Available For Use / Savings in Demand under the selected programme (Ml/d) input as +ve 2024-25: 0; Gains in Water Available For Use / Savings in Demand under the selected programme (Ml/d) input as +ve 2025-26: 0.006159; Gains in Water Available For Use / Savings in Demand under the selected programme (Ml/d) input as +ve 2026-27: 0.012286; Gains in Water Available For Use / Savings in Demand under the selected programme (Ml/d) input as +ve 2027-28: 0.018401; Gains in Water Available For Use / Savings in Demand under the selected programme (Ml/d) input as +ve 2028-29: 0.024529; Gains in Water Available For Use / Savings in Demand under the selected programme (Ml/d) input as +ve 2029-30: 0.030677; Gains in Water Available For Use / Savings in Demand under the selected programme (Ml/d) input as +ve 2030-31: 0.036842; Gains in Water Available For Use / Savings in Demand under the selected programme (Ml/d) input as +ve 2031-32: 0.04302; Gains in Water Available For Use / Savings in Demand under the selected programme (Ml/d) input as +ve 2032-33: 0.049212; Gains in Water Available For Use / Savings in Demand under the selected programme (Ml/d) input as +ve 2033-34: 0.055416; Gains in Water Available For Use / Savings in Demand under the selected programme (Ml/d) input as +ve 2034-35: 0.061633; Gains in Water Available For Use / Savings in Demand under the selected programme (Ml/d) input as +ve 2035-36: 0.067865; Gains in Water Available For Use / Savings in Demand under the selected programme (Ml/d) input as +ve 2036-37: 0.074109; Gains in Water Available For Use / Savings in Demand under the selected programme (Ml/d) input as +ve 2037-38: 0.080366; Gains in Water Available For Use / Savings in Demand under the selected programme (Ml/d) input as +ve 2038-39: 0.086637; Gains in Water Available For Use / Savings in Demand under the selected programme (Ml/d) input as +ve 2039-40: 0.092924; Gains in Water Available For Use / Savings in Demand under the selected programme (Ml/d) input as +ve 2040-41: 0.099228; Gains in Water Available For Use / Savings in Demand under the selected programme (Ml/d) input as +ve 2041-42: 0.10555; Gains in Water Available For Use / Savings in Demand under the selected programme (Ml/d) input as +ve 2042-43: 0.11189; Gains in Water Available For Use / Savings in Demand under the selected programme (Ml/d) input as +ve 2043-44: 0.11825; Gains in Water Available For Use / Savings in Demand under the selected programme (Ml/d) input as +ve 2044-45: 0.12463; Gains in Water Available For Use / Savings in Demand under the selected programme (Ml/d) input as +ve 2045-46: 0.13103; Gains in Water Available For Use / Savings in Demand under the selected programme (Ml/d) input as +ve 2046-47: 0.13746; Gains in Water Available For Use / Savings in Demand under the selected programme (Ml/d) input as +ve 2047-48: 0.14391; Gains in Water Available For Use / Savings in Demand under the selected programme (Ml/d) input as +ve 2048-49: 0.1504; Gains in Water Available For Use / Savings in Demand under the selected programme (Ml/d) input as +ve 2049-50: 0.1569
51dP | 2c WRMP24. Garden Advice.AWSRTS | WEF 2c.AWSRTS | Water efficiency customer education / awareness | Customer Options | N | Preferred | AWSRTS | Ml/d | 2 | Gains in Water Available For Use / Savings in Demand under the selected programme (Ml/d) input as +ve 2019-20: 0; Gains in Water Available For Use / Savings in Demand under the selected programme (Ml/d) input as +ve 2020-21: 0; Gains in Water Available For Use / Savings in Demand under the selected programme (Ml/d) input as +ve 2021-22: 0; Gains in Water Available For Use / Savings in Demand under the selected programme (Ml/d) input as +ve 2022-23: 0; Gains in Water Available For Use / Savings in Demand under the selected programme (Ml/d) input as +ve 2023-24: 0; Gains in Water Available For Use / Savings in Demand under the selected programme (Ml/d) input as +ve 2024-25: 0; Gains in Water Available For Use / Savings in Demand under the selected programme (Ml/d) input as +ve 2025-26: 0.006159; Gains in Water Available For Use / Savings in Demand under the selected programme (Ml/d) input as +ve 2026-27: 0.012286; Gains in Water Available For Use / Savings in Demand under the selected programme (Ml/d) input as +ve 2027-28: 0.018401; Gains in Water Available For Use / Savings in Demand under the selected programme (Ml/d) input as +ve 2028-29: 0.024529; Gains in Water Available For Use / Savings in Demand under the selected programme (Ml/d) input as +ve 2029-30: 0.030677; Gains in Water Available For Use / Savings in Demand under the selected programme (Ml/d) input as +ve 2030-31: 0.036842; Gains in Water Available For Use / Savings in Demand under the selected programme (Ml/d) input as +ve 2031-32: 0.04302; Gains in Water Available For Use / Savings in Demand under the selected programme (Ml/d) input as +ve 2032-33: 0.049212; Gains in Water Available For Use / Savings in Demand under the selected programme (Ml/d) input as +ve 2033-34: 0.055416; Gains in Water Available For Use / Savings in Demand under the selected programme (Ml/d) input as +ve 2034-35: 0.061633; Gains in Water Available For Use / Savings in Demand under the selected programme (Ml/d) input as +ve 2035-36: 0.067865; Gains in Water Available For Use / Savings in Demand under the selected programme (Ml/d) input as +ve 2036-37: 0.074109; Gains in Water Available For Use / Savings in Demand under the selected programme (Ml/d) input as +ve 2037-38: 0.080366; Gains in Water Available For Use / Savings in Demand under the selected programme (Ml/d) input as +ve 2038-39: 0.086637; Gains in Water Available For Use / Savings in Demand under the selected programme (Ml/d) input as +ve 2039-40: 0.092924; Gains in Water Available For Use / Savings in Demand under the selected programme (Ml/d) input as +ve 2040-41: 0.099228; Gains in Water Available For Use / Savings in Demand under the selected programme (Ml/d) input as +ve 2041-42: 0.10555; Gains in Water Available For Use / Savings in Demand under the selected programme (Ml/d) input as +ve 2042-43: 0.11189; Gains in Water Available For Use / Savings in Demand under the selected programme (Ml/d) input as +ve 2043-44: 0.11825; Gains in Water Available For Use / Savings in Demand under the selected programme (Ml/d) input as +ve 2044-45: 0.12463; Gains in Water Available For Use / Savings in Demand under the selected programme (Ml/d) input as +ve 2045-46: 0.13103; Gains in Water Available For Use / Savings in Demand under the selected programme (Ml/d) input as +ve 2046-47: 0.13746; Gains in Water Available For Use / Savings in Demand under the selected programme (Ml/d) input as +ve 2047-48: 0.14391; Gains in Water Available For Use / Savings in Demand under the selected programme (Ml/d) input as +ve 2048-49: 0.1504; Gains in Water Available For Use / Savings in Demand under the selected programme (Ml/d) input as +ve 2049-50: 0.1569
51dF | 3a WRMP24. Community Reward.AWSRTS | WEF 3a.AWSRTS | Water efficiency customer education / awareness | Customer Options | N | Least Cost | AWSRTS | Ml/d | 2 | Gains in Water Available For Use / Savings in Demand under the selected programme (Ml/d) input as +ve 2019-20: 0; Gains in Water Available For Use / Savings in Demand under the selected programme (Ml/d) input as +ve 2020-21: 0; Gains in Water Available For Use / Savings in Demand under the selected programme (Ml/d) input as +ve 2021-22: 0; Gains in Water Available For Use / Savings in Demand under the selected programme (Ml/d) input as +ve 2022-23: 0; Gains in Water Available For Use / Savings in Demand under the selected programme (Ml/d) input as +ve 2023-24: 0; Gains in Water Available For Use / Savings in Demand under the selected programme (Ml/d) input as +ve 2024-25: 0; Gains in Water Available For Use / Savings in Demand under the selected programme (Ml/d) input as +ve 2025-26: 0.00030741; Gains in Water Available For Use / Savings in Demand under the selected programme (Ml/d) input as +ve 2026-27: 0.0045343; Gains in Water Available For Use / Savings in Demand under the selected programme (Ml/d) input as +ve 2027-28: 0.011619; Gains in Water Available For Use / Savings in Demand under the selected programme (Ml/d) input as +ve 2028-29: 0.020403; Gains in Water Available For Use / Savings in Demand under the selected programme (Ml/d) input as +ve 2029-30: 0.02888; Gains in Water Available For Use / Savings in Demand under the selected programme (Ml/d) input as +ve 2030-31: 0.037294; Gains in Water Available For Use / Savings in Demand under the selected programme (Ml/d) input as +ve 2031-32: 0.045645; Gains in Water Available For Use / Savings in Demand under the selected programme (Ml/d) input as +ve 2032-33: 0.053964; Gains in Water Available For Use / Savings in Demand under the selected programme (Ml/d) input as +ve 2033-34: 0.062252; Gains in Water Available For Use / Savings in Demand under the selected programme (Ml/d) input as +ve 2034-35: 0.070512; Gains in Water Available For Use / Savings in Demand under the selected programme (Ml/d) input as +ve 2035-36: 0.078749; Gains in Water Available For Use / Savings in Demand under the selected programme (Ml/d) input as +ve 2036-37: 0.086964; Gains in Water Available For Use / Savings in Demand under the selected programme (Ml/d) input as +ve 2037-38: 0.095163; Gains in Water Available For Use / Savings in Demand under the selected programme (Ml/d) input as +ve 2038-39: 0.10335; Gains in Water Available For Use / Savings in Demand under the selected programme (Ml/d) input as +ve 2039-40: 0.11156; Gains in Water Available For Use / Savings in Demand under the selected programme (Ml/d) input as +ve 2040-41: 0.11958; Gains in Water Available For Use / Savings in Demand under the selected programme (Ml/d) input as +ve 2041-42: 0.12506; Gains in Water Available For Use / Savings in Demand under the selected programme (Ml/d) input as +ve 2042-43: 0.12868; Gains in Water Available For Use / Savings in Demand under the selected programme (Ml/d) input as +ve 2043-44: 0.13124; Gains in Water Available For Use / Savings in Demand under the selected programme (Ml/d) input as +ve 2044-45: 0.13409; Gains in Water Available For Use / Savings in Demand under the selected programme (Ml/d) input as +ve 2045-46: 0.13704; Gains in Water Available For Use / Savings in Demand under the selected programme (Ml/d) input as +ve 2046-47: 0.14012; Gains in Water Available For Use / Savings in Demand under the selected programme (Ml/d) input as +ve 2047-48: 0.14328; Gains in Water Available For Use / Savings in Demand under the selected programme (Ml/d) input as +ve 2048-49: 0.14653; Gains in Water Available For Use / Savings in Demand under the selected programme (Ml/d) input as +ve 2049-50: 0.14986
51dF | 3a WRMP24. Community Reward.AWSRTS | WEF 3a.AWSRTS | Water efficiency customer education / awareness | Customer Options | N | Ofwat Core | AWSRTS | Ml/d | 2 | Gains in Water Available For Use / Savings in Demand under the selected programme (Ml/d) input as +ve 2019-20: 0; Gains in Water Available For Use / Savings in Demand under the selected programme (Ml/d) input as +ve 2020-21: 0; Gains in Water Available For Use / Savings in Demand under the selected programme (Ml/d) input as +ve 2021-22: 0; Gains in Water Available For Use / Savings in Demand under the selected programme (Ml/d) input as +ve 2022-23: 0; Gains in Water Available For Use / Savings in Demand under the selected programme (Ml/d) input as +ve 2023-24: 0; Gains in Water Available For Use / Savings in Demand under the selected programme (Ml/d) input as +ve 2024-25: 0; Gains in Water Available For Use / Savings in Demand under the selected programme (Ml/d) input as +ve 2025-26: 0.00030741; Gains in Water Available For Use / Savings in Demand under the selected programme (Ml/d) input as +ve 2026-27: 0.0045343; Gains in Water Available For Use / Savings in Demand under the selected programme (Ml/d) input as +ve 2027-28: 0.011619; Gains in Water Available For Use / Savings in Demand under the selected programme (Ml/d) input as +ve 2028-29: 0.020403; Gains in Water Available For Use / Savings in Demand under the selected programme (Ml/d) input as +ve 2029-30: 0.02888; Gains in Water Available For Use / Savings in Demand under the selected programme (Ml/d) input as +ve 2030-31: 0.037294; Gains in Water Available For Use / Savings in Demand under the selected programme (Ml/d) input as +ve 2031-32: 0.045645; Gains in Water Available For Use / Savings in Demand under the selected programme (Ml/d) input as +ve 2032-33: 0.053964; Gains in Water Available For Use / Savings in Demand under the selected programme (Ml/d) input as +ve 2033-34: 0.062252; Gains in Water Available For Use / Savings in Demand under the selected programme (Ml/d) input as +ve 2034-35: 0.070512; Gains in Water Available For Use / Savings in Demand under the selected programme (Ml/d) input as +ve 2035-36: 0.078749; Gains in Water Available For Use / Savings in Demand under the selected programme (Ml/d) input as +ve 2036-37: 0.086964; Gains in Water Available For Use / Savings in Demand under the selected programme (Ml/d) input as +ve 2037-38: 0.095163; Gains in Water Available For Use / Savings in Demand under the selected programme (Ml/d) input as +ve 2038-39: 0.10335; Gains in Water Available For Use / Savings in Demand under the selected programme (Ml/d) input as +ve 2039-40: 0.11156; Gains in Water Available For Use / Savings in Demand under the selected programme (Ml/d) input as +ve 2040-41: 0.11958; Gains in Water Available For Use / Savings in Demand under the selected programme (Ml/d) input as +ve 2041-42: 0.12506; Gains in Water Available For Use / Savings in Demand under the selected programme (Ml/d) input as +ve 2042-43: 0.12868; Gains in Water Available For Use / Savings in Demand under the selected programme (Ml/d) input as +ve 2043-44: 0.13124; Gains in Water Available For Use / Savings in Demand under the selected programme (Ml/d) input as +ve 2044-45: 0.13409; Gains in Water Available For Use / Savings in Demand under the selected programme (Ml/d) input as +ve 2045-46: 0.13704; Gains in Water Available For Use / Savings in Demand under the selected programme (Ml/d) input as +ve 2046-47: 0.14012; Gains in Water Available For Use / Savings in Demand under the selected programme (Ml/d) input as +ve 2047-48: 0.14328; Gains in Water Available For Use / Savings in Demand under the selected programme (Ml/d) input as +ve 2048-49: 0.14653; Gains in Water Available For Use / Savings in Demand under the selected programme (Ml/d) input as +ve 2049-50: 0.14986
51dP | 3a WRMP24. Community Reward.AWSRTS | WEF 3a.AWSRTS | Water efficiency customer education / awareness | Customer Options | N | Preferred | AWSRTS | Ml/d | 2 | Gains in Water Available For Use / Savings in Demand under the selected programme (Ml/d) input as +ve 2019-20: 0; Gains in Water Available For Use / Savings in Demand under the selected programme (Ml/d) input as +ve 2020-21: 0; Gains in Water Available For Use / Savings in Demand under the selected programme (Ml/d) input as +ve 2021-22: 0; Gains in Water Available For Use / Savings in Demand under the selected programme (Ml/d) input as +ve 2022-23: 0; Gains in Water Available For Use / Savings in Demand under the selected programme (Ml/d) input as +ve 2023-24: 0; Gains in Water Available For Use / Savings in Demand under the selected programme (Ml/d) input as +ve 2024-25: 0; Gains in Water Available For Use / Savings in Demand under the selected programme (Ml/d) input as +ve 2025-26: 0.00030741; Gains in Water Available For Use / Savings in Demand under the selected programme (Ml/d) input as +ve 2026-27: 0.0045343; Gains in Water Available For Use / Savings in Demand under the selected programme (Ml/d) input as +ve 2027-28: 0.011619; Gains in Water Available For Use / Savings in Demand under the selected programme (Ml/d) input as +ve 2028-29: 0.020403; Gains in Water Available For Use / Savings in Demand under the selected programme (Ml/d) input as +ve 2029-30: 0.02888; Gains in Water Available For Use / Savings in Demand under the selected programme (Ml/d) input as +ve 2030-31: 0.037294; Gains in Water Available For Use / Savings in Demand under the selected programme (Ml/d) input as +ve 2031-32: 0.045645; Gains in Water Available For Use / Savings in Demand under the selected programme (Ml/d) input as +ve 2032-33: 0.053964; Gains in Water Available For Use / Savings in Demand under the selected programme (Ml/d) input as +ve 2033-34: 0.062252; Gains in Water Available For Use / Savings in Demand under the selected programme (Ml/d) input as +ve 2034-35: 0.070512; Gains in Water Available For Use / Savings in Demand under the selected programme (Ml/d) input as +ve 2035-36: 0.078749; Gains in Water Available For Use / Savings in Demand under the selected programme (Ml/d) input as +ve 2036-37: 0.086964; Gains in Water Available For Use / Savings in Demand under the selected programme (Ml/d) input as +ve 2037-38: 0.095163; Gains in Water Available For Use / Savings in Demand under the selected programme (Ml/d) input as +ve 2038-39: 0.10335; Gains in Water Available For Use / Savings in Demand under the selected programme (Ml/d) input as +ve 2039-40: 0.11156; Gains in Water Available For Use / Savings in Demand under the selected programme (Ml/d) input as +ve 2040-41: 0.11958; Gains in Water Available For Use / Savings in Demand under the selected programme (Ml/d) input as +ve 2041-42: 0.12506; Gains in Water Available For Use / Savings in Demand under the selected programme (Ml/d) input as +ve 2042-43: 0.12868; Gains in Water Available For Use / Savings in Demand under the selected programme (Ml/d) input as +ve 2043-44: 0.13124; Gains in Water Available For Use / Savings in Demand under the selected programme (Ml/d) input as +ve 2044-45: 0.13409; Gains in Water Available For Use / Savings in Demand under the selected programme (Ml/d) input as +ve 2045-46: 0.13704; Gains in Water Available For Use / Savings in Demand under the selected programme (Ml/d) input as +ve 2046-47: 0.14012; Gains in Water Available For Use / Savings in Demand under the selected programme (Ml/d) input as +ve 2047-48: 0.14328; Gains in Water Available For Use / Savings in Demand under the selected programme (Ml/d) input as +ve 2048-49: 0.14653; Gains in Water Available For Use / Savings in Demand under the selected programme (Ml/d) input as +ve 2049-50: 0.14986
51dF | 4a WRMP24. PL Uplift - Vulnerable Customers.AWSRTS | WEF 4a.AWSRTS | Other water efficiency | Customer Options | N | Least Cost | AWSRTS | Ml/d | 2 | Gains in Water Available For Use / Savings in Demand under the selected programme (Ml/d) input as +ve 2019-20: 0; Gains in Water Available For Use / Savings in Demand under the selected programme (Ml/d) input as +ve 2020-21: 0; Gains in Water Available For Use / Savings in Demand under the selected programme (Ml/d) input as +ve 2021-22: 0; Gains in Water Available For Use / Savings in Demand under the selected programme (Ml/d) input as +ve 2022-23: 0; Gains in Water Available For Use / Savings in Demand under the selected programme (Ml/d) input as +ve 2023-24: 0; Gains in Water Available For Use / Savings in Demand under the selected programme (Ml/d) input as +ve 2024-25: 0; Gains in Water Available For Use / Savings in Demand under the selected programme (Ml/d) input as +ve 2025-26: 0.00065137; Gains in Water Available For Use / Savings in Demand under the selected programme (Ml/d) input as +ve 2026-27: 0.012819; Gains in Water Available For Use / Savings in Demand under the selected programme (Ml/d) input as +ve 2027-28: 0.02963; Gains in Water Available For Use / Savings in Demand under the selected programme (Ml/d) input as +ve 2028-29: 0.048303; Gains in Water Available For Use / Savings in Demand under the selected programme (Ml/d) input as +ve 2029-30: 0.059935; Gains in Water Available For Use / Savings in Demand under the selected programme (Ml/d) input as +ve 2030-31: 0.068696; Gains in Water Available For Use / Savings in Demand under the selected programme (Ml/d) input as +ve 2031-32: 0.077672; Gains in Water Available For Use / Savings in Demand under the selected programme (Ml/d) input as +ve 2032-33: 0.078982; Gains in Water Available For Use / Savings in Demand under the selected programme (Ml/d) input as +ve 2033-34: 0.080233; Gains in Water Available For Use / Savings in Demand under the selected programme (Ml/d) input as +ve 2034-35: 0.08142; Gains in Water Available For Use / Savings in Demand under the selected programme (Ml/d) input as +ve 2035-36: 0.082635; Gains in Water Available For Use / Savings in Demand under the selected programme (Ml/d) input as +ve 2036-37: 0.083804; Gains in Water Available For Use / Savings in Demand under the selected programme (Ml/d) input as +ve 2037-38: 0.084985; Gains in Water Available For Use / Savings in Demand under the selected programme (Ml/d) input as +ve 2038-39: 0.086173; Gains in Water Available For Use / Savings in Demand under the selected programme (Ml/d) input as +ve 2039-40: 0.087368; Gains in Water Available For Use / Savings in Demand under the selected programme (Ml/d) input as +ve 2040-41: 0.088568; Gains in Water Available For Use / Savings in Demand under the selected programme (Ml/d) input as +ve 2041-42: 0.089779; Gains in Water Available For Use / Savings in Demand under the selected programme (Ml/d) input as +ve 2042-43: 0.091; Gains in Water Available For Use / Savings in Demand under the selected programme (Ml/d) input as +ve 2043-44: 0.092233; Gains in Water Available For Use / Savings in Demand under the selected programme (Ml/d) input as +ve 2044-45: 0.093476; Gains in Water Available For Use / Savings in Demand under the selected programme (Ml/d) input as +ve 2045-46: 0.09467; Gains in Water Available For Use / Savings in Demand under the selected programme (Ml/d) input as +ve 2046-47: 0.095879; Gains in Water Available For Use / Savings in Demand under the selected programme (Ml/d) input as +ve 2047-48: 0.097101; Gains in Water Available For Use / Savings in Demand under the selected programme (Ml/d) input as +ve 2048-49: 0.098338; Gains in Water Available For Use / Savings in Demand under the selected programme (Ml/d) input as +ve 2049-50: 0.099535
51dF | 4a WRMP24. PL Uplift - Vulnerable Customers.AWSRTS | WEF 4a.AWSRTS | Other water efficiency | Customer Options | N | Ofwat Core | AWSRTS | Ml/d | 2 | Gains in Water Available For Use / Savings in Demand under the selected programme (Ml/d) input as +ve 2019-20: 0; Gains in Water Available For Use / Savings in Demand under the selected programme (Ml/d) input as +ve 2020-21: 0; Gains in Water Available For Use / Savings in Demand under the selected programme (Ml/d) input as +ve 2021-22: 0; Gains in Water Available For Use / Savings in Demand under the selected programme (Ml/d) input as +ve 2022-23: 0; Gains in Water Available For Use / Savings in Demand under the selected programme (Ml/d) input as +ve 2023-24: 0; Gains in Water Available For Use / Savings in Demand under the selected programme (Ml/d) input as +ve 2024-25: 0; Gains in Water Available For Use / Savings in Demand under the selected programme (Ml/d) input as +ve 2025-26: 0.00065137; Gains in Water Available For Use / Savings in Demand under the selected programme (Ml/d) input as +ve 2026-27: 0.012819; Gains in Water Available For Use / Savings in Demand under the selected programme (Ml/d) input as +ve 2027-28: 0.02963; Gains in Water Available For Use / Savings in Demand under the selected programme (Ml/d) input as +ve 2028-29: 0.048303; Gains in Water Available For Use / Savings in Demand under the selected programme (Ml/d) input as +ve 2029-30: 0.059935; Gains in Water Available For Use / Savings in Demand under the selected programme (Ml/d) input as +ve 2030-31: 0.068696; Gains in Water Available For Use / Savings in Demand under the selected programme (Ml/d) input as +ve 2031-32: 0.077672; Gains in Water Available For Use / Savings in Demand under the selected programme (Ml/d) input as +ve 2032-33: 0.078982; Gains in Water Available For Use / Savings in Demand under the selected programme (Ml/d) input as +ve 2033-34: 0.080233; Gains in Water Available For Use / Savings in Demand under the selected programme (Ml/d) input as +ve 2034-35: 0.08142; Gains in Water Available For Use / Savings in Demand under the selected programme (Ml/d) input as +ve 2035-36: 0.082635; Gains in Water Available For Use / Savings in Demand under the selected programme (Ml/d) input as +ve 2036-37: 0.083804; Gains in Water Available For Use / Savings in Demand under the selected programme (Ml/d) input as +ve 2037-38: 0.084985; Gains in Water Available For Use / Savings in Demand under the selected programme (Ml/d) input as +ve 2038-39: 0.086173; Gains in Water Available For Use / Savings in Demand under the selected programme (Ml/d) input as +ve 2039-40: 0.087368; Gains in Water Available For Use / Savings in Demand under the selected programme (Ml/d) input as +ve 2040-41: 0.088568; Gains in Water Available For Use / Savings in Demand under the selected programme (Ml/d) input as +ve 2041-42: 0.089779; Gains in Water Available For Use / Savings in Demand under the selected programme (Ml/d) input as +ve 2042-43: 0.091; Gains in Water Available For Use / Savings in Demand under the selected programme (Ml/d) input as +ve 2043-44: 0.092233; Gains in Water Available For Use / Savings in Demand under the selected programme (Ml/d) input as +ve 2044-45: 0.093476; Gains in Water Available For Use / Savings in Demand under the selected programme (Ml/d) input as +ve 2045-46: 0.09467; Gains in Water Available For Use / Savings in Demand under the selected programme (Ml/d) input as +ve 2046-47: 0.095879; Gains in Water Available For Use / Savings in Demand under the selected programme (Ml/d) input as +ve 2047-48: 0.097101; Gains in Water Available For Use / Savings in Demand under the selected programme (Ml/d) input as +ve 2048-49: 0.098338; Gains in Water Available For Use / Savings in Demand under the selected programme (Ml/d) input as +ve 2049-50: 0.099535
51dP | 4a WRMP24. PL Uplift - Vulnerable Customers.AWSRTS | WEF 4a.AWSRTS | Other water efficiency | Customer Options | N | Preferred | AWSRTS | Ml/d | 2 | Gains in Water Available For Use / Savings in Demand under the selected programme (Ml/d) input as +ve 2019-20: 0; Gains in Water Available For Use / Savings in Demand under the selected programme (Ml/d) input as +ve 2020-21: 0; Gains in Water Available For Use / Savings in Demand under the selected programme (Ml/d) input as +ve 2021-22: 0; Gains in Water Available For Use / Savings in Demand under the selected programme (Ml/d) input as +ve 2022-23: 0; Gains in Water Available For Use / Savings in Demand under the selected programme (Ml/d) input as +ve 2023-24: 0; Gains in Water Available For Use / Savings in Demand under the selected programme (Ml/d) input as +ve 2024-25: 0; Gains in Water Available For Use / Savings in Demand under the selected programme (Ml/d) input as +ve 2025-26: 0.00065137; Gains in Water Available For Use / Savings in Demand under the selected programme (Ml/d) input as +ve 2026-27: 0.012819; Gains in Water Available For Use / Savings in Demand under the selected programme (Ml/d) input as +ve 2027-28: 0.02963; Gains in Water Available For Use / Savings in Demand under the selected programme (Ml/d) input as +ve 2028-29: 0.048303; Gains in Water Available For Use / Savings in Demand under the selected programme (Ml/d) input as +ve 2029-30: 0.059935; Gains in Water Available For Use / Savings in Demand under the selected programme (Ml/d) input as +ve 2030-31: 0.068696; Gains in Water Available For Use / Savings in Demand under the selected programme (Ml/d) input as +ve 2031-32: 0.077672; Gains in Water Available For Use / Savings in Demand under the selected programme (Ml/d) input as +ve 2032-33: 0.078982; Gains in Water Available For Use / Savings in Demand under the selected programme (Ml/d) input as +ve 2033-34: 0.080233; Gains in Water Available For Use / Savings in Demand under the selected programme (Ml/d) input as +ve 2034-35: 0.08142; Gains in Water Available For Use / Savings in Demand under the selected programme (Ml/d) input as +ve 2035-36: 0.082635; Gains in Water Available For Use / Savings in Demand under the selected programme (Ml/d) input as +ve 2036-37: 0.083804; Gains in Water Available For Use / Savings in Demand under the selected programme (Ml/d) input as +ve 2037-38: 0.084985; Gains in Water Available For Use / Savings in Demand under the selected programme (Ml/d) input as +ve 2038-39: 0.086173; Gains in Water Available For Use / Savings in Demand under the selected programme (Ml/d) input as +ve 2039-40: 0.087368; Gains in Water Available For Use / Savings in Demand under the selected programme (Ml/d) input as +ve 2040-41: 0.088568; Gains in Water Available For Use / Savings in Demand under the selected programme (Ml/d) input as +ve 2041-42: 0.089779; Gains in Water Available For Use / Savings in Demand under the selected programme (Ml/d) input as +ve 2042-43: 0.091; Gains in Water Available For Use / Savings in Demand under the selected programme (Ml/d) input as +ve 2043-44: 0.092233; Gains in Water Available For Use / Savings in Demand under the selected programme (Ml/d) input as +ve 2044-45: 0.093476; Gains in Water Available For Use / Savings in Demand under the selected programme (Ml/d) input as +ve 2045-46: 0.09467; Gains in Water Available For Use / Savings in Demand under the selected programme (Ml/d) input as +ve 2046-47: 0.095879; Gains in Water Available For Use / Savings in Demand under the selected programme (Ml/d) input as +ve 2047-48: 0.097101; Gains in Water Available For Use / Savings in Demand under the selected programme (Ml/d) input as +ve 2048-49: 0.098338; Gains in Water Available For Use / Savings in Demand under the selected programme (Ml/d) input as +ve 2049-50: 0.099535
51dF | 4c-PL WRMP24. PL uplift - Non-Vulnerable Customers.AWSRTS | WEF 4c-PL.AWSRTS | Other water efficiency | Customer Options | N | Least Cost | AWSRTS | Ml/d | 2 | Gains in Water Available For Use / Savings in Demand under the selected programme (Ml/d) input as +ve 2019-20: 0; Gains in Water Available For Use / Savings in Demand under the selected programme (Ml/d) input as +ve 2020-21: 0; Gains in Water Available For Use / Savings in Demand under the selected programme (Ml/d) input as +ve 2021-22: 0; Gains in Water Available For Use / Savings in Demand under the selected programme (Ml/d) input as +ve 2022-23: 0; Gains in Water Available For Use / Savings in Demand under the selected programme (Ml/d) input as +ve 2023-24: 0; Gains in Water Available For Use / Savings in Demand under the selected programme (Ml/d) input as +ve 2024-25: 0; Gains in Water Available For Use / Savings in Demand under the selected programme (Ml/d) input as +ve 2025-26: 0.005624; Gains in Water Available For Use / Savings in Demand under the selected programme (Ml/d) input as +ve 2026-27: 0.11068; Gains in Water Available For Use / Savings in Demand under the selected programme (Ml/d) input as +ve 2027-28: 0.25583; Gains in Water Available For Use / Savings in Demand under the selected programme (Ml/d) input as +ve 2028-29: 0.41705; Gains in Water Available For Use / Savings in Demand under the selected programme (Ml/d) input as +ve 2029-30: 0.51748; Gains in Water Available For Use / Savings in Demand under the selected programme (Ml/d) input as +ve 2030-31: 0.59313; Gains in Water Available For Use / Savings in Demand under the selected programme (Ml/d) input as +ve 2031-32: 0.67062; Gains in Water Available For Use / Savings in Demand under the selected programme (Ml/d) input as +ve 2032-33: 0.68193; Gains in Water Available For Use / Savings in Demand under the selected programme (Ml/d) input as +ve 2033-34: 0.69274; Gains in Water Available For Use / Savings in Demand under the selected programme (Ml/d) input as +ve 2034-35: 0.70298; Gains in Water Available For Use / Savings in Demand under the selected programme (Ml/d) input as +ve 2035-36: 0.71347; Gains in Water Available For Use / Savings in Demand under the selected programme (Ml/d) input as +ve 2036-37: 0.72357; Gains in Water Available For Use / Savings in Demand under the selected programme (Ml/d) input as +ve 2037-38: 0.73376; Gains in Water Available For Use / Savings in Demand under the selected programme (Ml/d) input as +ve 2038-39: 0.74402; Gains in Water Available For Use / Savings in Demand under the selected programme (Ml/d) input as +ve 2039-40: 0.75434; Gains in Water Available For Use / Savings in Demand under the selected programme (Ml/d) input as +ve 2040-41: 0.7647; Gains in Water Available For Use / Savings in Demand under the selected programme (Ml/d) input as +ve 2041-42: 0.77516; Gains in Water Available For Use / Savings in Demand under the selected programme (Ml/d) input as +ve 2042-43: 0.7857; Gains in Water Available For Use / Savings in Demand under the selected programme (Ml/d) input as +ve 2043-44: 0.79634; Gains in Water Available For Use / Savings in Demand under the selected programme (Ml/d) input as +ve 2044-45: 0.80708; Gains in Water Available For Use / Savings in Demand under the selected programme (Ml/d) input as +ve 2045-46: 0.81739; Gains in Water Available For Use / Savings in Demand under the selected programme (Ml/d) input as +ve 2046-47: 0.82782; Gains in Water Available For Use / Savings in Demand under the selected programme (Ml/d) input as +ve 2047-48: 0.83838; Gains in Water Available For Use / Savings in Demand under the selected programme (Ml/d) input as +ve 2048-49: 0.84906; Gains in Water Available For Use / Savings in Demand under the selected programme (Ml/d) input as +ve 2049-50: 0.85939
51dF | 4c-PL WRMP24. PL uplift - Non-Vulnerable Customers.AWSRTS | WEF 4c-PL.AWSRTS | Other water efficiency | Customer Options | N | Ofwat Core | AWSRTS | Ml/d | 2 | Gains in Water Available For Use / Savings in Demand under the selected programme (Ml/d) input as +ve 2019-20: 0; Gains in Water Available For Use / Savings in Demand under the selected programme (Ml/d) input as +ve 2020-21: 0; Gains in Water Available For Use / Savings in Demand under the selected programme (Ml/d) input as +ve 2021-22: 0; Gains in Water Available For Use / Savings in Demand under the selected programme (Ml/d) input as +ve 2022-23: 0; Gains in Water Available For Use / Savings in Demand under the selected programme (Ml/d) input as +ve 2023-24: 0; Gains in Water Available For Use / Savings in Demand under the selected programme (Ml/d) input as +ve 2024-25: 0; Gains in Water Available For Use / Savings in Demand under the selected programme (Ml/d) input as +ve 2025-26: 0.005624; Gains in Water Available For Use / Savings in Demand under the selected programme (Ml/d) input as +ve 2026-27: 0.11068; Gains in Water Available For Use / Savings in Demand under the selected programme (Ml/d) input as +ve 2027-28: 0.25583; Gains in Water Available For Use / Savings in Demand under the selected programme (Ml/d) input as +ve 2028-29: 0.41705; Gains in Water Available For Use / Savings in Demand under the selected programme (Ml/d) input as +ve 2029-30: 0.51748; Gains in Water Available For Use / Savings in Demand under the selected programme (Ml/d) input as +ve 2030-31: 0.59313; Gains in Water Available For Use / Savings in Demand under the selected programme (Ml/d) input as +ve 2031-32: 0.67062; Gains in Water Available For Use / Savings in Demand under the selected programme (Ml/d) input as +ve 2032-33: 0.68193; Gains in Water Available For Use / Savings in Demand under the selected programme (Ml/d) input as +ve 2033-34: 0.69274; Gains in Water Available For Use / Savings in Demand under the selected programme (Ml/d) input as +ve 2034-35: 0.70298; Gains in Water Available For Use / Savings in Demand under the selected programme (Ml/d) input as +ve 2035-36: 0.71347; Gains in Water Available For Use / Savings in Demand under the selected programme (Ml/d) input as +ve 2036-37: 0.72357; Gains in Water Available For Use / Savings in Demand under the selected programme (Ml/d) input as +ve 2037-38: 0.73376; Gains in Water Available For Use / Savings in Demand under the selected programme (Ml/d) input as +ve 2038-39: 0.74402; Gains in Water Available For Use / Savings in Demand under the selected programme (Ml/d) input as +ve 2039-40: 0.75434; Gains in Water Available For Use / Savings in Demand under the selected programme (Ml/d) input as +ve 2040-41: 0.7647; Gains in Water Available For Use / Savings in Demand under the selected programme (Ml/d) input as +ve 2041-42: 0.77516; Gains in Water Available For Use / Savings in Demand under the selected programme (Ml/d) input as +ve 2042-43: 0.7857; Gains in Water Available For Use / Savings in Demand under the selected programme (Ml/d) input as +ve 2043-44: 0.79634; Gains in Water Available For Use / Savings in Demand under the selected programme (Ml/d) input as +ve 2044-45: 0.80708; Gains in Water Available For Use / Savings in Demand under the selected programme (Ml/d) input as +ve 2045-46: 0.81739; Gains in Water Available For Use / Savings in Demand under the selected programme (Ml/d) input as +ve 2046-47: 0.82782; Gains in Water Available For Use / Savings in Demand under the selected programme (Ml/d) input as +ve 2047-48: 0.83838; Gains in Water Available For Use / Savings in Demand under the selected programme (Ml/d) input as +ve 2048-49: 0.84906; Gains in Water Available For Use / Savings in Demand under the selected programme (Ml/d) input as +ve 2049-50: 0.85939
51dP | 4c-PL WRMP24. PL uplift - Non-Vulnerable Customers.AWSRTS | WEF 4c-PL.AWSRTS | Other water efficiency | Customer Options | N | Preferred | AWSRTS | Ml/d | 2 | Gains in Water Available For Use / Savings in Demand under the selected programme (Ml/d) input as +ve 2019-20: 0; Gains in Water Available For Use / Savings in Demand under the selected programme (Ml/d) input as +ve 2020-21: 0; Gains in Water Available For Use / Savings in Demand under the selected programme (Ml/d) input as +ve 2021-22: 0; Gains in Water Available For Use / Savings in Demand under the selected programme (Ml/d) input as +ve 2022-23: 0; Gains in Water Available For Use / Savings in Demand under the selected programme (Ml/d) input as +ve 2023-24: 0; Gains in Water Available For Use / Savings in Demand under the selected programme (Ml/d) input as +ve 2024-25: 0; Gains in Water Available For Use / Savings in Demand under the selected programme (Ml/d) input as +ve 2025-26: 0.005624; Gains in Water Available For Use / Savings in Demand under the selected programme (Ml/d) input as +ve 2026-27: 0.11068; Gains in Water Available For Use / Savings in Demand under the selected programme (Ml/d) input as +ve 2027-28: 0.25583; Gains in Water Available For Use / Savings in Demand under the selected programme (Ml/d) input as +ve 2028-29: 0.41705; Gains in Water Available For Use / Savings in Demand under the selected programme (Ml/d) input as +ve 2029-30: 0.51748; Gains in Water Available For Use / Savings in Demand under the selected programme (Ml/d) input as +ve 2030-31: 0.59313; Gains in Water Available For Use / Savings in Demand under the selected programme (Ml/d) input as +ve 2031-32: 0.67062; Gains in Water Available For Use / Savings in Demand under the selected programme (Ml/d) input as +ve 2032-33: 0.68193; Gains in Water Available For Use / Savings in Demand under the selected programme (Ml/d) input as +ve 2033-34: 0.69274; Gains in Water Available For Use / Savings in Demand under the selected programme (Ml/d) input as +ve 2034-35: 0.70298; Gains in Water Available For Use / Savings in Demand under the selected programme (Ml/d) input as +ve 2035-36: 0.71347; Gains in Water Available For Use / Savings in Demand under the selected programme (Ml/d) input as +ve 2036-37: 0.72357; Gains in Water Available For Use / Savings in Demand under the selected programme (Ml/d) input as +ve 2037-38: 0.73376; Gains in Water Available For Use / Savings in Demand under the selected programme (Ml/d) input as +ve 2038-39: 0.74402; Gains in Water Available For Use / Savings in Demand under the selected programme (Ml/d) input as +ve 2039-40: 0.75434; Gains in Water Available For Use / Savings in Demand under the selected programme (Ml/d) input as +ve 2040-41: 0.7647; Gains in Water Available For Use / Savings in Demand under the selected programme (Ml/d) input as +ve 2041-42: 0.77516; Gains in Water Available For Use / Savings in Demand under the selected programme (Ml/d) input as +ve 2042-43: 0.7857; Gains in Water Available For Use / Savings in Demand under the selected programme (Ml/d) input as +ve 2043-44: 0.79634; Gains in Water Available For Use / Savings in Demand under the selected programme (Ml/d) input as +ve 2044-45: 0.80708; Gains in Water Available For Use / Savings in Demand under the selected programme (Ml/d) input as +ve 2045-46: 0.81739; Gains in Water Available For Use / Savings in Demand under the selected programme (Ml/d) input as +ve 2046-47: 0.82782; Gains in Water Available For Use / Savings in Demand under the selected programme (Ml/d) input as +ve 2047-48: 0.83838; Gains in Water Available For Use / Savings in Demand under the selected programme (Ml/d) input as +ve 2048-49: 0.84906; Gains in Water Available For Use / Savings in Demand under the selected programme (Ml/d) input as +ve 2049-50: 0.85939
51dF | 4d WRMP24. Leaky Loos Campaign.AWSRTS | WEF 4d.AWSRTS | Other water efficiency | Customer Options | N | Least Cost | AWSRTS | Ml/d | 2 | Gains in Water Available For Use / Savings in Demand under the selected programme (Ml/d) input as +ve 2019-20: 0; Gains in Water Available For Use / Savings in Demand under the selected programme (Ml/d) input as +ve 2020-21: 0; Gains in Water Available For Use / Savings in Demand under the selected programme (Ml/d) input as +ve 2021-22: 0; Gains in Water Available For Use / Savings in Demand under the selected programme (Ml/d) input as +ve 2022-23: 0; Gains in Water Available For Use / Savings in Demand under the selected programme (Ml/d) input as +ve 2023-24: 0; Gains in Water Available For Use / Savings in Demand under the selected programme (Ml/d) input as +ve 2024-25: 0; Gains in Water Available For Use / Savings in Demand under the selected programme (Ml/d) input as +ve 2025-26: 0.15426; Gains in Water Available For Use / Savings in Demand under the selected programme (Ml/d) input as +ve 2026-27: 0.25999; Gains in Water Available For Use / Savings in Demand under the selected programme (Ml/d) input as +ve 2027-28: 0.3183; Gains in Water Available For Use / Savings in Demand under the selected programme (Ml/d) input as +ve 2028-29: 0.33843; Gains in Water Available For Use / Savings in Demand under the selected programme (Ml/d) input as +ve 2029-30: 0.34926; Gains in Water Available For Use / Savings in Demand under the selected programme (Ml/d) input as +ve 2030-31: 0.34926; Gains in Water Available For Use / Savings in Demand under the selected programme (Ml/d) input as +ve 2031-32: 0.34926; Gains in Water Available For Use / Savings in Demand under the selected programme (Ml/d) input as +ve 2032-33: 0.34926; Gains in Water Available For Use / Savings in Demand under the selected programme (Ml/d) input as +ve 2033-34: 0.34926; Gains in Water Available For Use / Savings in Demand under the selected programme (Ml/d) input as +ve 2034-35: 0.34926; Gains in Water Available For Use / Savings in Demand under the selected programme (Ml/d) input as +ve 2035-36: 0.34926; Gains in Water Available For Use / Savings in Demand under the selected programme (Ml/d) input as +ve 2036-37: 0.34926; Gains in Water Available For Use / Savings in Demand under the selected programme (Ml/d) input as +ve 2037-38: 0.34926; Gains in Water Available For Use / Savings in Demand under the selected programme (Ml/d) input as +ve 2038-39: 0.34926; Gains in Water Available For Use / Savings in Demand under the selected programme (Ml/d) input as +ve 2039-40: 0.34926; Gains in Water Available For Use / Savings in Demand under the selected programme (Ml/d) input as +ve 2040-41: 0.19501; Gains in Water Available For Use / Savings in Demand under the selected programme (Ml/d) input as +ve 2041-42: 0.089275; Gains in Water Available For Use / Savings in Demand under the selected programme (Ml/d) input as +ve 2042-43: 0.030965; Gains in Water Available For Use / Savings in Demand under the selected programme (Ml/d) input as +ve 2043-44: 0.010829; Gains in Water Available For Use / Savings in Demand under the selected programme (Ml/d) input as +ve 2044-45: 0; Gains in Water Available For Use / Savings in Demand under the selected programme (Ml/d) input as +ve 2045-46: 0; Gains in Water Available For Use / Savings in Demand under the selected programme (Ml/d) input as +ve 2046-47: 0; Gains in Water Available For Use / Savings in Demand under the selected programme (Ml/d) input as +ve 2047-48: 0; Gains in Water Available For Use / Savings in Demand under the selected programme (Ml/d) input as +ve 2048-49: 0; Gains in Water Available For Use / Savings in Demand under the selected programme (Ml/d) input as +ve 2049-50: 0
51dF | 4d WRMP24. Leaky Loos Campaign.AWSRTS | WEF 4d.AWSRTS | Other water efficiency | Customer Options | N | Ofwat Core | AWSRTS | Ml/d | 2 | Gains in Water Available For Use / Savings in Demand under the selected programme (Ml/d) input as +ve 2019-20: 0; Gains in Water Available For Use / Savings in Demand under the selected programme (Ml/d) input as +ve 2020-21: 0; Gains in Water Available For Use / Savings in Demand under the selected programme (Ml/d) input as +ve 2021-22: 0; Gains in Water Available For Use / Savings in Demand under the selected programme (Ml/d) input as +ve 2022-23: 0; Gains in Water Available For Use / Savings in Demand under the selected programme (Ml/d) input as +ve 2023-24: 0; Gains in Water Available For Use / Savings in Demand under the selected programme (Ml/d) input as +ve 2024-25: 0; Gains in Water Available For Use / Savings in Demand under the selected programme (Ml/d) input as +ve 2025-26: 0.15426; Gains in Water Available For Use / Savings in Demand under the selected programme (Ml/d) input as +ve 2026-27: 0.25999; Gains in Water Available For Use / Savings in Demand under the selected programme (Ml/d) input as +ve 2027-28: 0.3183; Gains in Water Available For Use / Savings in Demand under the selected programme (Ml/d) input as +ve 2028-29: 0.33843; Gains in Water Available For Use / Savings in Demand under the selected programme (Ml/d) input as +ve 2029-30: 0.34926; Gains in Water Available For Use / Savings in Demand under the selected programme (Ml/d) input as +ve 2030-31: 0.34926; Gains in Water Available For Use / Savings in Demand under the selected programme (Ml/d) input as +ve 2031-32: 0.34926; Gains in Water Available For Use / Savings in Demand under the selected programme (Ml/d) input as +ve 2032-33: 0.34926; Gains in Water Available For Use / Savings in Demand under the selected programme (Ml/d) input as +ve 2033-34: 0.34926; Gains in Water Available For Use / Savings in Demand under the selected programme (Ml/d) input as +ve 2034-35: 0.34926; Gains in Water Available For Use / Savings in Demand under the selected programme (Ml/d) input as +ve 2035-36: 0.34926; Gains in Water Available For Use / Savings in Demand under the selected programme (Ml/d) input as +ve 2036-37: 0.34926; Gains in Water Available For Use / Savings in Demand under the selected programme (Ml/d) input as +ve 2037-38: 0.34926; Gains in Water Available For Use / Savings in Demand under the selected programme (Ml/d) input as +ve 2038-39: 0.34926; Gains in Water Available For Use / Savings in Demand under the selected programme (Ml/d) input as +ve 2039-40: 0.34926; Gains in Water Available For Use / Savings in Demand under the selected programme (Ml/d) input as +ve 2040-41: 0.19501; Gains in Water Available For Use / Savings in Demand under the selected programme (Ml/d) input as +ve 2041-42: 0.089275; Gains in Water Available For Use / Savings in Demand under the selected programme (Ml/d) input as +ve 2042-43: 0.030965; Gains in Water Available For Use / Savings in Demand under the selected programme (Ml/d) input as +ve 2043-44: 0.010829; Gains in Water Available For Use / Savings in Demand under the selected programme (Ml/d) input as +ve 2044-45: 0; Gains in Water Available For Use / Savings in Demand under the selected programme (Ml/d) input as +ve 2045-46: 0; Gains in Water Available For Use / Savings in Demand under the selected programme (Ml/d) input as +ve 2046-47: 0; Gains in Water Available For Use / Savings in Demand under the selected programme (Ml/d) input as +ve 2047-48: 0; Gains in Water Available For Use / Savings in Demand under the selected programme (Ml/d) input as +ve 2048-49: 0; Gains in Water Available For Use / Savings in Demand under the selected programme (Ml/d) input as +ve 2049-50: 0
51dP | 4d WRMP24. Leaky Loos Campaign.AWSRTS | WEF 4d.AWSRTS | Other water efficiency | Customer Options | N | Preferred | AWSRTS | Ml/d | 2 | Gains in Water Available For Use / Savings in Demand under the selected programme (Ml/d) input as +ve 2019-20: 0; Gains in Water Available For Use / Savings in Demand under the selected programme (Ml/d) input as +ve 2020-21: 0; Gains in Water Available For Use / Savings in Demand under the selected programme (Ml/d) input as +ve 2021-22: 0; Gains in Water Available For Use / Savings in Demand under the selected programme (Ml/d) input as +ve 2022-23: 0; Gains in Water Available For Use / Savings in Demand under the selected programme (Ml/d) input as +ve 2023-24: 0; Gains in Water Available For Use / Savings in Demand under the selected programme (Ml/d) input as +ve 2024-25: 0; Gains in Water Available For Use / Savings in Demand under the selected programme (Ml/d) input as +ve 2025-26: 0.15426; Gains in Water Available For Use / Savings in Demand under the selected programme (Ml/d) input as +ve 2026-27: 0.25999; Gains in Water Available For Use / Savings in Demand under the selected programme (Ml/d) input as +ve 2027-28: 0.3183; Gains in Water Available For Use / Savings in Demand under the selected programme (Ml/d) input as +ve 2028-29: 0.33843; Gains in Water Available For Use / Savings in Demand under the selected programme (Ml/d) input as +ve 2029-30: 0.34926; Gains in Water Available For Use / Savings in Demand under the selected programme (Ml/d) input as +ve 2030-31: 0.34926; Gains in Water Available For Use / Savings in Demand under the selected programme (Ml/d) input as +ve 2031-32: 0.34926; Gains in Water Available For Use / Savings in Demand under the selected programme (Ml/d) input as +ve 2032-33: 0.34926; Gains in Water Available For Use / Savings in Demand under the selected programme (Ml/d) input as +ve 2033-34: 0.34926; Gains in Water Available For Use / Savings in Demand under the selected programme (Ml/d) input as +ve 2034-35: 0.34926; Gains in Water Available For Use / Savings in Demand under the selected programme (Ml/d) input as +ve 2035-36: 0.34926; Gains in Water Available For Use / Savings in Demand under the selected programme (Ml/d) input as +ve 2036-37: 0.34926; Gains in Water Available For Use / Savings in Demand under the selected programme (Ml/d) input as +ve 2037-38: 0.34926; Gains in Water Available For Use / Savings in Demand under the selected programme (Ml/d) input as +ve 2038-39: 0.34926; Gains in Water Available For Use / Savings in Demand under the selected programme (Ml/d) input as +ve 2039-40: 0.34926; Gains in Water Available For Use / Savings in Demand under the selected programme (Ml/d) input as +ve 2040-41: 0.19501; Gains in Water Available For Use / Savings in Demand under the selected programme (Ml/d) input as +ve 2041-42: 0.089275; Gains in Water Available For Use / Savings in Demand under the selected programme (Ml/d) input as +ve 2042-43: 0.030965; Gains in Water Available For Use / Savings in Demand under the selected programme (Ml/d) input as +ve 2043-44: 0.010829; Gains in Water Available For Use / Savings in Demand under the selected programme (Ml/d) input as +ve 2044-45: 0; Gains in Water Available For Use / Savings in Demand under the selected programme (Ml/d) input as +ve 2045-46: 0; Gains in Water Available For Use / Savings in Demand under the selected programme (Ml/d) input as +ve 2046-47: 0; Gains in Water Available For Use / Savings in Demand under the selected programme (Ml/d) input as +ve 2047-48: 0; Gains in Water Available For Use / Savings in Demand under the selected programme (Ml/d) input as +ve 2048-49: 0; Gains in Water Available For Use / Savings in Demand under the selected programme (Ml/d) input as +ve 2049-50: 0
51cF | Find and Fix.AWSRTS | Find and Fix.AWSRTS | Active leakage management | Distribution Options | N | Least Cost | AWSRTS | Ml/d | 2 | Gains in Water Available For Use / Savings in Demand under the selected programme (Ml/d) input as +ve 2019-20: 0; Gains in Water Available For Use / Savings in Demand under the selected programme (Ml/d) input as +ve 2020-21: 0; Gains in Water Available For Use / Savings in Demand under the selected programme (Ml/d) input as +ve 2021-22: 0; Gains in Water Available For Use / Savings in Demand under the selected programme (Ml/d) input as +ve 2022-23: 0; Gains in Water Available For Use / Savings in Demand under the selected programme (Ml/d) input as +ve 2023-24: 0; Gains in Water Available For Use / Savings in Demand under the selected programme (Ml/d) input as +ve 2024-25: 0; Gains in Water Available For Use / Savings in Demand under the selected programme (Ml/d) input as +ve 2025-26: 0; Gains in Water Available For Use / Savings in Demand under the selected programme (Ml/d) input as +ve 2026-27: 0; Gains in Water Available For Use / Savings in Demand under the selected programme (Ml/d) input as +ve 2027-28: 0; Gains in Water Available For Use / Savings in Demand under the selected programme (Ml/d) input as +ve 2028-29: 0; Gains in Water Available For Use / Savings in Demand under the selected programme (Ml/d) input as +ve 2029-30: 0; Gains in Water Available For Use / Savings in Demand under the selected programme (Ml/d) input as +ve 2030-31: 0; Gains in Water Available For Use / Savings in Demand under the selected programme (Ml/d) input as +ve 2031-32: 0; Gains in Water Available For Use / Savings in Demand under the selected programme (Ml/d) input as +ve 2032-33: 0.025267; Gains in Water Available For Use / Savings in Demand under the selected programme (Ml/d) input as +ve 2033-34: 0.025267; Gains in Water Available For Use / Savings in Demand under the selected programme (Ml/d) input as +ve 2034-35: 0.025267; Gains in Water Available For Use / Savings in Demand under the selected programme (Ml/d) input as +ve 2035-36: 0.045669; Gains in Water Available For Use / Savings in Demand under the selected programme (Ml/d) input as +ve 2036-37: 0.045669; Gains in Water Available For Use / Savings in Demand under the selected programme (Ml/d) input as +ve 2037-38: 0.06304; Gains in Water Available For Use / Savings in Demand under the selected programme (Ml/d) input as +ve 2038-39: 0.079653; Gains in Water Available For Use / Savings in Demand under the selected programme (Ml/d) input as +ve 2039-40: 0.11174; Gains in Water Available For Use / Savings in Demand under the selected programme (Ml/d) input as +ve 2040-41: 0.1413; Gains in Water Available For Use / Savings in Demand under the selected programme (Ml/d) input as +ve 2041-42: 0.1413; Gains in Water Available For Use / Savings in Demand under the selected programme (Ml/d) input as +ve 2042-43: 0.16726; Gains in Water Available For Use / Savings in Demand under the selected programme (Ml/d) input as +ve 2043-44: 0.21527; Gains in Water Available For Use / Savings in Demand under the selected programme (Ml/d) input as +ve 2044-45: 0.22617; Gains in Water Available For Use / Savings in Demand under the selected programme (Ml/d) input as +ve 2045-46: 0.25421; Gains in Water Available For Use / Savings in Demand under the selected programme (Ml/d) input as +ve 2046-47: 0.30352; Gains in Water Available For Use / Savings in Demand under the selected programme (Ml/d) input as +ve 2047-48: 0.33987; Gains in Water Available For Use / Savings in Demand under the selected programme (Ml/d) input as +ve 2048-49: 0.36753; Gains in Water Available For Use / Savings in Demand under the selected programme (Ml/d) input as +ve 2049-50: 0.3917
51cF | Find and Fix.AWSRTS | Find and Fix.AWSRTS | Active leakage management | Distribution Options | N | Ofwat Core | AWSRTS | Ml/d | 2 | Gains in Water Available For Use / Savings in Demand under the selected programme (Ml/d) input as +ve 2019-20: 0; Gains in Water Available For Use / Savings in Demand under the selected programme (Ml/d) input as +ve 2020-21: 0; Gains in Water Available For Use / Savings in Demand under the selected programme (Ml/d) input as +ve 2021-22: 0; Gains in Water Available For Use / Savings in Demand under the selected programme (Ml/d) input as +ve 2022-23: 0; Gains in Water Available For Use / Savings in Demand under the selected programme (Ml/d) input as +ve 2023-24: 0; Gains in Water Available For Use / Savings in Demand under the selected programme (Ml/d) input as +ve 2024-25: 0; Gains in Water Available For Use / Savings in Demand under the selected programme (Ml/d) input as +ve 2025-26: 0; Gains in Water Available For Use / Savings in Demand under the selected programme (Ml/d) input as +ve 2026-27: 0; Gains in Water Available For Use / Savings in Demand under the selected programme (Ml/d) input as +ve 2027-28: 0; Gains in Water Available For Use / Savings in Demand under the selected programme (Ml/d) input as +ve 2028-29: 0; Gains in Water Available For Use / Savings in Demand under the selected programme (Ml/d) input as +ve 2029-30: 0; Gains in Water Available For Use / Savings in Demand under the selected programme (Ml/d) input as +ve 2030-31: 0; Gains in Water Available For Use / Savings in Demand under the selected programme (Ml/d) input as +ve 2031-32: 0; Gains in Water Available For Use / Savings in Demand under the selected programme (Ml/d) input as +ve 2032-33: 0.025267; Gains in Water Available For Use / Savings in Demand under the selected programme (Ml/d) input as +ve 2033-34: 0.025267; Gains in Water Available For Use / Savings in Demand under the selected programme (Ml/d) input as +ve 2034-35: 0.025267; Gains in Water Available For Use / Savings in Demand under the selected programme (Ml/d) input as +ve 2035-36: 0.045669; Gains in Water Available For Use / Savings in Demand under the selected programme (Ml/d) input as +ve 2036-37: 0.045669; Gains in Water Available For Use / Savings in Demand under the selected programme (Ml/d) input as +ve 2037-38: 0.06304; Gains in Water Available For Use / Savings in Demand under the selected programme (Ml/d) input as +ve 2038-39: 0.079653; Gains in Water Available For Use / Savings in Demand under the selected programme (Ml/d) input as +ve 2039-40: 0.11174; Gains in Water Available For Use / Savings in Demand under the selected programme (Ml/d) input as +ve 2040-41: 0.1413; Gains in Water Available For Use / Savings in Demand under the selected programme (Ml/d) input as +ve 2041-42: 0.1413; Gains in Water Available For Use / Savings in Demand under the selected programme (Ml/d) input as +ve 2042-43: 0.16726; Gains in Water Available For Use / Savings in Demand under the selected programme (Ml/d) input as +ve 2043-44: 0.21527; Gains in Water Available For Use / Savings in Demand under the selected programme (Ml/d) input as +ve 2044-45: 0.22617; Gains in Water Available For Use / Savings in Demand under the selected programme (Ml/d) input as +ve 2045-46: 0.25421; Gains in Water Available For Use / Savings in Demand under the selected programme (Ml/d) input as +ve 2046-47: 0.30352; Gains in Water Available For Use / Savings in Demand under the selected programme (Ml/d) input as +ve 2047-48: 0.33987; Gains in Water Available For Use / Savings in Demand under the selected programme (Ml/d) input as +ve 2048-49: 0.36753; Gains in Water Available For Use / Savings in Demand under the selected programme (Ml/d) input as +ve 2049-50: 0.3917
51cP | Find and Fix.AWSRTS | Find and Fix.AWSRTS | Active leakage management | Distribution Options | N | Preferred | AWSRTS | Ml/d | 2 | Gains in Water Available For Use / Savings in Demand under the selected programme (Ml/d) input as +ve 2019-20: 0; Gains in Water Available For Use / Savings in Demand under the selected programme (Ml/d) input as +ve 2020-21: 0; Gains in Water Available For Use / Savings in Demand under the selected programme (Ml/d) input as +ve 2021-22: 0; Gains in Water Available For Use / Savings in Demand under the selected programme (Ml/d) input as +ve 2022-23: 0; Gains in Water Available For Use / Savings in Demand under the selected programme (Ml/d) input as +ve 2023-24: 0; Gains in Water Available For Use / Savings in Demand under the selected programme (Ml/d) input as +ve 2024-25: 0; Gains in Water Available For Use / Savings in Demand under the selected programme (Ml/d) input as +ve 2025-26: 0; Gains in Water Available For Use / Savings in Demand under the selected programme (Ml/d) input as +ve 2026-27: 0; Gains in Water Available For Use / Savings in Demand under the selected programme (Ml/d) input as +ve 2027-28: 0; Gains in Water Available For Use / Savings in Demand under the selected programme (Ml/d) input as +ve 2028-29: 0; Gains in Water Available For Use / Savings in Demand under the selected programme (Ml/d) input as +ve 2029-30: 0; Gains in Water Available For Use / Savings in Demand under the selected programme (Ml/d) input as +ve 2030-31: 0; Gains in Water Available For Use / Savings in Demand under the selected programme (Ml/d) input as +ve 2031-32: 0; Gains in Water Available For Use / Savings in Demand under the selected programme (Ml/d) input as +ve 2032-33: 0.025267; Gains in Water Available For Use / Savings in Demand under the selected programme (Ml/d) input as +ve 2033-34: 0.025267; Gains in Water Available For Use / Savings in Demand under the selected programme (Ml/d) input as +ve 2034-35: 0.025267; Gains in Water Available For Use / Savings in Demand under the selected programme (Ml/d) input as +ve 2035-36: 0.045669; Gains in Water Available For Use / Savings in Demand under the selected programme (Ml/d) input as +ve 2036-37: 0.045669; Gains in Water Available For Use / Savings in Demand under the selected programme (Ml/d) input as +ve 2037-38: 0.06304; Gains in Water Available For Use / Savings in Demand under the selected programme (Ml/d) input as +ve 2038-39: 0.079653; Gains in Water Available For Use / Savings in Demand under the selected programme (Ml/d) input as +ve 2039-40: 0.11174; Gains in Water Available For Use / Savings in Demand under the selected programme (Ml/d) input as +ve 2040-41: 0.1413; Gains in Water Available For Use / Savings in Demand under the selected programme (Ml/d) input as +ve 2041-42: 0.1413; Gains in Water Available For Use / Savings in Demand under the selected programme (Ml/d) input as +ve 2042-43: 0.16726; Gains in Water Available For Use / Savings in Demand under the selected programme (Ml/d) input as +ve 2043-44: 0.21527; Gains in Water Available For Use / Savings in Demand under the selected programme (Ml/d) input as +ve 2044-45: 0.22617; Gains in Water Available For Use / Savings in Demand under the selected programme (Ml/d) input as +ve 2045-46: 0.25421; Gains in Water Available For Use / Savings in Demand under the selected programme (Ml/d) input as +ve 2046-47: 0.30352; Gains in Water Available For Use / Savings in Demand under the selected programme (Ml/d) input as +ve 2047-48: 0.33987; Gains in Water Available For Use / Savings in Demand under the selected programme (Ml/d) input as +ve 2048-49: 0.36753; Gains in Water Available For Use / Savings in Demand under the selected programme (Ml/d) input as +ve 2049-50: 0.3917
51dF | G2. Mandatory water labelling.AWSRTS | WEF g2.AWSRTS | Water efficiency customer education / awareness | Customer Options | N | Least Cost | AWSRTS | Ml/d | 2 | Gains in Water Available For Use / Savings in Demand under the selected programme (Ml/d) input as +ve 2019-20: 0; Gains in Water Available For Use / Savings in Demand under the selected programme (Ml/d) input as +ve 2020-21: 0; Gains in Water Available For Use / Savings in Demand under the selected programme (Ml/d) input as +ve 2021-22: 0; Gains in Water Available For Use / Savings in Demand under the selected programme (Ml/d) input as +ve 2022-23: 0; Gains in Water Available For Use / Savings in Demand under the selected programme (Ml/d) input as +ve 2023-24: 0; Gains in Water Available For Use / Savings in Demand under the selected programme (Ml/d) input as +ve 2024-25: 0; Gains in Water Available For Use / Savings in Demand under the selected programme (Ml/d) input as +ve 2025-26: 0; Gains in Water Available For Use / Savings in Demand under the selected programme (Ml/d) input as +ve 2026-27: 0; Gains in Water Available For Use / Savings in Demand under the selected programme (Ml/d) input as +ve 2027-28: 0; Gains in Water Available For Use / Savings in Demand under the selected programme (Ml/d) input as +ve 2028-29: 0.17941; Gains in Water Available For Use / Savings in Demand under the selected programme (Ml/d) input as +ve 2029-30: 0.36259; Gains in Water Available For Use / Savings in Demand under the selected programme (Ml/d) input as +ve 2030-31: 0.54935; Gains in Water Available For Use / Savings in Demand under the selected programme (Ml/d) input as +ve 2031-32: 0.73824; Gains in Water Available For Use / Savings in Demand under the selected programme (Ml/d) input as +ve 2032-33: 0.92971; Gains in Water Available For Use / Savings in Demand under the selected programme (Ml/d) input as +ve 2033-34: 1.1236; Gains in Water Available For Use / Savings in Demand under the selected programme (Ml/d) input as +ve 2034-35: 1.7069; Gains in Water Available For Use / Savings in Demand under the selected programme (Ml/d) input as +ve 2035-36: 2.2987; Gains in Water Available For Use / Savings in Demand under the selected programme (Ml/d) input as +ve 2036-37: 2.8981; Gains in Water Available For Use / Savings in Demand under the selected programme (Ml/d) input as +ve 2037-38: 3.5076; Gains in Water Available For Use / Savings in Demand under the selected programme (Ml/d) input as +ve 2038-39: 4.1275; Gains in Water Available For Use / Savings in Demand under the selected programme (Ml/d) input as +ve 2039-40: 4.7678; Gains in Water Available For Use / Savings in Demand under the selected programme (Ml/d) input as +ve 2040-41: 5.4197; Gains in Water Available For Use / Savings in Demand under the selected programme (Ml/d) input as +ve 2041-42: 6.0861; Gains in Water Available For Use / Savings in Demand under the selected programme (Ml/d) input as +ve 2042-43: 6.7677; Gains in Water Available For Use / Savings in Demand under the selected programme (Ml/d) input as +ve 2043-44: 7.4656; Gains in Water Available For Use / Savings in Demand under the selected programme (Ml/d) input as +ve 2044-45: 7.747; Gains in Water Available For Use / Savings in Demand under the selected programme (Ml/d) input as +ve 2045-46: 8.0333; Gains in Water Available For Use / Savings in Demand under the selected programme (Ml/d) input as +ve 2046-47: 8.327; Gains in Water Available For Use / Savings in Demand under the selected programme (Ml/d) input as +ve 2047-48: 8.6285; Gains in Water Available For Use / Savings in Demand under the selected programme (Ml/d) input as +ve 2048-49: 8.936; Gains in Water Available For Use / Savings in Demand under the selected programme (Ml/d) input as +ve 2049-50: 9.2498
51dF | G2. Mandatory water labelling.AWSRTS | WEF g2.AWSRTS | Water efficiency customer education / awareness | Customer Options | N | Ofwat Core | AWSRTS | Ml/d | 2 | Gains in Water Available For Use / Savings in Demand under the selected programme (Ml/d) input as +ve 2019-20: 0; Gains in Water Available For Use / Savings in Demand under the selected programme (Ml/d) input as +ve 2020-21: 0; Gains in Water Available For Use / Savings in Demand under the selected programme (Ml/d) input as +ve 2021-22: 0; Gains in Water Available For Use / Savings in Demand under the selected programme (Ml/d) input as +ve 2022-23: 0; Gains in Water Available For Use / Savings in Demand under the selected programme (Ml/d) input as +ve 2023-24: 0; Gains in Water Available For Use / Savings in Demand under the selected programme (Ml/d) input as +ve 2024-25: 0; Gains in Water Available For Use / Savings in Demand under the selected programme (Ml/d) input as +ve 2025-26: 0; Gains in Water Available For Use / Savings in Demand under the selected programme (Ml/d) input as +ve 2026-27: 0; Gains in Water Available For Use / Savings in Demand under the selected programme (Ml/d) input as +ve 2027-28: 0; Gains in Water Available For Use / Savings in Demand under the selected programme (Ml/d) input as +ve 2028-29: 0.17941; Gains in Water Available For Use / Savings in Demand under the selected programme (Ml/d) input as +ve 2029-30: 0.36259; Gains in Water Available For Use / Savings in Demand under the selected programme (Ml/d) input as +ve 2030-31: 0.54935; Gains in Water Available For Use / Savings in Demand under the selected programme (Ml/d) input as +ve 2031-32: 0.73824; Gains in Water Available For Use / Savings in Demand under the selected programme (Ml/d) input as +ve 2032-33: 0.92971; Gains in Water Available For Use / Savings in Demand under the selected programme (Ml/d) input as +ve 2033-34: 1.1236; Gains in Water Available For Use / Savings in Demand under the selected programme (Ml/d) input as +ve 2034-35: 1.7069; Gains in Water Available For Use / Savings in Demand under the selected programme (Ml/d) input as +ve 2035-36: 2.2987; Gains in Water Available For Use / Savings in Demand under the selected programme (Ml/d) input as +ve 2036-37: 2.8981; Gains in Water Available For Use / Savings in Demand under the selected programme (Ml/d) input as +ve 2037-38: 3.5076; Gains in Water Available For Use / Savings in Demand under the selected programme (Ml/d) input as +ve 2038-39: 4.1275; Gains in Water Available For Use / Savings in Demand under the selected programme (Ml/d) input as +ve 2039-40: 4.7678; Gains in Water Available For Use / Savings in Demand under the selected programme (Ml/d) input as +ve 2040-41: 5.4197; Gains in Water Available For Use / Savings in Demand under the selected programme (Ml/d) input as +ve 2041-42: 6.0861; Gains in Water Available For Use / Savings in Demand under the selected programme (Ml/d) input as +ve 2042-43: 6.7677; Gains in Water Available For Use / Savings in Demand under the selected programme (Ml/d) input as +ve 2043-44: 7.4656; Gains in Water Available For Use / Savings in Demand under the selected programme (Ml/d) input as +ve 2044-45: 7.747; Gains in Water Available For Use / Savings in Demand under the selected programme (Ml/d) input as +ve 2045-46: 8.0333; Gains in Water Available For Use / Savings in Demand under the selected programme (Ml/d) input as +ve 2046-47: 8.327; Gains in Water Available For Use / Savings in Demand under the selected programme (Ml/d) input as +ve 2047-48: 8.6285; Gains in Water Available For Use / Savings in Demand under the selected programme (Ml/d) input as +ve 2048-49: 8.936; Gains in Water Available For Use / Savings in Demand under the selected programme (Ml/d) input as +ve 2049-50: 9.2498
51dP | G2. Mandatory water labelling.AWSRTS | WEF g2.AWSRTS | Water efficiency customer education / awareness | Customer Options | N | Preferred | AWSRTS | Ml/d | 2 | Gains in Water Available For Use / Savings in Demand under the selected programme (Ml/d) input as +ve 2019-20: 0; Gains in Water Available For Use / Savings in Demand under the selected programme (Ml/d) input as +ve 2020-21: 0; Gains in Water Available For Use / Savings in Demand under the selected programme (Ml/d) input as +ve 2021-22: 0; Gains in Water Available For Use / Savings in Demand under the selected programme (Ml/d) input as +ve 2022-23: 0; Gains in Water Available For Use / Savings in Demand under the selected programme (Ml/d) input as +ve 2023-24: 0; Gains in Water Available For Use / Savings in Demand under the selected programme (Ml/d) input as +ve 2024-25: 0; Gains in Water Available For Use / Savings in Demand under the selected programme (Ml/d) input as +ve 2025-26: 0; Gains in Water Available For Use / Savings in Demand under the selected programme (Ml/d) input as +ve 2026-27: 0; Gains in Water Available For Use / Savings in Demand under the selected programme (Ml/d) input as +ve 2027-28: 0; Gains in Water Available For Use / Savings in Demand under the selected programme (Ml/d) input as +ve 2028-29: 0.17941; Gains in Water Available For Use / Savings in Demand under the selected programme (Ml/d) input as +ve 2029-30: 0.36259; Gains in Water Available For Use / Savings in Demand under the selected programme (Ml/d) input as +ve 2030-31: 0.54935; Gains in Water Available For Use / Savings in Demand under the selected programme (Ml/d) input as +ve 2031-32: 0.73824; Gains in Water Available For Use / Savings in Demand under the selected programme (Ml/d) input as +ve 2032-33: 0.92971; Gains in Water Available For Use / Savings in Demand under the selected programme (Ml/d) input as +ve 2033-34: 1.1236; Gains in Water Available For Use / Savings in Demand under the selected programme (Ml/d) input as +ve 2034-35: 1.7069; Gains in Water Available For Use / Savings in Demand under the selected programme (Ml/d) input as +ve 2035-36: 2.2987; Gains in Water Available For Use / Savings in Demand under the selected programme (Ml/d) input as +ve 2036-37: 2.8981; Gains in Water Available For Use / Savings in Demand under the selected programme (Ml/d) input as +ve 2037-38: 3.5076; Gains in Water Available For Use / Savings in Demand under the selected programme (Ml/d) input as +ve 2038-39: 4.1275; Gains in Water Available For Use / Savings in Demand under the selected programme (Ml/d) input as +ve 2039-40: 4.7678; Gains in Water Available For Use / Savings in Demand under the selected programme (Ml/d) input as +ve 2040-41: 5.4197; Gains in Water Available For Use / Savings in Demand under the selected programme (Ml/d) input as +ve 2041-42: 6.0861; Gains in Water Available For Use / Savings in Demand under the selected programme (Ml/d) input as +ve 2042-43: 6.7677; Gains in Water Available For Use / Savings in Demand under the selected programme (Ml/d) input as +ve 2043-44: 7.4656; Gains in Water Available For Use / Savings in Demand under the selected programme (Ml/d) input as +ve 2044-45: 7.747; Gains in Water Available For Use / Savings in Demand under the selected programme (Ml/d) input as +ve 2045-46: 8.0333; Gains in Water Available For Use / Savings in Demand under the selected programme (Ml/d) input as +ve 2046-47: 8.327; Gains in Water Available For Use / Savings in Demand under the selected programme (Ml/d) input as +ve 2047-48: 8.6285; Gains in Water Available For Use / Savings in Demand under the selected programme (Ml/d) input as +ve 2048-49: 8.936; Gains in Water Available For Use / Savings in Demand under the selected programme (Ml/d) input as +ve 2049-50: 9.2498
51dF | LEA: NHH. NHH CSPL repairs.AWSRTS | LEA: NHH. NHH CSPL repairs.AWSRTS | Supply pipe repairs / replacement | Customer Options | N | Least Cost | AWSRTS | Ml/d | 2 | Gains in Water Available For Use / Savings in Demand under the selected programme (Ml/d) input as +ve 2019-20: 0; Gains in Water Available For Use / Savings in Demand under the selected programme (Ml/d) input as +ve 2020-21: 0; Gains in Water Available For Use / Savings in Demand under the selected programme (Ml/d) input as +ve 2021-22: 0; Gains in Water Available For Use / Savings in Demand under the selected programme (Ml/d) input as +ve 2022-23: 0; Gains in Water Available For Use / Savings in Demand under the selected programme (Ml/d) input as +ve 2023-24: 0; Gains in Water Available For Use / Savings in Demand under the selected programme (Ml/d) input as +ve 2024-25: 0; Gains in Water Available For Use / Savings in Demand under the selected programme (Ml/d) input as +ve 2025-26: 0.00092185; Gains in Water Available For Use / Savings in Demand under the selected programme (Ml/d) input as +ve 2026-27: 0.001967; Gains in Water Available For Use / Savings in Demand under the selected programme (Ml/d) input as +ve 2027-28: 0.0037892; Gains in Water Available For Use / Savings in Demand under the selected programme (Ml/d) input as +ve 2028-29: 0.0060438; Gains in Water Available For Use / Savings in Demand under the selected programme (Ml/d) input as +ve 2029-30: 0.0082231; Gains in Water Available For Use / Savings in Demand under the selected programme (Ml/d) input as +ve 2030-31: 0.0104; Gains in Water Available For Use / Savings in Demand under the selected programme (Ml/d) input as +ve 2031-32: 0.012577; Gains in Water Available For Use / Savings in Demand under the selected programme (Ml/d) input as +ve 2032-33: 0.014751; Gains in Water Available For Use / Savings in Demand under the selected programme (Ml/d) input as +ve 2033-34: 0.016924; Gains in Water Available For Use / Savings in Demand under the selected programme (Ml/d) input as +ve 2034-35: 0.019095; Gains in Water Available For Use / Savings in Demand under the selected programme (Ml/d) input as +ve 2035-36: 0.021264; Gains in Water Available For Use / Savings in Demand under the selected programme (Ml/d) input as +ve 2036-37: 0.023431; Gains in Water Available For Use / Savings in Demand under the selected programme (Ml/d) input as +ve 2037-38: 0.025596; Gains in Water Available For Use / Savings in Demand under the selected programme (Ml/d) input as +ve 2038-39: 0.027758; Gains in Water Available For Use / Savings in Demand under the selected programme (Ml/d) input as +ve 2039-40: 0.029918; Gains in Water Available For Use / Savings in Demand under the selected programme (Ml/d) input as +ve 2040-41: 0.032075; Gains in Water Available For Use / Savings in Demand under the selected programme (Ml/d) input as +ve 2041-42: 0.034229; Gains in Water Available For Use / Savings in Demand under the selected programme (Ml/d) input as +ve 2042-43: 0.036381; Gains in Water Available For Use / Savings in Demand under the selected programme (Ml/d) input as +ve 2043-44: 0.038529; Gains in Water Available For Use / Savings in Demand under the selected programme (Ml/d) input as +ve 2044-45: 0.040674; Gains in Water Available For Use / Savings in Demand under the selected programme (Ml/d) input as +ve 2045-46: 0.042816; Gains in Water Available For Use / Savings in Demand under the selected programme (Ml/d) input as +ve 2046-47: 0.044955; Gains in Water Available For Use / Savings in Demand under the selected programme (Ml/d) input as +ve 2047-48: 0.047091; Gains in Water Available For Use / Savings in Demand under the selected programme (Ml/d) input as +ve 2048-49: 0.049224; Gains in Water Available For Use / Savings in Demand under the selected programme (Ml/d) input as +ve 2049-50: 0.051355
51dF | LEA: NHH. NHH CSPL repairs.AWSRTS | LEA: NHH. NHH CSPL repairs.AWSRTS | Supply pipe repairs / replacement | Customer Options | N | Ofwat Core | AWSRTS | Ml/d | 2 | Gains in Water Available For Use / Savings in Demand under the selected programme (Ml/d) input as +ve 2019-20: 0; Gains in Water Available For Use / Savings in Demand under the selected programme (Ml/d) input as +ve 2020-21: 0; Gains in Water Available For Use / Savings in Demand under the selected programme (Ml/d) input as +ve 2021-22: 0; Gains in Water Available For Use / Savings in Demand under the selected programme (Ml/d) input as +ve 2022-23: 0; Gains in Water Available For Use / Savings in Demand under the selected programme (Ml/d) input as +ve 2023-24: 0; Gains in Water Available For Use / Savings in Demand under the selected programme (Ml/d) input as +ve 2024-25: 0; Gains in Water Available For Use / Savings in Demand under the selected programme (Ml/d) input as +ve 2025-26: 0.00092185; Gains in Water Available For Use / Savings in Demand under the selected programme (Ml/d) input as +ve 2026-27: 0.001967; Gains in Water Available For Use / Savings in Demand under the selected programme (Ml/d) input as +ve 2027-28: 0.0037892; Gains in Water Available For Use / Savings in Demand under the selected programme (Ml/d) input as +ve 2028-29: 0.0060438; Gains in Water Available For Use / Savings in Demand under the selected programme (Ml/d) input as +ve 2029-30: 0.0082231; Gains in Water Available For Use / Savings in Demand under the selected programme (Ml/d) input as +ve 2030-31: 0.0104; Gains in Water Available For Use / Savings in Demand under the selected programme (Ml/d) input as +ve 2031-32: 0.012577; Gains in Water Available For Use / Savings in Demand under the selected programme (Ml/d) input as +ve 2032-33: 0.014751; Gains in Water Available For Use / Savings in Demand under the selected programme (Ml/d) input as +ve 2033-34: 0.016924; Gains in Water Available For Use / Savings in Demand under the selected programme (Ml/d) input as +ve 2034-35: 0.019095; Gains in Water Available For Use / Savings in Demand under the selected programme (Ml/d) input as +ve 2035-36: 0.021264; Gains in Water Available For Use / Savings in Demand under the selected programme (Ml/d) input as +ve 2036-37: 0.023431; Gains in Water Available For Use / Savings in Demand under the selected programme (Ml/d) input as +ve 2037-38: 0.025596; Gains in Water Available For Use / Savings in Demand under the selected programme (Ml/d) input as +ve 2038-39: 0.027758; Gains in Water Available For Use / Savings in Demand under the selected programme (Ml/d) input as +ve 2039-40: 0.029918; Gains in Water Available For Use / Savings in Demand under the selected programme (Ml/d) input as +ve 2040-41: 0.032075; Gains in Water Available For Use / Savings in Demand under the selected programme (Ml/d) input as +ve 2041-42: 0.034229; Gains in Water Available For Use / Savings in Demand under the selected programme (Ml/d) input as +ve 2042-43: 0.036381; Gains in Water Available For Use / Savings in Demand under the selected programme (Ml/d) input as +ve 2043-44: 0.038529; Gains in Water Available For Use / Savings in Demand under the selected programme (Ml/d) input as +ve 2044-45: 0.040674; Gains in Water Available For Use / Savings in Demand under the selected programme (Ml/d) input as +ve 2045-46: 0.042816; Gains in Water Available For Use / Savings in Demand under the selected programme (Ml/d) input as +ve 2046-47: 0.044955; Gains in Water Available For Use / Savings in Demand under the selected programme (Ml/d) input as +ve 2047-48: 0.047091; Gains in Water Available For Use / Savings in Demand under the selected programme (Ml/d) input as +ve 2048-49: 0.049224; Gains in Water Available For Use / Savings in Demand under the selected programme (Ml/d) input as +ve 2049-50: 0.051355
51dP | LEA: NHH. NHH CSPL repairs.AWSRTS | LEA: NHH. NHH CSPL repairs.AWSRTS | Supply pipe repairs / replacement | Customer Options | N | Preferred | AWSRTS | Ml/d | 2 | Gains in Water Available For Use / Savings in Demand under the selected programme (Ml/d) input as +ve 2019-20: 0; Gains in Water Available For Use / Savings in Demand under the selected programme (Ml/d) input as +ve 2020-21: 0; Gains in Water Available For Use / Savings in Demand under the selected programme (Ml/d) input as +ve 2021-22: 0; Gains in Water Available For Use / Savings in Demand under the selected programme (Ml/d) input as +ve 2022-23: 0; Gains in Water Available For Use / Savings in Demand under the selected programme (Ml/d) input as +ve 2023-24: 0; Gains in Water Available For Use / Savings in Demand under the selected programme (Ml/d) input as +ve 2024-25: 0; Gains in Water Available For Use / Savings in Demand under the selected programme (Ml/d) input as +ve 2025-26: 0.00092185; Gains in Water Available For Use / Savings in Demand under the selected programme (Ml/d) input as +ve 2026-27: 0.001967; Gains in Water Available For Use / Savings in Demand under the selected programme (Ml/d) input as +ve 2027-28: 0.0037892; Gains in Water Available For Use / Savings in Demand under the selected programme (Ml/d) input as +ve 2028-29: 0.0060438; Gains in Water Available For Use / Savings in Demand under the selected programme (Ml/d) input as +ve 2029-30: 0.0082231; Gains in Water Available For Use / Savings in Demand under the selected programme (Ml/d) input as +ve 2030-31: 0.0104; Gains in Water Available For Use / Savings in Demand under the selected programme (Ml/d) input as +ve 2031-32: 0.012577; Gains in Water Available For Use / Savings in Demand under the selected programme (Ml/d) input as +ve 2032-33: 0.014751; Gains in Water Available For Use / Savings in Demand under the selected programme (Ml/d) input as +ve 2033-34: 0.016924; Gains in Water Available For Use / Savings in Demand under the selected programme (Ml/d) input as +ve 2034-35: 0.019095; Gains in Water Available For Use / Savings in Demand under the selected programme (Ml/d) input as +ve 2035-36: 0.021264; Gains in Water Available For Use / Savings in Demand under the selected programme (Ml/d) input as +ve 2036-37: 0.023431; Gains in Water Available For Use / Savings in Demand under the selected programme (Ml/d) input as +ve 2037-38: 0.025596; Gains in Water Available For Use / Savings in Demand under the selected programme (Ml/d) input as +ve 2038-39: 0.027758; Gains in Water Available For Use / Savings in Demand under the selected programme (Ml/d) input as +ve 2039-40: 0.029918; Gains in Water Available For Use / Savings in Demand under the selected programme (Ml/d) input as +ve 2040-41: 0.032075; Gains in Water Available For Use / Savings in Demand under the selected programme (Ml/d) input as +ve 2041-42: 0.034229; Gains in Water Available For Use / Savings in Demand under the selected programme (Ml/d) input as +ve 2042-43: 0.036381; Gains in Water Available For Use / Savings in Demand under the selected programme (Ml/d) input as +ve 2043-44: 0.038529; Gains in Water Available For Use / Savings in Demand under the selected programme (Ml/d) input as +ve 2044-45: 0.040674; Gains in Water Available For Use / Savings in Demand under the selected programme (Ml/d) input as +ve 2045-46: 0.042816; Gains in Water Available For Use / Savings in Demand under the selected programme (Ml/d) input as +ve 2046-47: 0.044955; Gains in Water Available For Use / Savings in Demand under the selected programme (Ml/d) input as +ve 2047-48: 0.047091; Gains in Water Available For Use / Savings in Demand under the selected programme (Ml/d) input as +ve 2048-49: 0.049224; Gains in Water Available For Use / Savings in Demand under the selected programme (Ml/d) input as +ve 2049-50: 0.051355
51cF | Mains Replacement (MR1500).AWSRTS | Mains Replacement (MR1500).AWSRTS | Mains replacement (not trunk mains) | Distribution Options | N | Ofwat Core | AWSRTS | Ml/d | 2 | Gains in Water Available For Use / Savings in Demand under the selected programme (Ml/d) input as +ve 2019-20: 0; Gains in Water Available For Use / Savings in Demand under the selected programme (Ml/d) input as +ve 2020-21: 0; Gains in Water Available For Use / Savings in Demand under the selected programme (Ml/d) input as +ve 2021-22: 0; Gains in Water Available For Use / Savings in Demand under the selected programme (Ml/d) input as +ve 2022-23: 0; Gains in Water Available For Use / Savings in Demand under the selected programme (Ml/d) input as +ve 2023-24: 0; Gains in Water Available For Use / Savings in Demand under the selected programme (Ml/d) input as +ve 2024-25: 0; Gains in Water Available For Use / Savings in Demand under the selected programme (Ml/d) input as +ve 2025-26: 0; Gains in Water Available For Use / Savings in Demand under the selected programme (Ml/d) input as +ve 2026-27: 0; Gains in Water Available For Use / Savings in Demand under the selected programme (Ml/d) input as +ve 2027-28: 0; Gains in Water Available For Use / Savings in Demand under the selected programme (Ml/d) input as +ve 2028-29: 0; Gains in Water Available For Use / Savings in Demand under the selected programme (Ml/d) input as +ve 2029-30: 0.69283; Gains in Water Available For Use / Savings in Demand under the selected programme (Ml/d) input as +ve 2030-31: 0.69283; Gains in Water Available For Use / Savings in Demand under the selected programme (Ml/d) input as +ve 2031-32: 0.69283; Gains in Water Available For Use / Savings in Demand under the selected programme (Ml/d) input as +ve 2032-33: 0.69283; Gains in Water Available For Use / Savings in Demand under the selected programme (Ml/d) input as +ve 2033-34: 0.69283; Gains in Water Available For Use / Savings in Demand under the selected programme (Ml/d) input as +ve 2034-35: 0.98682; Gains in Water Available For Use / Savings in Demand under the selected programme (Ml/d) input as +ve 2035-36: 0.93747; Gains in Water Available For Use / Savings in Demand under the selected programme (Ml/d) input as +ve 2036-37: 0.93747; Gains in Water Available For Use / Savings in Demand under the selected programme (Ml/d) input as +ve 2037-38: 1.3419; Gains in Water Available For Use / Savings in Demand under the selected programme (Ml/d) input as +ve 2038-39: 1.3419; Gains in Water Available For Use / Savings in Demand under the selected programme (Ml/d) input as +ve 2039-40: 1.3419; Gains in Water Available For Use / Savings in Demand under the selected programme (Ml/d) input as +ve 2040-41: 1.89; Gains in Water Available For Use / Savings in Demand under the selected programme (Ml/d) input as +ve 2041-42: 1.88; Gains in Water Available For Use / Savings in Demand under the selected programme (Ml/d) input as +ve 2042-43: 1.88; Gains in Water Available For Use / Savings in Demand under the selected programme (Ml/d) input as +ve 2043-44: 1.88; Gains in Water Available For Use / Savings in Demand under the selected programme (Ml/d) input as +ve 2044-45: 1.88; Gains in Water Available For Use / Savings in Demand under the selected programme (Ml/d) input as +ve 2045-46: 1.9956; Gains in Water Available For Use / Savings in Demand under the selected programme (Ml/d) input as +ve 2046-47: 1.9956; Gains in Water Available For Use / Savings in Demand under the selected programme (Ml/d) input as +ve 2047-48: 1.9956; Gains in Water Available For Use / Savings in Demand under the selected programme (Ml/d) input as +ve 2048-49: 2.1128; Gains in Water Available For Use / Savings in Demand under the selected programme (Ml/d) input as +ve 2049-50: 2.2269
51cP | Mains Replacement (MRMax).AWSRTS | Mains Replacement (MRMax).AWSRTS | Mains replacement (not trunk mains) | Distribution Options | N | Preferred | AWSRTS | Ml/d | 2 | Gains in Water Available For Use / Savings in Demand under the selected programme (Ml/d) input as +ve 2019-20: 0; Gains in Water Available For Use / Savings in Demand under the selected programme (Ml/d) input as +ve 2020-21: 0; Gains in Water Available For Use / Savings in Demand under the selected programme (Ml/d) input as +ve 2021-22: 0; Gains in Water Available For Use / Savings in Demand under the selected programme (Ml/d) input as +ve 2022-23: 0; Gains in Water Available For Use / Savings in Demand under the selected programme (Ml/d) input as +ve 2023-24: 0; Gains in Water Available For Use / Savings in Demand under the selected programme (Ml/d) input as +ve 2024-25: 0; Gains in Water Available For Use / Savings in Demand under the selected programme (Ml/d) input as +ve 2025-26: 0; Gains in Water Available For Use / Savings in Demand under the selected programme (Ml/d) input as +ve 2026-27: 0; Gains in Water Available For Use / Savings in Demand under the selected programme (Ml/d) input as +ve 2027-28: 0; Gains in Water Available For Use / Savings in Demand under the selected programme (Ml/d) input as +ve 2028-29: 0; Gains in Water Available For Use / Savings in Demand under the selected programme (Ml/d) input as +ve 2029-30: 0.69283; Gains in Water Available For Use / Savings in Demand under the selected programme (Ml/d) input as +ve 2030-31: 1.1185; Gains in Water Available For Use / Savings in Demand under the selected programme (Ml/d) input as +ve 2031-32: 1.7167; Gains in Water Available For Use / Savings in Demand under the selected programme (Ml/d) input as +ve 2032-33: 1.7167; Gains in Water Available For Use / Savings in Demand under the selected programme (Ml/d) input as +ve 2033-34: 1.7167; Gains in Water Available For Use / Savings in Demand under the selected programme (Ml/d) input as +ve 2034-35: 2.0107; Gains in Water Available For Use / Savings in Demand under the selected programme (Ml/d) input as +ve 2035-36: 1.9101; Gains in Water Available For Use / Savings in Demand under the selected programme (Ml/d) input as +ve 2036-37: 2.0891; Gains in Water Available For Use / Savings in Demand under the selected programme (Ml/d) input as +ve 2037-38: 2.0891; Gains in Water Available For Use / Savings in Demand under the selected programme (Ml/d) input as +ve 2038-39: 2.0891; Gains in Water Available For Use / Savings in Demand under the selected programme (Ml/d) input as +ve 2039-40: 2.3241; Gains in Water Available For Use / Savings in Demand under the selected programme (Ml/d) input as +ve 2040-41: 2.5201; Gains in Water Available For Use / Savings in Demand under the selected programme (Ml/d) input as +ve 2041-42: 2.706; Gains in Water Available For Use / Savings in Demand under the selected programme (Ml/d) input as +ve 2042-43: 2.706; Gains in Water Available For Use / Savings in Demand under the selected programme (Ml/d) input as +ve 2043-44: 2.8309; Gains in Water Available For Use / Savings in Demand under the selected programme (Ml/d) input as +ve 2044-45: 2.8845; Gains in Water Available For Use / Savings in Demand under the selected programme (Ml/d) input as +ve 2045-46: 2.9274; Gains in Water Available For Use / Savings in Demand under the selected programme (Ml/d) input as +ve 2046-47: 3.0199; Gains in Water Available For Use / Savings in Demand under the selected programme (Ml/d) input as +ve 2047-48: 3.1515; Gains in Water Available For Use / Savings in Demand under the selected programme (Ml/d) input as +ve 2048-49: 3.231; Gains in Water Available For Use / Savings in Demand under the selected programme (Ml/d) input as +ve 2049-50: 3.231
51dF | NHH. NHH PL repairs.AWSRTS | NHH. NHH PL repairs.AWSRTS | Non-household water audit | Customer Options | N | Least Cost | AWSRTS | Ml/d | 2 | Gains in Water Available For Use / Savings in Demand under the selected programme (Ml/d) input as +ve 2019-20: 0; Gains in Water Available For Use / Savings in Demand under the selected programme (Ml/d) input as +ve 2020-21: 0; Gains in Water Available For Use / Savings in Demand under the selected programme (Ml/d) input as +ve 2021-22: 0; Gains in Water Available For Use / Savings in Demand under the selected programme (Ml/d) input as +ve 2022-23: 0; Gains in Water Available For Use / Savings in Demand under the selected programme (Ml/d) input as +ve 2023-24: 0; Gains in Water Available For Use / Savings in Demand under the selected programme (Ml/d) input as +ve 2024-25: 0; Gains in Water Available For Use / Savings in Demand under the selected programme (Ml/d) input as +ve 2025-26: 0.025072; Gains in Water Available For Use / Savings in Demand under the selected programme (Ml/d) input as +ve 2026-27: 0.0535; Gains in Water Available For Use / Savings in Demand under the selected programme (Ml/d) input as +ve 2027-28: 0.10306; Gains in Water Available For Use / Savings in Demand under the selected programme (Ml/d) input as +ve 2028-29: 0.16438; Gains in Water Available For Use / Savings in Demand under the selected programme (Ml/d) input as +ve 2029-30: 0.22365; Gains in Water Available For Use / Savings in Demand under the selected programme (Ml/d) input as +ve 2030-31: 0.28287; Gains in Water Available For Use / Savings in Demand under the selected programme (Ml/d) input as +ve 2031-32: 0.34206; Gains in Water Available For Use / Savings in Demand under the selected programme (Ml/d) input as +ve 2032-33: 0.40121; Gains in Water Available For Use / Savings in Demand under the selected programme (Ml/d) input as +ve 2033-34: 0.4603; Gains in Water Available For Use / Savings in Demand under the selected programme (Ml/d) input as +ve 2034-35: 0.51935; Gains in Water Available For Use / Savings in Demand under the selected programme (Ml/d) input as +ve 2035-36: 0.57834; Gains in Water Available For Use / Savings in Demand under the selected programme (Ml/d) input as +ve 2036-37: 0.63728; Gains in Water Available For Use / Savings in Demand under the selected programme (Ml/d) input as +ve 2037-38: 0.69616; Gains in Water Available For Use / Savings in Demand under the selected programme (Ml/d) input as +ve 2038-39: 0.75497; Gains in Water Available For Use / Savings in Demand under the selected programme (Ml/d) input as +ve 2039-40: 0.81371; Gains in Water Available For Use / Savings in Demand under the selected programme (Ml/d) input as +ve 2040-41: 0.87238; Gains in Water Available For Use / Savings in Demand under the selected programme (Ml/d) input as +ve 2041-42: 0.93097; Gains in Water Available For Use / Savings in Demand under the selected programme (Ml/d) input as +ve 2042-43: 0.98948; Gains in Water Available For Use / Savings in Demand under the selected programme (Ml/d) input as +ve 2043-44: 1.0479; Gains in Water Available For Use / Savings in Demand under the selected programme (Ml/d) input as +ve 2044-45: 1.1062; Gains in Water Available For Use / Savings in Demand under the selected programme (Ml/d) input as +ve 2045-46: 1.1645; Gains in Water Available For Use / Savings in Demand under the selected programme (Ml/d) input as +ve 2046-47: 1.2227; Gains in Water Available For Use / Savings in Demand under the selected programme (Ml/d) input as +ve 2047-48: 1.2808; Gains in Water Available For Use / Savings in Demand under the selected programme (Ml/d) input as +ve 2048-49: 1.3388; Gains in Water Available For Use / Savings in Demand under the selected programme (Ml/d) input as +ve 2049-50: 1.3968
51dF | NHH. NHH PL repairs.AWSRTS | NHH. NHH PL repairs.AWSRTS | Non-household water audit | Customer Options | N | Ofwat Core | AWSRTS | Ml/d | 2 | Gains in Water Available For Use / Savings in Demand under the selected programme (Ml/d) input as +ve 2019-20: 0; Gains in Water Available For Use / Savings in Demand under the selected programme (Ml/d) input as +ve 2020-21: 0; Gains in Water Available For Use / Savings in Demand under the selected programme (Ml/d) input as +ve 2021-22: 0; Gains in Water Available For Use / Savings in Demand under the selected programme (Ml/d) input as +ve 2022-23: 0; Gains in Water Available For Use / Savings in Demand under the selected programme (Ml/d) input as +ve 2023-24: 0; Gains in Water Available For Use / Savings in Demand under the selected programme (Ml/d) input as +ve 2024-25: 0; Gains in Water Available For Use / Savings in Demand under the selected programme (Ml/d) input as +ve 2025-26: 0.025072; Gains in Water Available For Use / Savings in Demand under the selected programme (Ml/d) input as +ve 2026-27: 0.0535; Gains in Water Available For Use / Savings in Demand under the selected programme (Ml/d) input as +ve 2027-28: 0.10306; Gains in Water Available For Use / Savings in Demand under the selected programme (Ml/d) input as +ve 2028-29: 0.16438; Gains in Water Available For Use / Savings in Demand under the selected programme (Ml/d) input as +ve 2029-30: 0.22365; Gains in Water Available For Use / Savings in Demand under the selected programme (Ml/d) input as +ve 2030-31: 0.28287; Gains in Water Available For Use / Savings in Demand under the selected programme (Ml/d) input as +ve 2031-32: 0.34206; Gains in Water Available For Use / Savings in Demand under the selected programme (Ml/d) input as +ve 2032-33: 0.40121; Gains in Water Available For Use / Savings in Demand under the selected programme (Ml/d) input as +ve 2033-34: 0.4603; Gains in Water Available For Use / Savings in Demand under the selected programme (Ml/d) input as +ve 2034-35: 0.51935; Gains in Water Available For Use / Savings in Demand under the selected programme (Ml/d) input as +ve 2035-36: 0.57834; Gains in Water Available For Use / Savings in Demand under the selected programme (Ml/d) input as +ve 2036-37: 0.63728; Gains in Water Available For Use / Savings in Demand under the selected programme (Ml/d) input as +ve 2037-38: 0.69616; Gains in Water Available For Use / Savings in Demand under the selected programme (Ml/d) input as +ve 2038-39: 0.75497; Gains in Water Available For Use / Savings in Demand under the selected programme (Ml/d) input as +ve 2039-40: 0.81371; Gains in Water Available For Use / Savings in Demand under the selected programme (Ml/d) input as +ve 2040-41: 0.87238; Gains in Water Available For Use / Savings in Demand under the selected programme (Ml/d) input as +ve 2041-42: 0.93097; Gains in Water Available For Use / Savings in Demand under the selected programme (Ml/d) input as +ve 2042-43: 0.98948; Gains in Water Available For Use / Savings in Demand under the selected programme (Ml/d) input as +ve 2043-44: 1.0479; Gains in Water Available For Use / Savings in Demand under the selected programme (Ml/d) input as +ve 2044-45: 1.1062; Gains in Water Available For Use / Savings in Demand under the selected programme (Ml/d) input as +ve 2045-46: 1.1645; Gains in Water Available For Use / Savings in Demand under the selected programme (Ml/d) input as +ve 2046-47: 1.2227; Gains in Water Available For Use / Savings in Demand under the selected programme (Ml/d) input as +ve 2047-48: 1.2808; Gains in Water Available For Use / Savings in Demand under the selected programme (Ml/d) input as +ve 2048-49: 1.3388; Gains in Water Available For Use / Savings in Demand under the selected programme (Ml/d) input as +ve 2049-50: 1.3968
51dP | NHH. NHH PL repairs.AWSRTS | NHH. NHH PL repairs.AWSRTS | Non-household water audit | Customer Options | N | Preferred | AWSRTS | Ml/d | 2 | Gains in Water Available For Use / Savings in Demand under the selected programme (Ml/d) input as +ve 2019-20: 0; Gains in Water Available For Use / Savings in Demand under the selected programme (Ml/d) input as +ve 2020-21: 0; Gains in Water Available For Use / Savings in Demand under the selected programme (Ml/d) input as +ve 2021-22: 0; Gains in Water Available For Use / Savings in Demand under the selected programme (Ml/d) input as +ve 2022-23: 0; Gains in Water Available For Use / Savings in Demand under the selected programme (Ml/d) input as +ve 2023-24: 0; Gains in Water Available For Use / Savings in Demand under the selected programme (Ml/d) input as +ve 2024-25: 0; Gains in Water Available For Use / Savings in Demand under the selected programme (Ml/d) input as +ve 2025-26: 0.025072; Gains in Water Available For Use / Savings in Demand under the selected programme (Ml/d) input as +ve 2026-27: 0.0535; Gains in Water Available For Use / Savings in Demand under the selected programme (Ml/d) input as +ve 2027-28: 0.10306; Gains in Water Available For Use / Savings in Demand under the selected programme (Ml/d) input as +ve 2028-29: 0.16438; Gains in Water Available For Use / Savings in Demand under the selected programme (Ml/d) input as +ve 2029-30: 0.22365; Gains in Water Available For Use / Savings in Demand under the selected programme (Ml/d) input as +ve 2030-31: 0.28287; Gains in Water Available For Use / Savings in Demand under the selected programme (Ml/d) input as +ve 2031-32: 0.34206; Gains in Water Available For Use / Savings in Demand under the selected programme (Ml/d) input as +ve 2032-33: 0.40121; Gains in Water Available For Use / Savings in Demand under the selected programme (Ml/d) input as +ve 2033-34: 0.4603; Gains in Water Available For Use / Savings in Demand under the selected programme (Ml/d) input as +ve 2034-35: 0.51935; Gains in Water Available For Use / Savings in Demand under the selected programme (Ml/d) input as +ve 2035-36: 0.57834; Gains in Water Available For Use / Savings in Demand under the selected programme (Ml/d) input as +ve 2036-37: 0.63728; Gains in Water Available For Use / Savings in Demand under the selected programme (Ml/d) input as +ve 2037-38: 0.69616; Gains in Water Available For Use / Savings in Demand under the selected programme (Ml/d) input as +ve 2038-39: 0.75497; Gains in Water Available For Use / Savings in Demand under the selected programme (Ml/d) input as +ve 2039-40: 0.81371; Gains in Water Available For Use / Savings in Demand under the selected programme (Ml/d) input as +ve 2040-41: 0.87238; Gains in Water Available For Use / Savings in Demand under the selected programme (Ml/d) input as +ve 2041-42: 0.93097; Gains in Water Available For Use / Savings in Demand under the selected programme (Ml/d) input as +ve 2042-43: 0.98948; Gains in Water Available For Use / Savings in Demand under the selected programme (Ml/d) input as +ve 2043-44: 1.0479; Gains in Water Available For Use / Savings in Demand under the selected programme (Ml/d) input as +ve 2044-45: 1.1062; Gains in Water Available For Use / Savings in Demand under the selected programme (Ml/d) input as +ve 2045-46: 1.1645; Gains in Water Available For Use / Savings in Demand under the selected programme (Ml/d) input as +ve 2046-47: 1.2227; Gains in Water Available For Use / Savings in Demand under the selected programme (Ml/d) input as +ve 2047-48: 1.2808; Gains in Water Available For Use / Savings in Demand under the selected programme (Ml/d) input as +ve 2048-49: 1.3388; Gains in Water Available For Use / Savings in Demand under the selected programme (Ml/d) input as +ve 2049-50: 1.3968
51dF | NHH. NHH PL100 repairs.AWSRTS | NHH. NHH PL100 repairs.AWSRTS | Non-household water audit | Customer Options | N | Least Cost | AWSRTS | Ml/d | 2 | Gains in Water Available For Use / Savings in Demand under the selected programme (Ml/d) input as +ve 2019-20: 0; Gains in Water Available For Use / Savings in Demand under the selected programme (Ml/d) input as +ve 2020-21: 0; Gains in Water Available For Use / Savings in Demand under the selected programme (Ml/d) input as +ve 2021-22: 0; Gains in Water Available For Use / Savings in Demand under the selected programme (Ml/d) input as +ve 2022-23: 0; Gains in Water Available For Use / Savings in Demand under the selected programme (Ml/d) input as +ve 2023-24: 0; Gains in Water Available For Use / Savings in Demand under the selected programme (Ml/d) input as +ve 2024-25: 0; Gains in Water Available For Use / Savings in Demand under the selected programme (Ml/d) input as +ve 2025-26: 0.0061636; Gains in Water Available For Use / Savings in Demand under the selected programme (Ml/d) input as +ve 2026-27: 0.013152; Gains in Water Available For Use / Savings in Demand under the selected programme (Ml/d) input as +ve 2027-28: 0.025335; Gains in Water Available For Use / Savings in Demand under the selected programme (Ml/d) input as +ve 2028-29: 0.04041; Gains in Water Available For Use / Savings in Demand under the selected programme (Ml/d) input as +ve 2029-30: 0.054981; Gains in Water Available For Use / Savings in Demand under the selected programme (Ml/d) input as +ve 2030-31: 0.069539; Gains in Water Available For Use / Savings in Demand under the selected programme (Ml/d) input as +ve 2031-32: 0.084089; Gains in Water Available For Use / Savings in Demand under the selected programme (Ml/d) input as +ve 2032-33: 0.09863; Gains in Water Available For Use / Savings in Demand under the selected programme (Ml/d) input as +ve 2033-34: 0.11316; Gains in Water Available For Use / Savings in Demand under the selected programme (Ml/d) input as +ve 2034-35: 0.12767; Gains in Water Available For Use / Savings in Demand under the selected programme (Ml/d) input as +ve 2035-36: 0.14218; Gains in Water Available For Use / Savings in Demand under the selected programme (Ml/d) input as +ve 2036-37: 0.15666; Gains in Water Available For Use / Savings in Demand under the selected programme (Ml/d) input as +ve 2037-38: 0.17114; Gains in Water Available For Use / Savings in Demand under the selected programme (Ml/d) input as +ve 2038-39: 0.1856; Gains in Water Available For Use / Savings in Demand under the selected programme (Ml/d) input as +ve 2039-40: 0.20004; Gains in Water Available For Use / Savings in Demand under the selected programme (Ml/d) input as +ve 2040-41: 0.21446; Gains in Water Available For Use / Savings in Demand under the selected programme (Ml/d) input as +ve 2041-42: 0.22886; Gains in Water Available For Use / Savings in Demand under the selected programme (Ml/d) input as +ve 2042-43: 0.24325; Gains in Water Available For Use / Savings in Demand under the selected programme (Ml/d) input as +ve 2043-44: 0.25761; Gains in Water Available For Use / Savings in Demand under the selected programme (Ml/d) input as +ve 2044-45: 0.27195; Gains in Water Available For Use / Savings in Demand under the selected programme (Ml/d) input as +ve 2045-46: 0.28627; Gains in Water Available For Use / Savings in Demand under the selected programme (Ml/d) input as +ve 2046-47: 0.30057; Gains in Water Available For Use / Savings in Demand under the selected programme (Ml/d) input as +ve 2047-48: 0.31486; Gains in Water Available For Use / Savings in Demand under the selected programme (Ml/d) input as +ve 2048-49: 0.32912; Gains in Water Available For Use / Savings in Demand under the selected programme (Ml/d) input as +ve 2049-50: 0.34337
51dF | NHH. NHH PL100 repairs.AWSRTS | NHH. NHH PL100 repairs.AWSRTS | Non-household water audit | Customer Options | N | Ofwat Core | AWSRTS | Ml/d | 2 | Gains in Water Available For Use / Savings in Demand under the selected programme (Ml/d) input as +ve 2019-20: 0; Gains in Water Available For Use / Savings in Demand under the selected programme (Ml/d) input as +ve 2020-21: 0; Gains in Water Available For Use / Savings in Demand under the selected programme (Ml/d) input as +ve 2021-22: 0; Gains in Water Available For Use / Savings in Demand under the selected programme (Ml/d) input as +ve 2022-23: 0; Gains in Water Available For Use / Savings in Demand under the selected programme (Ml/d) input as +ve 2023-24: 0; Gains in Water Available For Use / Savings in Demand under the selected programme (Ml/d) input as +ve 2024-25: 0; Gains in Water Available For Use / Savings in Demand under the selected programme (Ml/d) input as +ve 2025-26: 0.0061636; Gains in Water Available For Use / Savings in Demand under the selected programme (Ml/d) input as +ve 2026-27: 0.013152; Gains in Water Available For Use / Savings in Demand under the selected programme (Ml/d) input as +ve 2027-28: 0.025335; Gains in Water Available For Use / Savings in Demand under the selected programme (Ml/d) input as +ve 2028-29: 0.04041; Gains in Water Available For Use / Savings in Demand under the selected programme (Ml/d) input as +ve 2029-30: 0.054981; Gains in Water Available For Use / Savings in Demand under the selected programme (Ml/d) input as +ve 2030-31: 0.069539; Gains in Water Available For Use / Savings in Demand under the selected programme (Ml/d) input as +ve 2031-32: 0.084089; Gains in Water Available For Use / Savings in Demand under the selected programme (Ml/d) input as +ve 2032-33: 0.09863; Gains in Water Available For Use / Savings in Demand under the selected programme (Ml/d) input as +ve 2033-34: 0.11316; Gains in Water Available For Use / Savings in Demand under the selected programme (Ml/d) input as +ve 2034-35: 0.12767; Gains in Water Available For Use / Savings in Demand under the selected programme (Ml/d) input as +ve 2035-36: 0.14218; Gains in Water Available For Use / Savings in Demand under the selected programme (Ml/d) input as +ve 2036-37: 0.15666; Gains in Water Available For Use / Savings in Demand under the selected programme (Ml/d) input as +ve 2037-38: 0.17114; Gains in Water Available For Use / Savings in Demand under the selected programme (Ml/d) input as +ve 2038-39: 0.1856; Gains in Water Available For Use / Savings in Demand under the selected programme (Ml/d) input as +ve 2039-40: 0.20004; Gains in Water Available For Use / Savings in Demand under the selected programme (Ml/d) input as +ve 2040-41: 0.21446; Gains in Water Available For Use / Savings in Demand under the selected programme (Ml/d) input as +ve 2041-42: 0.22886; Gains in Water Available For Use / Savings in Demand under the selected programme (Ml/d) input as +ve 2042-43: 0.24325; Gains in Water Available For Use / Savings in Demand under the selected programme (Ml/d) input as +ve 2043-44: 0.25761; Gains in Water Available For Use / Savings in Demand under the selected programme (Ml/d) input as +ve 2044-45: 0.27195; Gains in Water Available For Use / Savings in Demand under the selected programme (Ml/d) input as +ve 2045-46: 0.28627; Gains in Water Available For Use / Savings in Demand under the selected programme (Ml/d) input as +ve 2046-47: 0.30057; Gains in Water Available For Use / Savings in Demand under the selected programme (Ml/d) input as +ve 2047-48: 0.31486; Gains in Water Available For Use / Savings in Demand under the selected programme (Ml/d) input as +ve 2048-49: 0.32912; Gains in Water Available For Use / Savings in Demand under the selected programme (Ml/d) input as +ve 2049-50: 0.34337
51dP | NHH. NHH PL100 repairs.AWSRTS | NHH. NHH PL100 repairs.AWSRTS | Non-household water audit | Customer Options | N | Preferred | AWSRTS | Ml/d | 2 | Gains in Water Available For Use / Savings in Demand under the selected programme (Ml/d) input as +ve 2019-20: 0; Gains in Water Available For Use / Savings in Demand under the selected programme (Ml/d) input as +ve 2020-21: 0; Gains in Water Available For Use / Savings in Demand under the selected programme (Ml/d) input as +ve 2021-22: 0; Gains in Water Available For Use / Savings in Demand under the selected programme (Ml/d) input as +ve 2022-23: 0; Gains in Water Available For Use / Savings in Demand under the selected programme (Ml/d) input as +ve 2023-24: 0; Gains in Water Available For Use / Savings in Demand under the selected programme (Ml/d) input as +ve 2024-25: 0; Gains in Water Available For Use / Savings in Demand under the selected programme (Ml/d) input as +ve 2025-26: 0.0061636; Gains in Water Available For Use / Savings in Demand under the selected programme (Ml/d) input as +ve 2026-27: 0.013152; Gains in Water Available For Use / Savings in Demand under the selected programme (Ml/d) input as +ve 2027-28: 0.025335; Gains in Water Available For Use / Savings in Demand under the selected programme (Ml/d) input as +ve 2028-29: 0.04041; Gains in Water Available For Use / Savings in Demand under the selected programme (Ml/d) input as +ve 2029-30: 0.054981; Gains in Water Available For Use / Savings in Demand under the selected programme (Ml/d) input as +ve 2030-31: 0.069539; Gains in Water Available For Use / Savings in Demand under the selected programme (Ml/d) input as +ve 2031-32: 0.084089; Gains in Water Available For Use / Savings in Demand under the selected programme (Ml/d) input as +ve 2032-33: 0.09863; Gains in Water Available For Use / Savings in Demand under the selected programme (Ml/d) input as +ve 2033-34: 0.11316; Gains in Water Available For Use / Savings in Demand under the selected programme (Ml/d) input as +ve 2034-35: 0.12767; Gains in Water Available For Use / Savings in Demand under the selected programme (Ml/d) input as +ve 2035-36: 0.14218; Gains in Water Available For Use / Savings in Demand under the selected programme (Ml/d) input as +ve 2036-37: 0.15666; Gains in Water Available For Use / Savings in Demand under the selected programme (Ml/d) input as +ve 2037-38: 0.17114; Gains in Water Available For Use / Savings in Demand under the selected programme (Ml/d) input as +ve 2038-39: 0.1856; Gains in Water Available For Use / Savings in Demand under the selected programme (Ml/d) input as +ve 2039-40: 0.20004; Gains in Water Available For Use / Savings in Demand under the selected programme (Ml/d) input as +ve 2040-41: 0.21446; Gains in Water Available For Use / Savings in Demand under the selected programme (Ml/d) input as +ve 2041-42: 0.22886; Gains in Water Available For Use / Savings in Demand under the selected programme (Ml/d) input as +ve 2042-43: 0.24325; Gains in Water Available For Use / Savings in Demand under the selected programme (Ml/d) input as +ve 2043-44: 0.25761; Gains in Water Available For Use / Savings in Demand under the selected programme (Ml/d) input as +ve 2044-45: 0.27195; Gains in Water Available For Use / Savings in Demand under the selected programme (Ml/d) input as +ve 2045-46: 0.28627; Gains in Water Available For Use / Savings in Demand under the selected programme (Ml/d) input as +ve 2046-47: 0.30057; Gains in Water Available For Use / Savings in Demand under the selected programme (Ml/d) input as +ve 2047-48: 0.31486; Gains in Water Available For Use / Savings in Demand under the selected programme (Ml/d) input as +ve 2048-49: 0.32912; Gains in Water Available For Use / Savings in Demand under the selected programme (Ml/d) input as +ve 2049-50: 0.34337
51dF | NHH. WEF Visit Lower.AWSRTS | NHH. WEF Visit Lower.AWSRTS | Non-household water audit | Customer Options | N | Least Cost | AWSRTS | Ml/d | 2 | Gains in Water Available For Use / Savings in Demand under the selected programme (Ml/d) input as +ve 2019-20: 0; Gains in Water Available For Use / Savings in Demand under the selected programme (Ml/d) input as +ve 2020-21: 0; Gains in Water Available For Use / Savings in Demand under the selected programme (Ml/d) input as +ve 2021-22: 0; Gains in Water Available For Use / Savings in Demand under the selected programme (Ml/d) input as +ve 2022-23: 0; Gains in Water Available For Use / Savings in Demand under the selected programme (Ml/d) input as +ve 2023-24: 0; Gains in Water Available For Use / Savings in Demand under the selected programme (Ml/d) input as +ve 2024-25: 0; Gains in Water Available For Use / Savings in Demand under the selected programme (Ml/d) input as +ve 2025-26: 0.014809; Gains in Water Available For Use / Savings in Demand under the selected programme (Ml/d) input as +ve 2026-27: 0.031599; Gains in Water Available For Use / Savings in Demand under the selected programme (Ml/d) input as +ve 2027-28: 0.06087; Gains in Water Available For Use / Savings in Demand under the selected programme (Ml/d) input as +ve 2028-29: 0.09709; Gains in Water Available For Use / Savings in Demand under the selected programme (Ml/d) input as +ve 2029-30: 0.1321; Gains in Water Available For Use / Savings in Demand under the selected programme (Ml/d) input as +ve 2030-31: 0.16707; Gains in Water Available For Use / Savings in Demand under the selected programme (Ml/d) input as +ve 2031-32: 0.20203; Gains in Water Available For Use / Savings in Demand under the selected programme (Ml/d) input as +ve 2032-33: 0.23697; Gains in Water Available For Use / Savings in Demand under the selected programme (Ml/d) input as +ve 2033-34: 0.27187; Gains in Water Available For Use / Savings in Demand under the selected programme (Ml/d) input as +ve 2034-35: 0.30675; Gains in Water Available For Use / Savings in Demand under the selected programme (Ml/d) input as +ve 2035-36: 0.34159; Gains in Water Available For Use / Savings in Demand under the selected programme (Ml/d) input as +ve 2036-37: 0.3764; Gains in Water Available For Use / Savings in Demand under the selected programme (Ml/d) input as +ve 2037-38: 0.41118; Gains in Water Available For Use / Savings in Demand under the selected programme (Ml/d) input as +ve 2038-39: 0.44592; Gains in Water Available For Use / Savings in Demand under the selected programme (Ml/d) input as +ve 2039-40: 0.48061; Gains in Water Available For Use / Savings in Demand under the selected programme (Ml/d) input as +ve 2040-41: 0.51526; Gains in Water Available For Use / Savings in Demand under the selected programme (Ml/d) input as +ve 2041-42: 0.54987; Gains in Water Available For Use / Savings in Demand under the selected programme (Ml/d) input as +ve 2042-43: 0.58443; Gains in Water Available For Use / Savings in Demand under the selected programme (Ml/d) input as +ve 2043-44: 0.61894; Gains in Water Available For Use / Savings in Demand under the selected programme (Ml/d) input as +ve 2044-45: 0.65339; Gains in Water Available For Use / Savings in Demand under the selected programme (Ml/d) input as +ve 2045-46: 0.6878; Gains in Water Available For Use / Savings in Demand under the selected programme (Ml/d) input as +ve 2046-47: 0.72216; Gains in Water Available For Use / Savings in Demand under the selected programme (Ml/d) input as +ve 2047-48: 0.75648; Gains in Water Available For Use / Savings in Demand under the selected programme (Ml/d) input as +ve 2048-49: 0.79075; Gains in Water Available For Use / Savings in Demand under the selected programme (Ml/d) input as +ve 2049-50: 0.82499
51dF | NHH. WEF Visit Lower.AWSRTS | NHH. WEF Visit Lower.AWSRTS | Non-household water audit | Customer Options | N | Ofwat Core | AWSRTS | Ml/d | 2 | Gains in Water Available For Use / Savings in Demand under the selected programme (Ml/d) input as +ve 2019-20: 0; Gains in Water Available For Use / Savings in Demand under the selected programme (Ml/d) input as +ve 2020-21: 0; Gains in Water Available For Use / Savings in Demand under the selected programme (Ml/d) input as +ve 2021-22: 0; Gains in Water Available For Use / Savings in Demand under the selected programme (Ml/d) input as +ve 2022-23: 0; Gains in Water Available For Use / Savings in Demand under the selected programme (Ml/d) input as +ve 2023-24: 0; Gains in Water Available For Use / Savings in Demand under the selected programme (Ml/d) input as +ve 2024-25: 0; Gains in Water Available For Use / Savings in Demand under the selected programme (Ml/d) input as +ve 2025-26: 0.014809; Gains in Water Available For Use / Savings in Demand under the selected programme (Ml/d) input as +ve 2026-27: 0.031599; Gains in Water Available For Use / Savings in Demand under the selected programme (Ml/d) input as +ve 2027-28: 0.06087; Gains in Water Available For Use / Savings in Demand under the selected programme (Ml/d) input as +ve 2028-29: 0.09709; Gains in Water Available For Use / Savings in Demand under the selected programme (Ml/d) input as +ve 2029-30: 0.1321; Gains in Water Available For Use / Savings in Demand under the selected programme (Ml/d) input as +ve 2030-31: 0.16707; Gains in Water Available For Use / Savings in Demand under the selected programme (Ml/d) input as +ve 2031-32: 0.20203; Gains in Water Available For Use / Savings in Demand under the selected programme (Ml/d) input as +ve 2032-33: 0.23697; Gains in Water Available For Use / Savings in Demand under the selected programme (Ml/d) input as +ve 2033-34: 0.27187; Gains in Water Available For Use / Savings in Demand under the selected programme (Ml/d) input as +ve 2034-35: 0.30675; Gains in Water Available For Use / Savings in Demand under the selected programme (Ml/d) input as +ve 2035-36: 0.34159; Gains in Water Available For Use / Savings in Demand under the selected programme (Ml/d) input as +ve 2036-37: 0.3764; Gains in Water Available For Use / Savings in Demand under the selected programme (Ml/d) input as +ve 2037-38: 0.41118; Gains in Water Available For Use / Savings in Demand under the selected programme (Ml/d) input as +ve 2038-39: 0.44592; Gains in Water Available For Use / Savings in Demand under the selected programme (Ml/d) input as +ve 2039-40: 0.48061; Gains in Water Available For Use / Savings in Demand under the selected programme (Ml/d) input as +ve 2040-41: 0.51526; Gains in Water Available For Use / Savings in Demand under the selected programme (Ml/d) input as +ve 2041-42: 0.54987; Gains in Water Available For Use / Savings in Demand under the selected programme (Ml/d) input as +ve 2042-43: 0.58443; Gains in Water Available For Use / Savings in Demand under the selected programme (Ml/d) input as +ve 2043-44: 0.61894; Gains in Water Available For Use / Savings in Demand under the selected programme (Ml/d) input as +ve 2044-45: 0.65339; Gains in Water Available For Use / Savings in Demand under the selected programme (Ml/d) input as +ve 2045-46: 0.6878; Gains in Water Available For Use / Savings in Demand under the selected programme (Ml/d) input as +ve 2046-47: 0.72216; Gains in Water Available For Use / Savings in Demand under the selected programme (Ml/d) input as +ve 2047-48: 0.75648; Gains in Water Available For Use / Savings in Demand under the selected programme (Ml/d) input as +ve 2048-49: 0.79075; Gains in Water Available For Use / Savings in Demand under the selected programme (Ml/d) input as +ve 2049-50: 0.82499
51dP | NHH. WEF Visit Lower.AWSRTS | NHH. WEF Visit Lower.AWSRTS | Non-household water audit | Customer Options | N | Preferred | AWSRTS | Ml/d | 2 | Gains in Water Available For Use / Savings in Demand under the selected programme (Ml/d) input as +ve 2019-20: 0; Gains in Water Available For Use / Savings in Demand under the selected programme (Ml/d) input as +ve 2020-21: 0; Gains in Water Available For Use / Savings in Demand under the selected programme (Ml/d) input as +ve 2021-22: 0; Gains in Water Available For Use / Savings in Demand under the selected programme (Ml/d) input as +ve 2022-23: 0; Gains in Water Available For Use / Savings in Demand under the selected programme (Ml/d) input as +ve 2023-24: 0; Gains in Water Available For Use / Savings in Demand under the selected programme (Ml/d) input as +ve 2024-25: 0; Gains in Water Available For Use / Savings in Demand under the selected programme (Ml/d) input as +ve 2025-26: 0.014809; Gains in Water Available For Use / Savings in Demand under the selected programme (Ml/d) input as +ve 2026-27: 0.031599; Gains in Water Available For Use / Savings in Demand under the selected programme (Ml/d) input as +ve 2027-28: 0.06087; Gains in Water Available For Use / Savings in Demand under the selected programme (Ml/d) input as +ve 2028-29: 0.09709; Gains in Water Available For Use / Savings in Demand under the selected programme (Ml/d) input as +ve 2029-30: 0.1321; Gains in Water Available For Use / Savings in Demand under the selected programme (Ml/d) input as +ve 2030-31: 0.16707; Gains in Water Available For Use / Savings in Demand under the selected programme (Ml/d) input as +ve 2031-32: 0.20203; Gains in Water Available For Use / Savings in Demand under the selected programme (Ml/d) input as +ve 2032-33: 0.23697; Gains in Water Available For Use / Savings in Demand under the selected programme (Ml/d) input as +ve 2033-34: 0.27187; Gains in Water Available For Use / Savings in Demand under the selected programme (Ml/d) input as +ve 2034-35: 0.30675; Gains in Water Available For Use / Savings in Demand under the selected programme (Ml/d) input as +ve 2035-36: 0.34159; Gains in Water Available For Use / Savings in Demand under the selected programme (Ml/d) input as +ve 2036-37: 0.3764; Gains in Water Available For Use / Savings in Demand under the selected programme (Ml/d) input as +ve 2037-38: 0.41118; Gains in Water Available For Use / Savings in Demand under the selected programme (Ml/d) input as +ve 2038-39: 0.44592; Gains in Water Available For Use / Savings in Demand under the selected programme (Ml/d) input as +ve 2039-40: 0.48061; Gains in Water Available For Use / Savings in Demand under the selected programme (Ml/d) input as +ve 2040-41: 0.51526; Gains in Water Available For Use / Savings in Demand under the selected programme (Ml/d) input as +ve 2041-42: 0.54987; Gains in Water Available For Use / Savings in Demand under the selected programme (Ml/d) input as +ve 2042-43: 0.58443; Gains in Water Available For Use / Savings in Demand under the selected programme (Ml/d) input as +ve 2043-44: 0.61894; Gains in Water Available For Use / Savings in Demand under the selected programme (Ml/d) input as +ve 2044-45: 0.65339; Gains in Water Available For Use / Savings in Demand under the selected programme (Ml/d) input as +ve 2045-46: 0.6878; Gains in Water Available For Use / Savings in Demand under the selected programme (Ml/d) input as +ve 2046-47: 0.72216; Gains in Water Available For Use / Savings in Demand under the selected programme (Ml/d) input as +ve 2047-48: 0.75648; Gains in Water Available For Use / Savings in Demand under the selected programme (Ml/d) input as +ve 2048-49: 0.79075; Gains in Water Available For Use / Savings in Demand under the selected programme (Ml/d) input as +ve 2049-50: 0.82499
51dF | NHH. WEF Visit Super High.AWSRTS | NHH. WEF Visit Super High.AWSRTS | Non-household water audit | Customer Options | N | Least Cost | AWSRTS | Ml/d | 2 | Gains in Water Available For Use / Savings in Demand under the selected programme (Ml/d) input as +ve 2019-20: 0; Gains in Water Available For Use / Savings in Demand under the selected programme (Ml/d) input as +ve 2020-21: 0; Gains in Water Available For Use / Savings in Demand under the selected programme (Ml/d) input as +ve 2021-22: 0; Gains in Water Available For Use / Savings in Demand under the selected programme (Ml/d) input as +ve 2022-23: 0; Gains in Water Available For Use / Savings in Demand under the selected programme (Ml/d) input as +ve 2023-24: 0; Gains in Water Available For Use / Savings in Demand under the selected programme (Ml/d) input as +ve 2024-25: 0; Gains in Water Available For Use / Savings in Demand under the selected programme (Ml/d) input as +ve 2025-26: 0.015244; Gains in Water Available For Use / Savings in Demand under the selected programme (Ml/d) input as +ve 2026-27: 0.032527; Gains in Water Available For Use / Savings in Demand under the selected programme (Ml/d) input as +ve 2027-28: 0.062658; Gains in Water Available For Use / Savings in Demand under the selected programme (Ml/d) input as +ve 2028-29: 0.099941; Gains in Water Available For Use / Savings in Demand under the selected programme (Ml/d) input as +ve 2029-30: 0.13598; Gains in Water Available For Use / Savings in Demand under the selected programme (Ml/d) input as +ve 2030-31: 0.17198; Gains in Water Available For Use / Savings in Demand under the selected programme (Ml/d) input as +ve 2031-32: 0.20797; Gains in Water Available For Use / Savings in Demand under the selected programme (Ml/d) input as +ve 2032-33: 0.24393; Gains in Water Available For Use / Savings in Demand under the selected programme (Ml/d) input as +ve 2033-34: 0.27986; Gains in Water Available For Use / Savings in Demand under the selected programme (Ml/d) input as +ve 2034-35: 0.31576; Gains in Water Available For Use / Savings in Demand under the selected programme (Ml/d) input as +ve 2035-36: 0.35162; Gains in Water Available For Use / Savings in Demand under the selected programme (Ml/d) input as +ve 2036-37: 0.38746; Gains in Water Available For Use / Savings in Demand under the selected programme (Ml/d) input as +ve 2037-38: 0.42325; Gains in Water Available For Use / Savings in Demand under the selected programme (Ml/d) input as +ve 2038-39: 0.45901; Gains in Water Available For Use / Savings in Demand under the selected programme (Ml/d) input as +ve 2039-40: 0.49473; Gains in Water Available For Use / Savings in Demand under the selected programme (Ml/d) input as +ve 2040-41: 0.5304; Gains in Water Available For Use / Savings in Demand under the selected programme (Ml/d) input as +ve 2041-42: 0.56602; Gains in Water Available For Use / Savings in Demand under the selected programme (Ml/d) input as +ve 2042-43: 0.60159; Gains in Water Available For Use / Savings in Demand under the selected programme (Ml/d) input as +ve 2043-44: 0.63711; Gains in Water Available For Use / Savings in Demand under the selected programme (Ml/d) input as +ve 2044-45: 0.67258; Gains in Water Available For Use / Savings in Demand under the selected programme (Ml/d) input as +ve 2045-46: 0.708; Gains in Water Available For Use / Savings in Demand under the selected programme (Ml/d) input as +ve 2046-47: 0.74337; Gains in Water Available For Use / Savings in Demand under the selected programme (Ml/d) input as +ve 2047-48: 0.77869; Gains in Water Available For Use / Savings in Demand under the selected programme (Ml/d) input as +ve 2048-49: 0.81397; Gains in Water Available For Use / Savings in Demand under the selected programme (Ml/d) input as +ve 2049-50: 0.84921
51dF | NHH. WEF Visit Super High.AWSRTS | NHH. WEF Visit Super High.AWSRTS | Non-household water audit | Customer Options | N | Ofwat Core | AWSRTS | Ml/d | 2 | Gains in Water Available For Use / Savings in Demand under the selected programme (Ml/d) input as +ve 2019-20: 0; Gains in Water Available For Use / Savings in Demand under the selected programme (Ml/d) input as +ve 2020-21: 0; Gains in Water Available For Use / Savings in Demand under the selected programme (Ml/d) input as +ve 2021-22: 0; Gains in Water Available For Use / Savings in Demand under the selected programme (Ml/d) input as +ve 2022-23: 0; Gains in Water Available For Use / Savings in Demand under the selected programme (Ml/d) input as +ve 2023-24: 0; Gains in Water Available For Use / Savings in Demand under the selected programme (Ml/d) input as +ve 2024-25: 0; Gains in Water Available For Use / Savings in Demand under the selected programme (Ml/d) input as +ve 2025-26: 0.015244; Gains in Water Available For Use / Savings in Demand under the selected programme (Ml/d) input as +ve 2026-27: 0.032527; Gains in Water Available For Use / Savings in Demand under the selected programme (Ml/d) input as +ve 2027-28: 0.062658; Gains in Water Available For Use / Savings in Demand under the selected programme (Ml/d) input as +ve 2028-29: 0.099941; Gains in Water Available For Use / Savings in Demand under the selected programme (Ml/d) input as +ve 2029-30: 0.13598; Gains in Water Available For Use / Savings in Demand under the selected programme (Ml/d) input as +ve 2030-31: 0.17198; Gains in Water Available For Use / Savings in Demand under the selected programme (Ml/d) input as +ve 2031-32: 0.20797; Gains in Water Available For Use / Savings in Demand under the selected programme (Ml/d) input as +ve 2032-33: 0.24393; Gains in Water Available For Use / Savings in Demand under the selected programme (Ml/d) input as +ve 2033-34: 0.27986; Gains in Water Available For Use / Savings in Demand under the selected programme (Ml/d) input as +ve 2034-35: 0.31576; Gains in Water Available For Use / Savings in Demand under the selected programme (Ml/d) input as +ve 2035-36: 0.35162; Gains in Water Available For Use / Savings in Demand under the selected programme (Ml/d) input as +ve 2036-37: 0.38746; Gains in Water Available For Use / Savings in Demand under the selected programme (Ml/d) input as +ve 2037-38: 0.42325; Gains in Water Available For Use / Savings in Demand under the selected programme (Ml/d) input as +ve 2038-39: 0.45901; Gains in Water Available For Use / Savings in Demand under the selected programme (Ml/d) input as +ve 2039-40: 0.49473; Gains in Water Available For Use / Savings in Demand under the selected programme (Ml/d) input as +ve 2040-41: 0.5304; Gains in Water Available For Use / Savings in Demand under the selected programme (Ml/d) input as +ve 2041-42: 0.56602; Gains in Water Available For Use / Savings in Demand under the selected programme (Ml/d) input as +ve 2042-43: 0.60159; Gains in Water Available For Use / Savings in Demand under the selected programme (Ml/d) input as +ve 2043-44: 0.63711; Gains in Water Available For Use / Savings in Demand under the selected programme (Ml/d) input as +ve 2044-45: 0.67258; Gains in Water Available For Use / Savings in Demand under the selected programme (Ml/d) input as +ve 2045-46: 0.708; Gains in Water Available For Use / Savings in Demand under the selected programme (Ml/d) input as +ve 2046-47: 0.74337; Gains in Water Available For Use / Savings in Demand under the selected programme (Ml/d) input as +ve 2047-48: 0.77869; Gains in Water Available For Use / Savings in Demand under the selected programme (Ml/d) input as +ve 2048-49: 0.81397; Gains in Water Available For Use / Savings in Demand under the selected programme (Ml/d) input as +ve 2049-50: 0.84921
51dP | NHH. WEF Visit Super High.AWSRTS | NHH. WEF Visit Super High.AWSRTS | Non-household water audit | Customer Options | N | Preferred | AWSRTS | Ml/d | 2 | Gains in Water Available For Use / Savings in Demand under the selected programme (Ml/d) input as +ve 2019-20: 0; Gains in Water Available For Use / Savings in Demand under the selected programme (Ml/d) input as +ve 2020-21: 0; Gains in Water Available For Use / Savings in Demand under the selected programme (Ml/d) input as +ve 2021-22: 0; Gains in Water Available For Use / Savings in Demand under the selected programme (Ml/d) input as +ve 2022-23: 0; Gains in Water Available For Use / Savings in Demand under the selected programme (Ml/d) input as +ve 2023-24: 0; Gains in Water Available For Use / Savings in Demand under the selected programme (Ml/d) input as +ve 2024-25: 0; Gains in Water Available For Use / Savings in Demand under the selected programme (Ml/d) input as +ve 2025-26: 0.015244; Gains in Water Available For Use / Savings in Demand under the selected programme (Ml/d) input as +ve 2026-27: 0.032527; Gains in Water Available For Use / Savings in Demand under the selected programme (Ml/d) input as +ve 2027-28: 0.062658; Gains in Water Available For Use / Savings in Demand under the selected programme (Ml/d) input as +ve 2028-29: 0.099941; Gains in Water Available For Use / Savings in Demand under the selected programme (Ml/d) input as +ve 2029-30: 0.13598; Gains in Water Available For Use / Savings in Demand under the selected programme (Ml/d) input as +ve 2030-31: 0.17198; Gains in Water Available For Use / Savings in Demand under the selected programme (Ml/d) input as +ve 2031-32: 0.20797; Gains in Water Available For Use / Savings in Demand under the selected programme (Ml/d) input as +ve 2032-33: 0.24393; Gains in Water Available For Use / Savings in Demand under the selected programme (Ml/d) input as +ve 2033-34: 0.27986; Gains in Water Available For Use / Savings in Demand under the selected programme (Ml/d) input as +ve 2034-35: 0.31576; Gains in Water Available For Use / Savings in Demand under the selected programme (Ml/d) input as +ve 2035-36: 0.35162; Gains in Water Available For Use / Savings in Demand under the selected programme (Ml/d) input as +ve 2036-37: 0.38746; Gains in Water Available For Use / Savings in Demand under the selected programme (Ml/d) input as +ve 2037-38: 0.42325; Gains in Water Available For Use / Savings in Demand under the selected programme (Ml/d) input as +ve 2038-39: 0.45901; Gains in Water Available For Use / Savings in Demand under the selected programme (Ml/d) input as +ve 2039-40: 0.49473; Gains in Water Available For Use / Savings in Demand under the selected programme (Ml/d) input as +ve 2040-41: 0.5304; Gains in Water Available For Use / Savings in Demand under the selected programme (Ml/d) input as +ve 2041-42: 0.56602; Gains in Water Available For Use / Savings in Demand under the selected programme (Ml/d) input as +ve 2042-43: 0.60159; Gains in Water Available For Use / Savings in Demand under the selected programme (Ml/d) input as +ve 2043-44: 0.63711; Gains in Water Available For Use / Savings in Demand under the selected programme (Ml/d) input as +ve 2044-45: 0.67258; Gains in Water Available For Use / Savings in Demand under the selected programme (Ml/d) input as +ve 2045-46: 0.708; Gains in Water Available For Use / Savings in Demand under the selected programme (Ml/d) input as +ve 2046-47: 0.74337; Gains in Water Available For Use / Savings in Demand under the selected programme (Ml/d) input as +ve 2047-48: 0.77869; Gains in Water Available For Use / Savings in Demand under the selected programme (Ml/d) input as +ve 2048-49: 0.81397; Gains in Water Available For Use / Savings in Demand under the selected programme (Ml/d) input as +ve 2049-50: 0.84921
51dF | NHH. WEF Visit Upper.AWSRTS | NHH. WEF Visit Upper.AWSRTS | Non-household water audit | Customer Options | N | Least Cost | AWSRTS | Ml/d | 2 | Gains in Water Available For Use / Savings in Demand under the selected programme (Ml/d) input as +ve 2019-20: 0; Gains in Water Available For Use / Savings in Demand under the selected programme (Ml/d) input as +ve 2020-21: 0; Gains in Water Available For Use / Savings in Demand under the selected programme (Ml/d) input as +ve 2021-22: 0; Gains in Water Available For Use / Savings in Demand under the selected programme (Ml/d) input as +ve 2022-23: 0; Gains in Water Available For Use / Savings in Demand under the selected programme (Ml/d) input as +ve 2023-24: 0; Gains in Water Available For Use / Savings in Demand under the selected programme (Ml/d) input as +ve 2024-25: 0; Gains in Water Available For Use / Savings in Demand under the selected programme (Ml/d) input as +ve 2025-26: 0.0079993; Gains in Water Available For Use / Savings in Demand under the selected programme (Ml/d) input as +ve 2026-27: 0.017069; Gains in Water Available For Use / Savings in Demand under the selected programme (Ml/d) input as +ve 2027-28: 0.032881; Gains in Water Available For Use / Savings in Demand under the selected programme (Ml/d) input as +ve 2028-29: 0.052445; Gains in Water Available For Use / Savings in Demand under the selected programme (Ml/d) input as +ve 2029-30: 0.071356; Gains in Water Available For Use / Savings in Demand under the selected programme (Ml/d) input as +ve 2030-31: 0.09025; Gains in Water Available For Use / Savings in Demand under the selected programme (Ml/d) input as +ve 2031-32: 0.10913; Gains in Water Available For Use / Savings in Demand under the selected programme (Ml/d) input as +ve 2032-33: 0.12801; Gains in Water Available For Use / Savings in Demand under the selected programme (Ml/d) input as +ve 2033-34: 0.14686; Gains in Water Available For Use / Savings in Demand under the selected programme (Ml/d) input as +ve 2034-35: 0.1657; Gains in Water Available For Use / Savings in Demand under the selected programme (Ml/d) input as +ve 2035-36: 0.18452; Gains in Water Available For Use / Savings in Demand under the selected programme (Ml/d) input as +ve 2036-37: 0.20332; Gains in Water Available For Use / Savings in Demand under the selected programme (Ml/d) input as +ve 2037-38: 0.22211; Gains in Water Available For Use / Savings in Demand under the selected programme (Ml/d) input as +ve 2038-39: 0.24087; Gains in Water Available For Use / Savings in Demand under the selected programme (Ml/d) input as +ve 2039-40: 0.25962; Gains in Water Available For Use / Savings in Demand under the selected programme (Ml/d) input as +ve 2040-41: 0.27833; Gains in Water Available For Use / Savings in Demand under the selected programme (Ml/d) input as +ve 2041-42: 0.29703; Gains in Water Available For Use / Savings in Demand under the selected programme (Ml/d) input as +ve 2042-43: 0.31569; Gains in Water Available For Use / Savings in Demand under the selected programme (Ml/d) input as +ve 2043-44: 0.33433; Gains in Water Available For Use / Savings in Demand under the selected programme (Ml/d) input as +ve 2044-45: 0.35295; Gains in Water Available For Use / Savings in Demand under the selected programme (Ml/d) input as +ve 2045-46: 0.37153; Gains in Water Available For Use / Savings in Demand under the selected programme (Ml/d) input as +ve 2046-47: 0.39009; Gains in Water Available For Use / Savings in Demand under the selected programme (Ml/d) input as +ve 2047-48: 0.40863; Gains in Water Available For Use / Savings in Demand under the selected programme (Ml/d) input as +ve 2048-49: 0.42714; Gains in Water Available For Use / Savings in Demand under the selected programme (Ml/d) input as +ve 2049-50: 0.44564
51dF | NHH. WEF Visit Upper.AWSRTS | NHH. WEF Visit Upper.AWSRTS | Non-household water audit | Customer Options | N | Ofwat Core | AWSRTS | Ml/d | 2 | Gains in Water Available For Use / Savings in Demand under the selected programme (Ml/d) input as +ve 2019-20: 0; Gains in Water Available For Use / Savings in Demand under the selected programme (Ml/d) input as +ve 2020-21: 0; Gains in Water Available For Use / Savings in Demand under the selected programme (Ml/d) input as +ve 2021-22: 0; Gains in Water Available For Use / Savings in Demand under the selected programme (Ml/d) input as +ve 2022-23: 0; Gains in Water Available For Use / Savings in Demand under the selected programme (Ml/d) input as +ve 2023-24: 0; Gains in Water Available For Use / Savings in Demand under the selected programme (Ml/d) input as +ve 2024-25: 0; Gains in Water Available For Use / Savings in Demand under the selected programme (Ml/d) input as +ve 2025-26: 0.0079993; Gains in Water Available For Use / Savings in Demand under the selected programme (Ml/d) input as +ve 2026-27: 0.017069; Gains in Water Available For Use / Savings in Demand under the selected programme (Ml/d) input as +ve 2027-28: 0.032881; Gains in Water Available For Use / Savings in Demand under the selected programme (Ml/d) input as +ve 2028-29: 0.052445; Gains in Water Available For Use / Savings in Demand under the selected programme (Ml/d) input as +ve 2029-30: 0.071356; Gains in Water Available For Use / Savings in Demand under the selected programme (Ml/d) input as +ve 2030-31: 0.09025; Gains in Water Available For Use / Savings in Demand under the selected programme (Ml/d) input as +ve 2031-32: 0.10913; Gains in Water Available For Use / Savings in Demand under the selected programme (Ml/d) input as +ve 2032-33: 0.12801; Gains in Water Available For Use / Savings in Demand under the selected programme (Ml/d) input as +ve 2033-34: 0.14686; Gains in Water Available For Use / Savings in Demand under the selected programme (Ml/d) input as +ve 2034-35: 0.1657; Gains in Water Available For Use / Savings in Demand under the selected programme (Ml/d) input as +ve 2035-36: 0.18452; Gains in Water Available For Use / Savings in Demand under the selected programme (Ml/d) input as +ve 2036-37: 0.20332; Gains in Water Available For Use / Savings in Demand under the selected programme (Ml/d) input as +ve 2037-38: 0.22211; Gains in Water Available For Use / Savings in Demand under the selected programme (Ml/d) input as +ve 2038-39: 0.24087; Gains in Water Available For Use / Savings in Demand under the selected programme (Ml/d) input as +ve 2039-40: 0.25962; Gains in Water Available For Use / Savings in Demand under the selected programme (Ml/d) input as +ve 2040-41: 0.27833; Gains in Water Available For Use / Savings in Demand under the selected programme (Ml/d) input as +ve 2041-42: 0.29703; Gains in Water Available For Use / Savings in Demand under the selected programme (Ml/d) input as +ve 2042-43: 0.31569; Gains in Water Available For Use / Savings in Demand under the selected programme (Ml/d) input as +ve 2043-44: 0.33433; Gains in Water Available For Use / Savings in Demand under the selected programme (Ml/d) input as +ve 2044-45: 0.35295; Gains in Water Available For Use / Savings in Demand under the selected programme (Ml/d) input as +ve 2045-46: 0.37153; Gains in Water Available For Use / Savings in Demand under the selected programme (Ml/d) input as +ve 2046-47: 0.39009; Gains in Water Available For Use / Savings in Demand under the selected programme (Ml/d) input as +ve 2047-48: 0.40863; Gains in Water Available For Use / Savings in Demand under the selected programme (Ml/d) input as +ve 2048-49: 0.42714; Gains in Water Available For Use / Savings in Demand under the selected programme (Ml/d) input as +ve 2049-50: 0.44564
51dP | NHH. WEF Visit Upper.AWSRTS | NHH. WEF Visit Upper.AWSRTS | Non-household water audit | Customer Options | N | Preferred | AWSRTS | Ml/d | 2 | Gains in Water Available For Use / Savings in Demand under the selected programme (Ml/d) input as +ve 2019-20: 0; Gains in Water Available For Use / Savings in Demand under the selected programme (Ml/d) input as +ve 2020-21: 0; Gains in Water Available For Use / Savings in Demand under the selected programme (Ml/d) input as +ve 2021-22: 0; Gains in Water Available For Use / Savings in Demand under the selected programme (Ml/d) input as +ve 2022-23: 0; Gains in Water Available For Use / Savings in Demand under the selected programme (Ml/d) input as +ve 2023-24: 0; Gains in Water Available For Use / Savings in Demand under the selected programme (Ml/d) input as +ve 2024-25: 0; Gains in Water Available For Use / Savings in Demand under the selected programme (Ml/d) input as +ve 2025-26: 0.0079993; Gains in Water Available For Use / Savings in Demand under the selected programme (Ml/d) input as +ve 2026-27: 0.017069; Gains in Water Available For Use / Savings in Demand under the selected programme (Ml/d) input as +ve 2027-28: 0.032881; Gains in Water Available For Use / Savings in Demand under the selected programme (Ml/d) input as +ve 2028-29: 0.052445; Gains in Water Available For Use / Savings in Demand under the selected programme (Ml/d) input as +ve 2029-30: 0.071356; Gains in Water Available For Use / Savings in Demand under the selected programme (Ml/d) input as +ve 2030-31: 0.09025; Gains in Water Available For Use / Savings in Demand under the selected programme (Ml/d) input as +ve 2031-32: 0.10913; Gains in Water Available For Use / Savings in Demand under the selected programme (Ml/d) input as +ve 2032-33: 0.12801; Gains in Water Available For Use / Savings in Demand under the selected programme (Ml/d) input as +ve 2033-34: 0.14686; Gains in Water Available For Use / Savings in Demand under the selected programme (Ml/d) input as +ve 2034-35: 0.1657; Gains in Water Available For Use / Savings in Demand under the selected programme (Ml/d) input as +ve 2035-36: 0.18452; Gains in Water Available For Use / Savings in Demand under the selected programme (Ml/d) input as +ve 2036-37: 0.20332; Gains in Water Available For Use / Savings in Demand under the selected programme (Ml/d) input as +ve 2037-38: 0.22211; Gains in Water Available For Use / Savings in Demand under the selected programme (Ml/d) input as +ve 2038-39: 0.24087; Gains in Water Available For Use / Savings in Demand under the selected programme (Ml/d) input as +ve 2039-40: 0.25962; Gains in Water Available For Use / Savings in Demand under the selected programme (Ml/d) input as +ve 2040-41: 0.27833; Gains in Water Available For Use / Savings in Demand under the selected programme (Ml/d) input as +ve 2041-42: 0.29703; Gains in Water Available For Use / Savings in Demand under the selected programme (Ml/d) input as +ve 2042-43: 0.31569; Gains in Water Available For Use / Savings in Demand under the selected programme (Ml/d) input as +ve 2043-44: 0.33433; Gains in Water Available For Use / Savings in Demand under the selected programme (Ml/d) input as +ve 2044-45: 0.35295; Gains in Water Available For Use / Savings in Demand under the selected programme (Ml/d) input as +ve 2045-46: 0.37153; Gains in Water Available For Use / Savings in Demand under the selected programme (Ml/d) input as +ve 2046-47: 0.39009; Gains in Water Available For Use / Savings in Demand under the selected programme (Ml/d) input as +ve 2047-48: 0.40863; Gains in Water Available For Use / Savings in Demand under the selected programme (Ml/d) input as +ve 2048-49: 0.42714; Gains in Water Available For Use / Savings in Demand under the selected programme (Ml/d) input as +ve 2049-50: 0.44564
51dF | Smart Metering.AWSRTS | Smart Metering.AWSRTS | Metering other selective | Customer Options | N | Least Cost | AWSRTS | Ml/d | 2 | Gains in Water Available For Use / Savings in Demand under the selected programme (Ml/d) input as +ve 2019-20: 0; Gains in Water Available For Use / Savings in Demand under the selected programme (Ml/d) input as +ve 2020-21: 0; Gains in Water Available For Use / Savings in Demand under the selected programme (Ml/d) input as +ve 2021-22: 0; Gains in Water Available For Use / Savings in Demand under the selected programme (Ml/d) input as +ve 2022-23: 0; Gains in Water Available For Use / Savings in Demand under the selected programme (Ml/d) input as +ve 2023-24: 0; Gains in Water Available For Use / Savings in Demand under the selected programme (Ml/d) input as +ve 2024-25: 0; Gains in Water Available For Use / Savings in Demand under the selected programme (Ml/d) input as +ve 2025-26: 0.044621; Gains in Water Available For Use / Savings in Demand under the selected programme (Ml/d) input as +ve 2026-27: 0.77669; Gains in Water Available For Use / Savings in Demand under the selected programme (Ml/d) input as +ve 2027-28: 1.6549; Gains in Water Available For Use / Savings in Demand under the selected programme (Ml/d) input as +ve 2028-29: 2.5295; Gains in Water Available For Use / Savings in Demand under the selected programme (Ml/d) input as +ve 2029-30: 2.9619; Gains in Water Available For Use / Savings in Demand under the selected programme (Ml/d) input as +ve 2030-31: 3.2396; Gains in Water Available For Use / Savings in Demand under the selected programme (Ml/d) input as +ve 2031-32: 3.5235; Gains in Water Available For Use / Savings in Demand under the selected programme (Ml/d) input as +ve 2032-33: 3.5788; Gains in Water Available For Use / Savings in Demand under the selected programme (Ml/d) input as +ve 2033-34: 3.6317; Gains in Water Available For Use / Savings in Demand under the selected programme (Ml/d) input as +ve 2034-35: 3.6818; Gains in Water Available For Use / Savings in Demand under the selected programme (Ml/d) input as +ve 2035-36: 3.7331; Gains in Water Available For Use / Savings in Demand under the selected programme (Ml/d) input as +ve 2036-37: 3.7826; Gains in Water Available For Use / Savings in Demand under the selected programme (Ml/d) input as +ve 2037-38: 3.833; Gains in Water Available For Use / Savings in Demand under the selected programme (Ml/d) input as +ve 2038-39: 3.8842; Gains in Water Available For Use / Savings in Demand under the selected programme (Ml/d) input as +ve 2039-40: 3.9388; Gains in Water Available For Use / Savings in Demand under the selected programme (Ml/d) input as +ve 2040-41: 3.9935; Gains in Water Available For Use / Savings in Demand under the selected programme (Ml/d) input as +ve 2041-42: 4.0502; Gains in Water Available For Use / Savings in Demand under the selected programme (Ml/d) input as +ve 2042-43: 4.1078; Gains in Water Available For Use / Savings in Demand under the selected programme (Ml/d) input as +ve 2043-44: 4.166; Gains in Water Available For Use / Savings in Demand under the selected programme (Ml/d) input as +ve 2044-45: 4.2242; Gains in Water Available For Use / Savings in Demand under the selected programme (Ml/d) input as +ve 2045-46: 4.2793; Gains in Water Available For Use / Savings in Demand under the selected programme (Ml/d) input as +ve 2046-47: 4.3351; Gains in Water Available For Use / Savings in Demand under the selected programme (Ml/d) input as +ve 2047-48: 4.392; Gains in Water Available For Use / Savings in Demand under the selected programme (Ml/d) input as +ve 2048-49: 4.4496; Gains in Water Available For Use / Savings in Demand under the selected programme (Ml/d) input as +ve 2049-50: 4.505
51dF | Smart Metering.AWSRTS | Smart Metering.AWSRTS | Metering other selective | Customer Options | N | Ofwat Core | AWSRTS | Ml/d | 2 | Gains in Water Available For Use / Savings in Demand under the selected programme (Ml/d) input as +ve 2019-20: 0; Gains in Water Available For Use / Savings in Demand under the selected programme (Ml/d) input as +ve 2020-21: 0; Gains in Water Available For Use / Savings in Demand under the selected programme (Ml/d) input as +ve 2021-22: 0; Gains in Water Available For Use / Savings in Demand under the selected programme (Ml/d) input as +ve 2022-23: 0; Gains in Water Available For Use / Savings in Demand under the selected programme (Ml/d) input as +ve 2023-24: 0; Gains in Water Available For Use / Savings in Demand under the selected programme (Ml/d) input as +ve 2024-25: 0; Gains in Water Available For Use / Savings in Demand under the selected programme (Ml/d) input as +ve 2025-26: 0.044621; Gains in Water Available For Use / Savings in Demand under the selected programme (Ml/d) input as +ve 2026-27: 0.77669; Gains in Water Available For Use / Savings in Demand under the selected programme (Ml/d) input as +ve 2027-28: 1.6549; Gains in Water Available For Use / Savings in Demand under the selected programme (Ml/d) input as +ve 2028-29: 2.5295; Gains in Water Available For Use / Savings in Demand under the selected programme (Ml/d) input as +ve 2029-30: 2.9619; Gains in Water Available For Use / Savings in Demand under the selected programme (Ml/d) input as +ve 2030-31: 3.2396; Gains in Water Available For Use / Savings in Demand under the selected programme (Ml/d) input as +ve 2031-32: 3.5235; Gains in Water Available For Use / Savings in Demand under the selected programme (Ml/d) input as +ve 2032-33: 3.5788; Gains in Water Available For Use / Savings in Demand under the selected programme (Ml/d) input as +ve 2033-34: 3.6317; Gains in Water Available For Use / Savings in Demand under the selected programme (Ml/d) input as +ve 2034-35: 3.6818; Gains in Water Available For Use / Savings in Demand under the selected programme (Ml/d) input as +ve 2035-36: 3.7331; Gains in Water Available For Use / Savings in Demand under the selected programme (Ml/d) input as +ve 2036-37: 3.7826; Gains in Water Available For Use / Savings in Demand under the selected programme (Ml/d) input as +ve 2037-38: 3.833; Gains in Water Available For Use / Savings in Demand under the selected programme (Ml/d) input as +ve 2038-39: 3.8842; Gains in Water Available For Use / Savings in Demand under the selected programme (Ml/d) input as +ve 2039-40: 3.9388; Gains in Water Available For Use / Savings in Demand under the selected programme (Ml/d) input as +ve 2040-41: 3.9935; Gains in Water Available For Use / Savings in Demand under the selected programme (Ml/d) input as +ve 2041-42: 4.0502; Gains in Water Available For Use / Savings in Demand under the selected programme (Ml/d) input as +ve 2042-43: 4.1078; Gains in Water Available For Use / Savings in Demand under the selected programme (Ml/d) input as +ve 2043-44: 4.166; Gains in Water Available For Use / Savings in Demand under the selected programme (Ml/d) input as +ve 2044-45: 4.2242; Gains in Water Available For Use / Savings in Demand under the selected programme (Ml/d) input as +ve 2045-46: 4.2793; Gains in Water Available For Use / Savings in Demand under the selected programme (Ml/d) input as +ve 2046-47: 4.3351; Gains in Water Available For Use / Savings in Demand under the selected programme (Ml/d) input as +ve 2047-48: 4.392; Gains in Water Available For Use / Savings in Demand under the selected programme (Ml/d) input as +ve 2048-49: 4.4496; Gains in Water Available For Use / Savings in Demand under the selected programme (Ml/d) input as +ve 2049-50: 4.505
51dP | Smart Metering.AWSRTS | Smart Metering.AWSRTS | Metering other selective | Customer Options | N | Preferred | AWSRTS | Ml/d | 2 | Gains in Water Available For Use / Savings in Demand under the selected programme (Ml/d) input as +ve 2019-20: 0; Gains in Water Available For Use / Savings in Demand under the selected programme (Ml/d) input as +ve 2020-21: 0; Gains in Water Available For Use / Savings in Demand under the selected programme (Ml/d) input as +ve 2021-22: 0; Gains in Water Available For Use / Savings in Demand under the selected programme (Ml/d) input as +ve 2022-23: 0; Gains in Water Available For Use / Savings in Demand under the selected programme (Ml/d) input as +ve 2023-24: 0; Gains in Water Available For Use / Savings in Demand under the selected programme (Ml/d) input as +ve 2024-25: 0; Gains in Water Available For Use / Savings in Demand under the selected programme (Ml/d) input as +ve 2025-26: 0.044621; Gains in Water Available For Use / Savings in Demand under the selected programme (Ml/d) input as +ve 2026-27: 0.77669; Gains in Water Available For Use / Savings in Demand under the selected programme (Ml/d) input as +ve 2027-28: 1.6549; Gains in Water Available For Use / Savings in Demand under the selected programme (Ml/d) input as +ve 2028-29: 2.5295; Gains in Water Available For Use / Savings in Demand under the selected programme (Ml/d) input as +ve 2029-30: 2.9619; Gains in Water Available For Use / Savings in Demand under the selected programme (Ml/d) input as +ve 2030-31: 3.2396; Gains in Water Available For Use / Savings in Demand under the selected programme (Ml/d) input as +ve 2031-32: 3.5235; Gains in Water Available For Use / Savings in Demand under the selected programme (Ml/d) input as +ve 2032-33: 3.5788; Gains in Water Available For Use / Savings in Demand under the selected programme (Ml/d) input as +ve 2033-34: 3.6317; Gains in Water Available For Use / Savings in Demand under the selected programme (Ml/d) input as +ve 2034-35: 3.6818; Gains in Water Available For Use / Savings in Demand under the selected programme (Ml/d) input as +ve 2035-36: 3.7331; Gains in Water Available For Use / Savings in Demand under the selected programme (Ml/d) input as +ve 2036-37: 3.7826; Gains in Water Available For Use / Savings in Demand under the selected programme (Ml/d) input as +ve 2037-38: 3.833; Gains in Water Available For Use / Savings in Demand under the selected programme (Ml/d) input as +ve 2038-39: 3.8842; Gains in Water Available For Use / Savings in Demand under the selected programme (Ml/d) input as +ve 2039-40: 3.9388; Gains in Water Available For Use / Savings in Demand under the selected programme (Ml/d) input as +ve 2040-41: 3.9935; Gains in Water Available For Use / Savings in Demand under the selected programme (Ml/d) input as +ve 2041-42: 4.0502; Gains in Water Available For Use / Savings in Demand under the selected programme (Ml/d) input as +ve 2042-43: 4.1078; Gains in Water Available For Use / Savings in Demand under the selected programme (Ml/d) input as +ve 2043-44: 4.166; Gains in Water Available For Use / Savings in Demand under the selected programme (Ml/d) input as +ve 2044-45: 4.2242; Gains in Water Available For Use / Savings in Demand under the selected programme (Ml/d) input as +ve 2045-46: 4.2793; Gains in Water Available For Use / Savings in Demand under the selected programme (Ml/d) input as +ve 2046-47: 4.3351; Gains in Water Available For Use / Savings in Demand under the selected programme (Ml/d) input as +ve 2047-48: 4.392; Gains in Water Available For Use / Savings in Demand under the selected programme (Ml/d) input as +ve 2048-49: 4.4496; Gains in Water Available For Use / Savings in Demand under the selected programme (Ml/d) input as +ve 2049-50: 4.505
51dF | USPL_HH_MET.AWSRTS | USPL_HH_MET.AWSRTS | Supply pipe repairs / replacement | Customer Options | N | Least Cost | AWSRTS | Ml/d | 2 | Gains in Water Available For Use / Savings in Demand under the selected programme (Ml/d) input as +ve 2019-20: 0; Gains in Water Available For Use / Savings in Demand under the selected programme (Ml/d) input as +ve 2020-21: 0; Gains in Water Available For Use / Savings in Demand under the selected programme (Ml/d) input as +ve 2021-22: 0; Gains in Water Available For Use / Savings in Demand under the selected programme (Ml/d) input as +ve 2022-23: 0; Gains in Water Available For Use / Savings in Demand under the selected programme (Ml/d) input as +ve 2023-24: 0; Gains in Water Available For Use / Savings in Demand under the selected programme (Ml/d) input as +ve 2024-25: 0; Gains in Water Available For Use / Savings in Demand under the selected programme (Ml/d) input as +ve 2025-26: 0.0083448; Gains in Water Available For Use / Savings in Demand under the selected programme (Ml/d) input as +ve 2026-27: 0.16507; Gains in Water Available For Use / Savings in Demand under the selected programme (Ml/d) input as +ve 2027-28: 0.39244; Gains in Water Available For Use / Savings in Demand under the selected programme (Ml/d) input as +ve 2028-29: 0.65558; Gains in Water Available For Use / Savings in Demand under the selected programme (Ml/d) input as +ve 2029-30: 0.82036; Gains in Water Available For Use / Savings in Demand under the selected programme (Ml/d) input as +ve 2030-31: 0.94122; Gains in Water Available For Use / Savings in Demand under the selected programme (Ml/d) input as +ve 2031-32: 1.0652; Gains in Water Available For Use / Savings in Demand under the selected programme (Ml/d) input as +ve 2032-33: 1.0841; Gains in Water Available For Use / Savings in Demand under the selected programme (Ml/d) input as +ve 2033-34: 1.1022; Gains in Water Available For Use / Savings in Demand under the selected programme (Ml/d) input as +ve 2034-35: 1.1193; Gains in Water Available For Use / Savings in Demand under the selected programme (Ml/d) input as +ve 2035-36: 1.1366; Gains in Water Available For Use / Savings in Demand under the selected programme (Ml/d) input as +ve 2036-37: 1.1531; Gains in Water Available For Use / Savings in Demand under the selected programme (Ml/d) input as +ve 2037-38: 1.1698; Gains in Water Available For Use / Savings in Demand under the selected programme (Ml/d) input as +ve 2038-39: 1.1866; Gains in Water Available For Use / Savings in Demand under the selected programme (Ml/d) input as +ve 2039-40: 1.2035; Gains in Water Available For Use / Savings in Demand under the selected programme (Ml/d) input as +ve 2040-41: 1.2204; Gains in Water Available For Use / Savings in Demand under the selected programme (Ml/d) input as +ve 2041-42: 1.2376; Gains in Water Available For Use / Savings in Demand under the selected programme (Ml/d) input as +ve 2042-43: 1.2549; Gains in Water Available For Use / Savings in Demand under the selected programme (Ml/d) input as +ve 2043-44: 1.2724; Gains in Water Available For Use / Savings in Demand under the selected programme (Ml/d) input as +ve 2044-45: 1.29; Gains in Water Available For Use / Savings in Demand under the selected programme (Ml/d) input as +ve 2045-46: 1.3073; Gains in Water Available For Use / Savings in Demand under the selected programme (Ml/d) input as +ve 2046-47: 1.3248; Gains in Water Available For Use / Savings in Demand under the selected programme (Ml/d) input as +ve 2047-48: 1.3424; Gains in Water Available For Use / Savings in Demand under the selected programme (Ml/d) input as +ve 2048-49: 1.3603; Gains in Water Available For Use / Savings in Demand under the selected programme (Ml/d) input as +ve 2049-50: 1.3779
51dF | USPL_HH_MET.AWSRTS | USPL_HH_MET.AWSRTS | Supply pipe repairs / replacement | Customer Options | N | Ofwat Core | AWSRTS | Ml/d | 2 | Gains in Water Available For Use / Savings in Demand under the selected programme (Ml/d) input as +ve 2019-20: 0; Gains in Water Available For Use / Savings in Demand under the selected programme (Ml/d) input as +ve 2020-21: 0; Gains in Water Available For Use / Savings in Demand under the selected programme (Ml/d) input as +ve 2021-22: 0; Gains in Water Available For Use / Savings in Demand under the selected programme (Ml/d) input as +ve 2022-23: 0; Gains in Water Available For Use / Savings in Demand under the selected programme (Ml/d) input as +ve 2023-24: 0; Gains in Water Available For Use / Savings in Demand under the selected programme (Ml/d) input as +ve 2024-25: 0; Gains in Water Available For Use / Savings in Demand under the selected programme (Ml/d) input as +ve 2025-26: 0.0083448; Gains in Water Available For Use / Savings in Demand under the selected programme (Ml/d) input as +ve 2026-27: 0.16507; Gains in Water Available For Use / Savings in Demand under the selected programme (Ml/d) input as +ve 2027-28: 0.39244; Gains in Water Available For Use / Savings in Demand under the selected programme (Ml/d) input as +ve 2028-29: 0.65558; Gains in Water Available For Use / Savings in Demand under the selected programme (Ml/d) input as +ve 2029-30: 0.82036; Gains in Water Available For Use / Savings in Demand under the selected programme (Ml/d) input as +ve 2030-31: 0.94122; Gains in Water Available For Use / Savings in Demand under the selected programme (Ml/d) input as +ve 2031-32: 1.0652; Gains in Water Available For Use / Savings in Demand under the selected programme (Ml/d) input as +ve 2032-33: 1.0841; Gains in Water Available For Use / Savings in Demand under the selected programme (Ml/d) input as +ve 2033-34: 1.1022; Gains in Water Available For Use / Savings in Demand under the selected programme (Ml/d) input as +ve 2034-35: 1.1193; Gains in Water Available For Use / Savings in Demand under the selected programme (Ml/d) input as +ve 2035-36: 1.1366; Gains in Water Available For Use / Savings in Demand under the selected programme (Ml/d) input as +ve 2036-37: 1.1531; Gains in Water Available For Use / Savings in Demand under the selected programme (Ml/d) input as +ve 2037-38: 1.1698; Gains in Water Available For Use / Savings in Demand under the selected programme (Ml/d) input as +ve 2038-39: 1.1866; Gains in Water Available For Use / Savings in Demand under the selected programme (Ml/d) input as +ve 2039-40: 1.2035; Gains in Water Available For Use / Savings in Demand under the selected programme (Ml/d) input as +ve 2040-41: 1.2204; Gains in Water Available For Use / Savings in Demand under the selected programme (Ml/d) input as +ve 2041-42: 1.2376; Gains in Water Available For Use / Savings in Demand under the selected programme (Ml/d) input as +ve 2042-43: 1.2549; Gains in Water Available For Use / Savings in Demand under the selected programme (Ml/d) input as +ve 2043-44: 1.2724; Gains in Water Available For Use / Savings in Demand under the selected programme (Ml/d) input as +ve 2044-45: 1.29; Gains in Water Available For Use / Savings in Demand under the selected programme (Ml/d) input as +ve 2045-46: 1.3073; Gains in Water Available For Use / Savings in Demand under the selected programme (Ml/d) input as +ve 2046-47: 1.3248; Gains in Water Available For Use / Savings in Demand under the selected programme (Ml/d) input as +ve 2047-48: 1.3424; Gains in Water Available For Use / Savings in Demand under the selected programme (Ml/d) input as +ve 2048-49: 1.3603; Gains in Water Available For Use / Savings in Demand under the selected programme (Ml/d) input as +ve 2049-50: 1.3779
51dP | USPL_HH_MET.AWSRTS | USPL_HH_MET.AWSRTS | Supply pipe repairs / replacement | Customer Options | N | Preferred | AWSRTS | Ml/d | 2 | Gains in Water Available For Use / Savings in Demand under the selected programme (Ml/d) input as +ve 2019-20: 0; Gains in Water Available For Use / Savings in Demand under the selected programme (Ml/d) input as +ve 2020-21: 0; Gains in Water Available For Use / Savings in Demand under the selected programme (Ml/d) input as +ve 2021-22: 0; Gains in Water Available For Use / Savings in Demand under the selected programme (Ml/d) input as +ve 2022-23: 0; Gains in Water Available For Use / Savings in Demand under the selected programme (Ml/d) input as +ve 2023-24: 0; Gains in Water Available For Use / Savings in Demand under the selected programme (Ml/d) input as +ve 2024-25: 0; Gains in Water Available For Use / Savings in Demand under the selected programme (Ml/d) input as +ve 2025-26: 0.0083448; Gains in Water Available For Use / Savings in Demand under the selected programme (Ml/d) input as +ve 2026-27: 0.16507; Gains in Water Available For Use / Savings in Demand under the selected programme (Ml/d) input as +ve 2027-28: 0.39244; Gains in Water Available For Use / Savings in Demand under the selected programme (Ml/d) input as +ve 2028-29: 0.65558; Gains in Water Available For Use / Savings in Demand under the selected programme (Ml/d) input as +ve 2029-30: 0.82036; Gains in Water Available For Use / Savings in Demand under the selected programme (Ml/d) input as +ve 2030-31: 0.94122; Gains in Water Available For Use / Savings in Demand under the selected programme (Ml/d) input as +ve 2031-32: 1.0652; Gains in Water Available For Use / Savings in Demand under the selected programme (Ml/d) input as +ve 2032-33: 1.0841; Gains in Water Available For Use / Savings in Demand under the selected programme (Ml/d) input as +ve 2033-34: 1.1022; Gains in Water Available For Use / Savings in Demand under the selected programme (Ml/d) input as +ve 2034-35: 1.1193; Gains in Water Available For Use / Savings in Demand under the selected programme (Ml/d) input as +ve 2035-36: 1.1366; Gains in Water Available For Use / Savings in Demand under the selected programme (Ml/d) input as +ve 2036-37: 1.1531; Gains in Water Available For Use / Savings in Demand under the selected programme (Ml/d) input as +ve 2037-38: 1.1698; Gains in Water Available For Use / Savings in Demand under the selected programme (Ml/d) input as +ve 2038-39: 1.1866; Gains in Water Available For Use / Savings in Demand under the selected programme (Ml/d) input as +ve 2039-40: 1.2035; Gains in Water Available For Use / Savings in Demand under the selected programme (Ml/d) input as +ve 2040-41: 1.2204; Gains in Water Available For Use / Savings in Demand under the selected programme (Ml/d) input as +ve 2041-42: 1.2376; Gains in Water Available For Use / Savings in Demand under the selected programme (Ml/d) input as +ve 2042-43: 1.2549; Gains in Water Available For Use / Savings in Demand under the selected programme (Ml/d) input as +ve 2043-44: 1.2724; Gains in Water Available For Use / Savings in Demand under the selected programme (Ml/d) input as +ve 2044-45: 1.29; Gains in Water Available For Use / Savings in Demand under the selected programme (Ml/d) input as +ve 2045-46: 1.3073; Gains in Water Available For Use / Savings in Demand under the selected programme (Ml/d) input as +ve 2046-47: 1.3248; Gains in Water Available For Use / Savings in Demand under the selected programme (Ml/d) input as +ve 2047-48: 1.3424; Gains in Water Available For Use / Savings in Demand under the selected programme (Ml/d) input as +ve 2048-49: 1.3603; Gains in Water Available For Use / Savings in Demand under the selected programme (Ml/d) input as +ve 2049-50: 1.3779
51dF | USPL_ShSupplies.AWSRTS | USPL_ShSupplies.AWSRTS | Supply pipe repairs / replacement | Customer Options | N | Least Cost | AWSRTS | Ml/d | 2 | Gains in Water Available For Use / Savings in Demand under the selected programme (Ml/d) input as +ve 2019-20: 0; Gains in Water Available For Use / Savings in Demand under the selected programme (Ml/d) input as +ve 2020-21: 0; Gains in Water Available For Use / Savings in Demand under the selected programme (Ml/d) input as +ve 2021-22: 0; Gains in Water Available For Use / Savings in Demand under the selected programme (Ml/d) input as +ve 2022-23: 0; Gains in Water Available For Use / Savings in Demand under the selected programme (Ml/d) input as +ve 2023-24: 0; Gains in Water Available For Use / Savings in Demand under the selected programme (Ml/d) input as +ve 2024-25: 0; Gains in Water Available For Use / Savings in Demand under the selected programme (Ml/d) input as +ve 2025-26: 0; Gains in Water Available For Use / Savings in Demand under the selected programme (Ml/d) input as +ve 2026-27: 0.086542; Gains in Water Available For Use / Savings in Demand under the selected programme (Ml/d) input as +ve 2027-28: 0.11618; Gains in Water Available For Use / Savings in Demand under the selected programme (Ml/d) input as +ve 2028-29: 0.2989; Gains in Water Available For Use / Savings in Demand under the selected programme (Ml/d) input as +ve 2029-30: 0.3683; Gains in Water Available For Use / Savings in Demand under the selected programme (Ml/d) input as +ve 2030-31: 0.3683; Gains in Water Available For Use / Savings in Demand under the selected programme (Ml/d) input as +ve 2031-32: 0.3683; Gains in Water Available For Use / Savings in Demand under the selected programme (Ml/d) input as +ve 2032-33: 0.3683; Gains in Water Available For Use / Savings in Demand under the selected programme (Ml/d) input as +ve 2033-34: 0.3683; Gains in Water Available For Use / Savings in Demand under the selected programme (Ml/d) input as +ve 2034-35: 0.3683; Gains in Water Available For Use / Savings in Demand under the selected programme (Ml/d) input as +ve 2035-36: 0.3683; Gains in Water Available For Use / Savings in Demand under the selected programme (Ml/d) input as +ve 2036-37: 0.3683; Gains in Water Available For Use / Savings in Demand under the selected programme (Ml/d) input as +ve 2037-38: 0.3683; Gains in Water Available For Use / Savings in Demand under the selected programme (Ml/d) input as +ve 2038-39: 0.3683; Gains in Water Available For Use / Savings in Demand under the selected programme (Ml/d) input as +ve 2039-40: 0.3683; Gains in Water Available For Use / Savings in Demand under the selected programme (Ml/d) input as +ve 2040-41: 0.3683; Gains in Water Available For Use / Savings in Demand under the selected programme (Ml/d) input as +ve 2041-42: 0.3683; Gains in Water Available For Use / Savings in Demand under the selected programme (Ml/d) input as +ve 2042-43: 0.3683; Gains in Water Available For Use / Savings in Demand under the selected programme (Ml/d) input as +ve 2043-44: 0.3683; Gains in Water Available For Use / Savings in Demand under the selected programme (Ml/d) input as +ve 2044-45: 0.3683; Gains in Water Available For Use / Savings in Demand under the selected programme (Ml/d) input as +ve 2045-46: 0.3683; Gains in Water Available For Use / Savings in Demand under the selected programme (Ml/d) input as +ve 2046-47: 0.3683; Gains in Water Available For Use / Savings in Demand under the selected programme (Ml/d) input as +ve 2047-48: 0.3683; Gains in Water Available For Use / Savings in Demand under the selected programme (Ml/d) input as +ve 2048-49: 0.3683; Gains in Water Available For Use / Savings in Demand under the selected programme (Ml/d) input as +ve 2049-50: 0.3683
51dF | USPL_ShSupplies.AWSRTS | USPL_ShSupplies.AWSRTS | Supply pipe repairs / replacement | Customer Options | N | Ofwat Core | AWSRTS | Ml/d | 2 | Gains in Water Available For Use / Savings in Demand under the selected programme (Ml/d) input as +ve 2019-20: 0; Gains in Water Available For Use / Savings in Demand under the selected programme (Ml/d) input as +ve 2020-21: 0; Gains in Water Available For Use / Savings in Demand under the selected programme (Ml/d) input as +ve 2021-22: 0; Gains in Water Available For Use / Savings in Demand under the selected programme (Ml/d) input as +ve 2022-23: 0; Gains in Water Available For Use / Savings in Demand under the selected programme (Ml/d) input as +ve 2023-24: 0; Gains in Water Available For Use / Savings in Demand under the selected programme (Ml/d) input as +ve 2024-25: 0; Gains in Water Available For Use / Savings in Demand under the selected programme (Ml/d) input as +ve 2025-26: 0; Gains in Water Available For Use / Savings in Demand under the selected programme (Ml/d) input as +ve 2026-27: 0.086542; Gains in Water Available For Use / Savings in Demand under the selected programme (Ml/d) input as +ve 2027-28: 0.11618; Gains in Water Available For Use / Savings in Demand under the selected programme (Ml/d) input as +ve 2028-29: 0.2989; Gains in Water Available For Use / Savings in Demand under the selected programme (Ml/d) input as +ve 2029-30: 0.3683; Gains in Water Available For Use / Savings in Demand under the selected programme (Ml/d) input as +ve 2030-31: 0.3683; Gains in Water Available For Use / Savings in Demand under the selected programme (Ml/d) input as +ve 2031-32: 0.3683; Gains in Water Available For Use / Savings in Demand under the selected programme (Ml/d) input as +ve 2032-33: 0.3683; Gains in Water Available For Use / Savings in Demand under the selected programme (Ml/d) input as +ve 2033-34: 0.3683; Gains in Water Available For Use / Savings in Demand under the selected programme (Ml/d) input as +ve 2034-35: 0.3683; Gains in Water Available For Use / Savings in Demand under the selected programme (Ml/d) input as +ve 2035-36: 0.3683; Gains in Water Available For Use / Savings in Demand under the selected programme (Ml/d) input as +ve 2036-37: 0.3683; Gains in Water Available For Use / Savings in Demand under the selected programme (Ml/d) input as +ve 2037-38: 0.3683; Gains in Water Available For Use / Savings in Demand under the selected programme (Ml/d) input as +ve 2038-39: 0.3683; Gains in Water Available For Use / Savings in Demand under the selected programme (Ml/d) input as +ve 2039-40: 0.3683; Gains in Water Available For Use / Savings in Demand under the selected programme (Ml/d) input as +ve 2040-41: 0.3683; Gains in Water Available For Use / Savings in Demand under the selected programme (Ml/d) input as +ve 2041-42: 0.3683; Gains in Water Available For Use / Savings in Demand under the selected programme (Ml/d) input as +ve 2042-43: 0.3683; Gains in Water Available For Use / Savings in Demand under the selected programme (Ml/d) input as +ve 2043-44: 0.3683; Gains in Water Available For Use / Savings in Demand under the selected programme (Ml/d) input as +ve 2044-45: 0.3683; Gains in Water Available For Use / Savings in Demand under the selected programme (Ml/d) input as +ve 2045-46: 0.3683; Gains in Water Available For Use / Savings in Demand under the selected programme (Ml/d) input as +ve 2046-47: 0.3683; Gains in Water Available For Use / Savings in Demand under the selected programme (Ml/d) input as +ve 2047-48: 0.3683; Gains in Water Available For Use / Savings in Demand under the selected programme (Ml/d) input as +ve 2048-49: 0.3683; Gains in Water Available For Use / Savings in Demand under the selected programme (Ml/d) input as +ve 2049-50: 0.3683
51dP | USPL_ShSupplies.AWSRTS | USPL_ShSupplies.AWSRTS | Supply pipe repairs / replacement | Customer Options | N | Preferred | AWSRTS | Ml/d | 2 | Gains in Water Available For Use / Savings in Demand under the selected programme (Ml/d) input as +ve 2019-20: 0; Gains in Water Available For Use / Savings in Demand under the selected programme (Ml/d) input as +ve 2020-21: 0; Gains in Water Available For Use / Savings in Demand under the selected programme (Ml/d) input as +ve 2021-22: 0; Gains in Water Available For Use / Savings in Demand under the selected programme (Ml/d) input as +ve 2022-23: 0; Gains in Water Available For Use / Savings in Demand under the selected programme (Ml/d) input as +ve 2023-24: 0; Gains in Water Available For Use / Savings in Demand under the selected programme (Ml/d) input as +ve 2024-25: 0; Gains in Water Available For Use / Savings in Demand under the selected programme (Ml/d) input as +ve 2025-26: 0; Gains in Water Available For Use / Savings in Demand under the selected programme (Ml/d) input as +ve 2026-27: 0.086542; Gains in Water Available For Use / Savings in Demand under the selected programme (Ml/d) input as +ve 2027-28: 0.11618; Gains in Water Available For Use / Savings in Demand under the selected programme (Ml/d) input as +ve 2028-29: 0.2989; Gains in Water Available For Use / Savings in Demand under the selected programme (Ml/d) input as +ve 2029-30: 0.3683; Gains in Water Available For Use / Savings in Demand under the selected programme (Ml/d) input as +ve 2030-31: 0.3683; Gains in Water Available For Use / Savings in Demand under the selected programme (Ml/d) input as +ve 2031-32: 0.3683; Gains in Water Available For Use / Savings in Demand under the selected programme (Ml/d) input as +ve 2032-33: 0.3683; Gains in Water Available For Use / Savings in Demand under the selected programme (Ml/d) input as +ve 2033-34: 0.3683; Gains in Water Available For Use / Savings in Demand under the selected programme (Ml/d) input as +ve 2034-35: 0.3683; Gains in Water Available For Use / Savings in Demand under the selected programme (Ml/d) input as +ve 2035-36: 0.3683; Gains in Water Available For Use / Savings in Demand under the selected programme (Ml/d) input as +ve 2036-37: 0.3683; Gains in Water Available For Use / Savings in Demand under the selected programme (Ml/d) input as +ve 2037-38: 0.3683; Gains in Water Available For Use / Savings in Demand under the selected programme (Ml/d) input as +ve 2038-39: 0.3683; Gains in Water Available For Use / Savings in Demand under the selected programme (Ml/d) input as +ve 2039-40: 0.3683; Gains in Water Available For Use / Savings in Demand under the selected programme (Ml/d) input as +ve 2040-41: 0.3683; Gains in Water Available For Use / Savings in Demand under the selected programme (Ml/d) input as +ve 2041-42: 0.3683; Gains in Water Available For Use / Savings in Demand under the selected programme (Ml/d) input as +ve 2042-43: 0.3683; Gains in Water Available For Use / Savings in Demand under the selected programme (Ml/d) input as +ve 2043-44: 0.3683; Gains in Water Available For Use / Savings in Demand under the selected programme (Ml/d) input as +ve 2044-45: 0.3683; Gains in Water Available For Use / Savings in Demand under the selected programme (Ml/d) input as +ve 2045-46: 0.3683; Gains in Water Available For Use / Savings in Demand under the selected programme (Ml/d) input as +ve 2046-47: 0.3683; Gains in Water Available For Use / Savings in Demand under the selected programme (Ml/d) input as +ve 2047-48: 0.3683; Gains in Water Available For Use / Savings in Demand under the selected programme (Ml/d) input as +ve 2048-49: 0.3683; Gains in Water Available For Use / Savings in Demand under the selected programme (Ml/d) input as +ve 2049-50: 0.3683
52aA | Adjustment for Licence cap scenario 8 | LC16 | Other changes to DO | Resource Options | N | Ofwat Core | AWSRTS | Ml/d | 2 | Gains in Water Available For Use / Savings in Demand under the selected programme (Ml/d) input as +ve 2025-26: 4.1; Gains in Water Available For Use / Savings in Demand under the selected programme (Ml/d) input as +ve 2026-27: 4.1; Gains in Water Available For Use / Savings in Demand under the selected programme (Ml/d) input as +ve 2027-28: 4.1; Gains in Water Available For Use / Savings in Demand under the selected programme (Ml/d) input as +ve 2028-29: 4.1; Gains in Water Available For Use / Savings in Demand under the selected programme (Ml/d) input as +ve 2029-30: 4.1; Gains in Water Available For Use / Savings in Demand under the selected programme (Ml/d) input as +ve 2030-31: 4.5; Gains in Water Available For Use / Savings in Demand under the selected programme (Ml/d) input as +ve 2031-32: 4.5; Gains in Water Available For Use / Savings in Demand under the selected programme (Ml/d) input as +ve 2032-33: 0; Gains in Water Available For Use / Savings in Demand under the selected programme (Ml/d) input as +ve 2033-34: 0; Gains in Water Available For Use / Savings in Demand under the selected programme (Ml/d) input as +ve 2034-35: 0; Gains in Water Available For Use / Savings in Demand under the selected programme (Ml/d) input as +ve 2035-36: 0; Gains in Water Available For Use / Savings in Demand under the selected programme (Ml/d) input as +ve 2036-37: 0; Gains in Water Available For Use / Savings in Demand under the selected programme (Ml/d) input as +ve 2037-38: 0; Gains in Water Available For Use / Savings in Demand under the selected programme (Ml/d) input as +ve 2038-39: 0; Gains in Water Available For Use / Savings in Demand under the selected programme (Ml/d) input as +ve 2039-40: 0; Gains in Water Available For Use / Savings in Demand under the selected programme (Ml/d) input as +ve 2040-41: 0; Gains in Water Available For Use / Savings in Demand under the selected programme (Ml/d) input as +ve 2041-42: 0; Gains in Water Available For Use / Savings in Demand under the selected programme (Ml/d) input as +ve 2042-43: 0; Gains in Water Available For Use / Savings in Demand under the selected programme (Ml/d) input as +ve 2043-44: 0; Gains in Water Available For Use / Savings in Demand under the selected programme (Ml/d) input as +ve 2044-45: 0; Gains in Water Available For Use / Savings in Demand under the selected programme (Ml/d) input as +ve 2045-46: 0; Gains in Water Available For Use / Savings in Demand under the selected programme (Ml/d) input as +ve 2046-47: 0; Gains in Water Available For Use / Savings in Demand under the selected programme (Ml/d) input as +ve 2047-48: 0; Gains in Water Available For Use / Savings in Demand under the selected programme (Ml/d) input as +ve 2048-49: 0; Gains in Water Available For Use / Savings in Demand under the selected programme (Ml/d) input as +ve 2049-50: 0
52aA | Adjustment to 1:200 drought | DA05 | Other changes to DO | Resource Options | N | Ofwat Core | AWSRTS | Ml/d | 2 | Gains in Water Available For Use / Savings in Demand under the selected programme (Ml/d) input as +ve 2025-26: 32.28; Gains in Water Available For Use / Savings in Demand under the selected programme (Ml/d) input as +ve 2026-27: 32.41; Gains in Water Available For Use / Savings in Demand under the selected programme (Ml/d) input as +ve 2027-28: 32.54; Gains in Water Available For Use / Savings in Demand under the selected programme (Ml/d) input as +ve 2028-29: 32.67; Gains in Water Available For Use / Savings in Demand under the selected programme (Ml/d) input as +ve 2029-30: 32.79; Gains in Water Available For Use / Savings in Demand under the selected programme (Ml/d) input as +ve 2030-31: 32.39; Gains in Water Available For Use / Savings in Demand under the selected programme (Ml/d) input as +ve 2031-32: 7.51; Gains in Water Available For Use / Savings in Demand under the selected programme (Ml/d) input as +ve 2032-33: 5.65; Gains in Water Available For Use / Savings in Demand under the selected programme (Ml/d) input as +ve 2033-34: 5.77; Gains in Water Available For Use / Savings in Demand under the selected programme (Ml/d) input as +ve 2034-35: 5.9; Gains in Water Available For Use / Savings in Demand under the selected programme (Ml/d) input as +ve 2035-36: 6.03; Gains in Water Available For Use / Savings in Demand under the selected programme (Ml/d) input as +ve 2036-37: 33.16; Gains in Water Available For Use / Savings in Demand under the selected programme (Ml/d) input as +ve 2037-38: 33.29; Gains in Water Available For Use / Savings in Demand under the selected programme (Ml/d) input as +ve 2038-39: 33.41; Gains in Water Available For Use / Savings in Demand under the selected programme (Ml/d) input as +ve 2039-40: 33.55; Gains in Water Available For Use / Savings in Demand under the selected programme (Ml/d) input as +ve 2040-41: 0; Gains in Water Available For Use / Savings in Demand under the selected programme (Ml/d) input as +ve 2041-42: 0; Gains in Water Available For Use / Savings in Demand under the selected programme (Ml/d) input as +ve 2042-43: 0; Gains in Water Available For Use / Savings in Demand under the selected programme (Ml/d) input as +ve 2043-44: 0; Gains in Water Available For Use / Savings in Demand under the selected programme (Ml/d) input as +ve 2044-45: 0; Gains in Water Available For Use / Savings in Demand under the selected programme (Ml/d) input as +ve 2045-46: 0; Gains in Water Available For Use / Savings in Demand under the selected programme (Ml/d) input as +ve 2046-47: 0; Gains in Water Available For Use / Savings in Demand under the selected programme (Ml/d) input as +ve 2047-48: 0; Gains in Water Available For Use / Savings in Demand under the selected programme (Ml/d) input as +ve 2048-49: 0; Gains in Water Available For Use / Savings in Demand under the selected programme (Ml/d) input as +ve 2049-50: 0
52aA | Ruthamford South Drought permit | RTS16 | Drought permits/orders | Resource Options | N | Alternative | AWSRTS | Ml/d | 2 | Gains in Water Available For Use / Savings in Demand under the selected programme (Ml/d) input as +ve 2025-26: 0; Gains in Water Available For Use / Savings in Demand under the selected programme (Ml/d) input as +ve 2026-27: 0; Gains in Water Available For Use / Savings in Demand under the selected programme (Ml/d) input as +ve 2027-28: 0; Gains in Water Available For Use / Savings in Demand under the selected programme (Ml/d) input as +ve 2028-29: 0; Gains in Water Available For Use / Savings in Demand under the selected programme (Ml/d) input as +ve 2029-30: 0; Gains in Water Available For Use / Savings in Demand under the selected programme (Ml/d) input as +ve 2030-31: 2.2; Gains in Water Available For Use / Savings in Demand under the selected programme (Ml/d) input as +ve 2031-32: 2.2; Gains in Water Available For Use / Savings in Demand under the selected programme (Ml/d) input as +ve 2032-33: 0; Gains in Water Available For Use / Savings in Demand under the selected programme (Ml/d) input as +ve 2033-34: 0; Gains in Water Available For Use / Savings in Demand under the selected programme (Ml/d) input as +ve 2034-35: 0; Gains in Water Available For Use / Savings in Demand under the selected programme (Ml/d) input as +ve 2035-36: 0; Gains in Water Available For Use / Savings in Demand under the selected programme (Ml/d) input as +ve 2036-37: 0; Gains in Water Available For Use / Savings in Demand under the selected programme (Ml/d) input as +ve 2037-38: 0; Gains in Water Available For Use / Savings in Demand under the selected programme (Ml/d) input as +ve 2038-39: 0; Gains in Water Available For Use / Savings in Demand under the selected programme (Ml/d) input as +ve 2039-40: 0; Gains in Water Available For Use / Savings in Demand under the selected programme (Ml/d) input as +ve 2040-41: 0; Gains in Water Available For Use / Savings in Demand under the selected programme (Ml/d) input as +ve 2041-42: 0; Gains in Water Available For Use / Savings in Demand under the selected programme (Ml/d) input as +ve 2042-43: 0; Gains in Water Available For Use / Savings in Demand under the selected programme (Ml/d) input as +ve 2043-44: 0; Gains in Water Available For Use / Savings in Demand under the selected programme (Ml/d) input as +ve 2044-45: 0; Gains in Water Available For Use / Savings in Demand under the selected programme (Ml/d) input as +ve 2045-46: 0; Gains in Water Available For Use / Savings in Demand under the selected programme (Ml/d) input as +ve 2046-47: 0; Gains in Water Available For Use / Savings in Demand under the selected programme (Ml/d) input as +ve 2047-48: 0; Gains in Water Available For Use / Savings in Demand under the selected programme (Ml/d) input as +ve 2048-49: 0; Gains in Water Available For Use / Savings in Demand under the selected programme (Ml/d) input as +ve 2049-50: 0
52aA | Ruthamford South surface water enhancement | RTS21 | Surface water enhancement | Resource Options | N | Ofwat Core | AWSRTS | Ml/d | 2 | Gains in Water Available For Use / Savings in Demand under the selected programme (Ml/d) input as +ve 2025-26: 0; Gains in Water Available For Use / Savings in Demand under the selected programme (Ml/d) input as +ve 2026-27: 0; Gains in Water Available For Use / Savings in Demand under the selected programme (Ml/d) input as +ve 2027-28: 0; Gains in Water Available For Use / Savings in Demand under the selected programme (Ml/d) input as +ve 2028-29: 0; Gains in Water Available For Use / Savings in Demand under the selected programme (Ml/d) input as +ve 2029-30: 0; Gains in Water Available For Use / Savings in Demand under the selected programme (Ml/d) input as +ve 2030-31: 9.5; Gains in Water Available For Use / Savings in Demand under the selected programme (Ml/d) input as +ve 2031-32: 9.5; Gains in Water Available For Use / Savings in Demand under the selected programme (Ml/d) input as +ve 2032-33: 9.5; Gains in Water Available For Use / Savings in Demand under the selected programme (Ml/d) input as +ve 2033-34: 9.5; Gains in Water Available For Use / Savings in Demand under the selected programme (Ml/d) input as +ve 2034-35: 9.5; Gains in Water Available For Use / Savings in Demand under the selected programme (Ml/d) input as +ve 2035-36: 9.5; Gains in Water Available For Use / Savings in Demand under the selected programme (Ml/d) input as +ve 2036-37: 9.5; Gains in Water Available For Use / Savings in Demand under the selected programme (Ml/d) input as +ve 2037-38: 9.5; Gains in Water Available For Use / Savings in Demand under the selected programme (Ml/d) input as +ve 2038-39: 9.5; Gains in Water Available For Use / Savings in Demand under the selected programme (Ml/d) input as +ve 2039-40: 9.5; Gains in Water Available For Use / Savings in Demand under the selected programme (Ml/d) input as +ve 2040-41: 6; Gains in Water Available For Use / Savings in Demand under the selected programme (Ml/d) input as +ve 2041-42: 6; Gains in Water Available For Use / Savings in Demand under the selected programme (Ml/d) input as +ve 2042-43: 6; Gains in Water Available For Use / Savings in Demand under the selected programme (Ml/d) input as +ve 2043-44: 6; Gains in Water Available For Use / Savings in Demand under the selected programme (Ml/d) input as +ve 2044-45: 6; Gains in Water Available For Use / Savings in Demand under the selected programme (Ml/d) input as +ve 2045-46: 6; Gains in Water Available For Use / Savings in Demand under the selected programme (Ml/d) input as +ve 2046-47: 6; Gains in Water Available For Use / Savings in Demand under the selected programme (Ml/d) input as +ve 2047-48: 6; Gains in Water Available For Use / Savings in Demand under the selected programme (Ml/d) input as +ve 2048-49: 6; Gains in Water Available For Use / Savings in Demand under the selected programme (Ml/d) input as +ve 2049-50: 6
52aA | Adjustment for Licence cap scenario 8 | LC16 | Other changes to DO | Resource Options | N | Least Cost | AWSRTS | Ml/d | 2 | Gains in Water Available For Use / Savings in Demand under the selected programme (Ml/d) input as +ve 2025-26: 4.1; Gains in Water Available For Use / Savings in Demand under the selected programme (Ml/d) input as +ve 2026-27: 4.1; Gains in Water Available For Use / Savings in Demand under the selected programme (Ml/d) input as +ve 2027-28: 4.1; Gains in Water Available For Use / Savings in Demand under the selected programme (Ml/d) input as +ve 2028-29: 4.1; Gains in Water Available For Use / Savings in Demand under the selected programme (Ml/d) input as +ve 2029-30: 4.1; Gains in Water Available For Use / Savings in Demand under the selected programme (Ml/d) input as +ve 2030-31: 4.5; Gains in Water Available For Use / Savings in Demand under the selected programme (Ml/d) input as +ve 2031-32: 4.5; Gains in Water Available For Use / Savings in Demand under the selected programme (Ml/d) input as +ve 2032-33: 0; Gains in Water Available For Use / Savings in Demand under the selected programme (Ml/d) input as +ve 2033-34: 0; Gains in Water Available For Use / Savings in Demand under the selected programme (Ml/d) input as +ve 2034-35: 0; Gains in Water Available For Use / Savings in Demand under the selected programme (Ml/d) input as +ve 2035-36: 0; Gains in Water Available For Use / Savings in Demand under the selected programme (Ml/d) input as +ve 2036-37: 0; Gains in Water Available For Use / Savings in Demand under the selected programme (Ml/d) input as +ve 2037-38: 0; Gains in Water Available For Use / Savings in Demand under the selected programme (Ml/d) input as +ve 2038-39: 0; Gains in Water Available For Use / Savings in Demand under the selected programme (Ml/d) input as +ve 2039-40: 0; Gains in Water Available For Use / Savings in Demand under the selected programme (Ml/d) input as +ve 2040-41: 0; Gains in Water Available For Use / Savings in Demand under the selected programme (Ml/d) input as +ve 2041-42: 0; Gains in Water Available For Use / Savings in Demand under the selected programme (Ml/d) input as +ve 2042-43: 0; Gains in Water Available For Use / Savings in Demand under the selected programme (Ml/d) input as +ve 2043-44: 0; Gains in Water Available For Use / Savings in Demand under the selected programme (Ml/d) input as +ve 2044-45: 0; Gains in Water Available For Use / Savings in Demand under the selected programme (Ml/d) input as +ve 2045-46: 0; Gains in Water Available For Use / Savings in Demand under the selected programme (Ml/d) input as +ve 2046-47: 0; Gains in Water Available For Use / Savings in Demand under the selected programme (Ml/d) input as +ve 2047-48: 0; Gains in Water Available For Use / Savings in Demand under the selected programme (Ml/d) input as +ve 2048-49: 0; Gains in Water Available For Use / Savings in Demand under the selected programme (Ml/d) input as +ve 2049-50: 0
52aA | Adjustment to 1:200 drought | DA05 | Other changes to DO | Resource Options | N | Least Cost | AWSRTS | Ml/d | 2 | Gains in Water Available For Use / Savings in Demand under the selected programme (Ml/d) input as +ve 2025-26: 32.28; Gains in Water Available For Use / Savings in Demand under the selected programme (Ml/d) input as +ve 2026-27: 32.41; Gains in Water Available For Use / Savings in Demand under the selected programme (Ml/d) input as +ve 2027-28: 32.54; Gains in Water Available For Use / Savings in Demand under the selected programme (Ml/d) input as +ve 2028-29: 32.67; Gains in Water Available For Use / Savings in Demand under the selected programme (Ml/d) input as +ve 2029-30: 32.79; Gains in Water Available For Use / Savings in Demand under the selected programme (Ml/d) input as +ve 2030-31: 32.39; Gains in Water Available For Use / Savings in Demand under the selected programme (Ml/d) input as +ve 2031-32: 7.51; Gains in Water Available For Use / Savings in Demand under the selected programme (Ml/d) input as +ve 2032-33: 5.65; Gains in Water Available For Use / Savings in Demand under the selected programme (Ml/d) input as +ve 2033-34: 5.77; Gains in Water Available For Use / Savings in Demand under the selected programme (Ml/d) input as +ve 2034-35: 5.9; Gains in Water Available For Use / Savings in Demand under the selected programme (Ml/d) input as +ve 2035-36: 6.03; Gains in Water Available For Use / Savings in Demand under the selected programme (Ml/d) input as +ve 2036-37: 33.16; Gains in Water Available For Use / Savings in Demand under the selected programme (Ml/d) input as +ve 2037-38: 33.29; Gains in Water Available For Use / Savings in Demand under the selected programme (Ml/d) input as +ve 2038-39: 33.41; Gains in Water Available For Use / Savings in Demand under the selected programme (Ml/d) input as +ve 2039-40: 33.55; Gains in Water Available For Use / Savings in Demand under the selected programme (Ml/d) input as +ve 2040-41: 0; Gains in Water Available For Use / Savings in Demand under the selected programme (Ml/d) input as +ve 2041-42: 0; Gains in Water Available For Use / Savings in Demand under the selected programme (Ml/d) input as +ve 2042-43: 0; Gains in Water Available For Use / Savings in Demand under the selected programme (Ml/d) input as +ve 2043-44: 0; Gains in Water Available For Use / Savings in Demand under the selected programme (Ml/d) input as +ve 2044-45: 0; Gains in Water Available For Use / Savings in Demand under the selected programme (Ml/d) input as +ve 2045-46: 0; Gains in Water Available For Use / Savings in Demand under the selected programme (Ml/d) input as +ve 2046-47: 0; Gains in Water Available For Use / Savings in Demand under the selected programme (Ml/d) input as +ve 2047-48: 0; Gains in Water Available For Use / Savings in Demand under the selected programme (Ml/d) input as +ve 2048-49: 0; Gains in Water Available For Use / Savings in Demand under the selected programme (Ml/d) input as +ve 2049-50: 0
52aA | Ruthamford South Drought permit | RTS16 | Drought permits/orders | Resource Options | N | Least Cost | AWSRTS | Ml/d | 2 | Gains in Water Available For Use / Savings in Demand under the selected programme (Ml/d) input as +ve 2025-26: 0; Gains in Water Available For Use / Savings in Demand under the selected programme (Ml/d) input as +ve 2026-27: 0; Gains in Water Available For Use / Savings in Demand under the selected programme (Ml/d) input as +ve 2027-28: 0; Gains in Water Available For Use / Savings in Demand under the selected programme (Ml/d) input as +ve 2028-29: 0; Gains in Water Available For Use / Savings in Demand under the selected programme (Ml/d) input as +ve 2029-30: 0; Gains in Water Available For Use / Savings in Demand under the selected programme (Ml/d) input as +ve 2030-31: 2.2; Gains in Water Available For Use / Savings in Demand under the selected programme (Ml/d) input as +ve 2031-32: 2.2; Gains in Water Available For Use / Savings in Demand under the selected programme (Ml/d) input as +ve 2032-33: 0; Gains in Water Available For Use / Savings in Demand under the selected programme (Ml/d) input as +ve 2033-34: 0; Gains in Water Available For Use / Savings in Demand under the selected programme (Ml/d) input as +ve 2034-35: 0; Gains in Water Available For Use / Savings in Demand under the selected programme (Ml/d) input as +ve 2035-36: 0; Gains in Water Available For Use / Savings in Demand under the selected programme (Ml/d) input as +ve 2036-37: 0; Gains in Water Available For Use / Savings in Demand under the selected programme (Ml/d) input as +ve 2037-38: 0; Gains in Water Available For Use / Savings in Demand under the selected programme (Ml/d) input as +ve 2038-39: 0; Gains in Water Available For Use / Savings in Demand under the selected programme (Ml/d) input as +ve 2039-40: 0; Gains in Water Available For Use / Savings in Demand under the selected programme (Ml/d) input as +ve 2040-41: 0; Gains in Water Available For Use / Savings in Demand under the selected programme (Ml/d) input as +ve 2041-42: 0; Gains in Water Available For Use / Savings in Demand under the selected programme (Ml/d) input as +ve 2042-43: 0; Gains in Water Available For Use / Savings in Demand under the selected programme (Ml/d) input as +ve 2043-44: 0; Gains in Water Available For Use / Savings in Demand under the selected programme (Ml/d) input as +ve 2044-45: 0; Gains in Water Available For Use / Savings in Demand under the selected programme (Ml/d) input as +ve 2045-46: 0; Gains in Water Available For Use / Savings in Demand under the selected programme (Ml/d) input as +ve 2046-47: 0; Gains in Water Available For Use / Savings in Demand under the selected programme (Ml/d) input as +ve 2047-48: 0; Gains in Water Available For Use / Savings in Demand under the selected programme (Ml/d) input as +ve 2048-49: 0; Gains in Water Available For Use / Savings in Demand under the selected programme (Ml/d) input as +ve 2049-50: 0
52aA | Ruthamford South surface water enhancement | RTS21 | Surface water enhancement | Resource Options | N | Least Cost | AWSRTS | Ml/d | 2 | Gains in Water Available For Use / Savings in Demand under the selected programme (Ml/d) input as +ve 2025-26: 0; Gains in Water Available For Use / Savings in Demand under the selected programme (Ml/d) input as +ve 2026-27: 0; Gains in Water Available For Use / Savings in Demand under the selected programme (Ml/d) input as +ve 2027-28: 0; Gains in Water Available For Use / Savings in Demand under the selected programme (Ml/d) input as +ve 2028-29: 0; Gains in Water Available For Use / Savings in Demand under the selected programme (Ml/d) input as +ve 2029-30: 0; Gains in Water Available For Use / Savings in Demand under the selected programme (Ml/d) input as +ve 2030-31: 9.5; Gains in Water Available For Use / Savings in Demand under the selected programme (Ml/d) input as +ve 2031-32: 9.5; Gains in Water Available For Use / Savings in Demand under the selected programme (Ml/d) input as +ve 2032-33: 9.5; Gains in Water Available For Use / Savings in Demand under the selected programme (Ml/d) input as +ve 2033-34: 9.5; Gains in Water Available For Use / Savings in Demand under the selected programme (Ml/d) input as +ve 2034-35: 9.5; Gains in Water Available For Use / Savings in Demand under the selected programme (Ml/d) input as +ve 2035-36: 9.5; Gains in Water Available For Use / Savings in Demand under the selected programme (Ml/d) input as +ve 2036-37: 9.5; Gains in Water Available For Use / Savings in Demand under the selected programme (Ml/d) input as +ve 2037-38: 9.5; Gains in Water Available For Use / Savings in Demand under the selected programme (Ml/d) input as +ve 2038-39: 9.5; Gains in Water Available For Use / Savings in Demand under the selected programme (Ml/d) input as +ve 2039-40: 9.5; Gains in Water Available For Use / Savings in Demand under the selected programme (Ml/d) input as +ve 2040-41: 6; Gains in Water Available For Use / Savings in Demand under the selected programme (Ml/d) input as +ve 2041-42: 6; Gains in Water Available For Use / Savings in Demand under the selected programme (Ml/d) input as +ve 2042-43: 6; Gains in Water Available For Use / Savings in Demand under the selected programme (Ml/d) input as +ve 2043-44: 6; Gains in Water Available For Use / Savings in Demand under the selected programme (Ml/d) input as +ve 2044-45: 6; Gains in Water Available For Use / Savings in Demand under the selected programme (Ml/d) input as +ve 2045-46: 6; Gains in Water Available For Use / Savings in Demand under the selected programme (Ml/d) input as +ve 2046-47: 6; Gains in Water Available For Use / Savings in Demand under the selected programme (Ml/d) input as +ve 2047-48: 6; Gains in Water Available For Use / Savings in Demand under the selected programme (Ml/d) input as +ve 2048-49: 6; Gains in Water Available For Use / Savings in Demand under the selected programme (Ml/d) input as +ve 2049-50: 6
52aP | Adjustment for Licence cap scenario 8 | LC16 | Other changes to DO | Resource Options | N | Preferred | AWSRTS | Ml/d | 2 | Gains in Water Available For Use / Savings in Demand under the selected programme (Ml/d) input as +ve 2025-26: 4.1; Gains in Water Available For Use / Savings in Demand under the selected programme (Ml/d) input as +ve 2026-27: 4.1; Gains in Water Available For Use / Savings in Demand under the selected programme (Ml/d) input as +ve 2027-28: 4.1; Gains in Water Available For Use / Savings in Demand under the selected programme (Ml/d) input as +ve 2028-29: 4.1; Gains in Water Available For Use / Savings in Demand under the selected programme (Ml/d) input as +ve 2029-30: 4.1; Gains in Water Available For Use / Savings in Demand under the selected programme (Ml/d) input as +ve 2030-31: 4.5; Gains in Water Available For Use / Savings in Demand under the selected programme (Ml/d) input as +ve 2031-32: 4.5; Gains in Water Available For Use / Savings in Demand under the selected programme (Ml/d) input as +ve 2032-33: 0; Gains in Water Available For Use / Savings in Demand under the selected programme (Ml/d) input as +ve 2033-34: 0; Gains in Water Available For Use / Savings in Demand under the selected programme (Ml/d) input as +ve 2034-35: 0; Gains in Water Available For Use / Savings in Demand under the selected programme (Ml/d) input as +ve 2035-36: 0; Gains in Water Available For Use / Savings in Demand under the selected programme (Ml/d) input as +ve 2036-37: 0; Gains in Water Available For Use / Savings in Demand under the selected programme (Ml/d) input as +ve 2037-38: 0; Gains in Water Available For Use / Savings in Demand under the selected programme (Ml/d) input as +ve 2038-39: 0; Gains in Water Available For Use / Savings in Demand under the selected programme (Ml/d) input as +ve 2039-40: 0; Gains in Water Available For Use / Savings in Demand under the selected programme (Ml/d) input as +ve 2040-41: 0; Gains in Water Available For Use / Savings in Demand under the selected programme (Ml/d) input as +ve 2041-42: 0; Gains in Water Available For Use / Savings in Demand under the selected programme (Ml/d) input as +ve 2042-43: 0; Gains in Water Available For Use / Savings in Demand under the selected programme (Ml/d) input as +ve 2043-44: 0; Gains in Water Available For Use / Savings in Demand under the selected programme (Ml/d) input as +ve 2044-45: 0; Gains in Water Available For Use / Savings in Demand under the selected programme (Ml/d) input as +ve 2045-46: 0; Gains in Water Available For Use / Savings in Demand under the selected programme (Ml/d) input as +ve 2046-47: 0; Gains in Water Available For Use / Savings in Demand under the selected programme (Ml/d) input as +ve 2047-48: 0; Gains in Water Available For Use / Savings in Demand under the selected programme (Ml/d) input as +ve 2048-49: 0; Gains in Water Available For Use / Savings in Demand under the selected programme (Ml/d) input as +ve 2049-50: 0
52aP | Adjustment to 1:200 drought | DA05 | Other changes to DO | Resource Options | N | Preferred | AWSRTS | Ml/d | 2 | Gains in Water Available For Use / Savings in Demand under the selected programme (Ml/d) input as +ve 2025-26: 32.28; Gains in Water Available For Use / Savings in Demand under the selected programme (Ml/d) input as +ve 2026-27: 32.41; Gains in Water Available For Use / Savings in Demand under the selected programme (Ml/d) input as +ve 2027-28: 32.54; Gains in Water Available For Use / Savings in Demand under the selected programme (Ml/d) input as +ve 2028-29: 32.67; Gains in Water Available For Use / Savings in Demand under the selected programme (Ml/d) input as +ve 2029-30: 32.79; Gains in Water Available For Use / Savings in Demand under the selected programme (Ml/d) input as +ve 2030-31: 32.39; Gains in Water Available For Use / Savings in Demand under the selected programme (Ml/d) input as +ve 2031-32: 7.51; Gains in Water Available For Use / Savings in Demand under the selected programme (Ml/d) input as +ve 2032-33: 5.65; Gains in Water Available For Use / Savings in Demand under the selected programme (Ml/d) input as +ve 2033-34: 5.77; Gains in Water Available For Use / Savings in Demand under the selected programme (Ml/d) input as +ve 2034-35: 5.9; Gains in Water Available For Use / Savings in Demand under the selected programme (Ml/d) input as +ve 2035-36: 6.03; Gains in Water Available For Use / Savings in Demand under the selected programme (Ml/d) input as +ve 2036-37: 33.16; Gains in Water Available For Use / Savings in Demand under the selected programme (Ml/d) input as +ve 2037-38: 33.29; Gains in Water Available For Use / Savings in Demand under the selected programme (Ml/d) input as +ve 2038-39: 33.41; Gains in Water Available For Use / Savings in Demand under the selected programme (Ml/d) input as +ve 2039-40: 33.55; Gains in Water Available For Use / Savings in Demand under the selected programme (Ml/d) input as +ve 2040-41: 0; Gains in Water Available For Use / Savings in Demand under the selected programme (Ml/d) input as +ve 2041-42: 0; Gains in Water Available For Use / Savings in Demand under the selected programme (Ml/d) input as +ve 2042-43: 0; Gains in Water Available For Use / Savings in Demand under the selected programme (Ml/d) input as +ve 2043-44: 0; Gains in Water Available For Use / Savings in Demand under the selected programme (Ml/d) input as +ve 2044-45: 0; Gains in Water Available For Use / Savings in Demand under the selected programme (Ml/d) input as +ve 2045-46: 0; Gains in Water Available For Use / Savings in Demand under the selected programme (Ml/d) input as +ve 2046-47: 0; Gains in Water Available For Use / Savings in Demand under the selected programme (Ml/d) input as +ve 2047-48: 0; Gains in Water Available For Use / Savings in Demand under the selected programme (Ml/d) input as +ve 2048-49: 0; Gains in Water Available For Use / Savings in Demand under the selected programme (Ml/d) input as +ve 2049-50: 0
52aP | Ruthamford South Drought permit | RTS16 | Drought permits/orders | Resource Options | N | Preferred | AWSRTS | Ml/d | 2 | Gains in Water Available For Use / Savings in Demand under the selected programme (Ml/d) input as +ve 2025-26: 0; Gains in Water Available For Use / Savings in Demand under the selected programme (Ml/d) input as +ve 2026-27: 0; Gains in Water Available For Use / Savings in Demand under the selected programme (Ml/d) input as +ve 2027-28: 0; Gains in Water Available For Use / Savings in Demand under the selected programme (Ml/d) input as +ve 2028-29: 0; Gains in Water Available For Use / Savings in Demand under the selected programme (Ml/d) input as +ve 2029-30: 0; Gains in Water Available For Use / Savings in Demand under the selected programme (Ml/d) input as +ve 2030-31: 2.2; Gains in Water Available For Use / Savings in Demand under the selected programme (Ml/d) input as +ve 2031-32: 2.2; Gains in Water Available For Use / Savings in Demand under the selected programme (Ml/d) input as +ve 2032-33: 0; Gains in Water Available For Use / Savings in Demand under the selected programme (Ml/d) input as +ve 2033-34: 0; Gains in Water Available For Use / Savings in Demand under the selected programme (Ml/d) input as +ve 2034-35: 0; Gains in Water Available For Use / Savings in Demand under the selected programme (Ml/d) input as +ve 2035-36: 0; Gains in Water Available For Use / Savings in Demand under the selected programme (Ml/d) input as +ve 2036-37: 0; Gains in Water Available For Use / Savings in Demand under the selected programme (Ml/d) input as +ve 2037-38: 0; Gains in Water Available For Use / Savings in Demand under the selected programme (Ml/d) input as +ve 2038-39: 0; Gains in Water Available For Use / Savings in Demand under the selected programme (Ml/d) input as +ve 2039-40: 0; Gains in Water Available For Use / Savings in Demand under the selected programme (Ml/d) input as +ve 2040-41: 0; Gains in Water Available For Use / Savings in Demand under the selected programme (Ml/d) input as +ve 2041-42: 0; Gains in Water Available For Use / Savings in Demand under the selected programme (Ml/d) input as +ve 2042-43: 0; Gains in Water Available For Use / Savings in Demand under the selected programme (Ml/d) input as +ve 2043-44: 0; Gains in Water Available For Use / Savings in Demand under the selected programme (Ml/d) input as +ve 2044-45: 0; Gains in Water Available For Use / Savings in Demand under the selected programme (Ml/d) input as +ve 2045-46: 0; Gains in Water Available For Use / Savings in Demand under the selected programme (Ml/d) input as +ve 2046-47: 0; Gains in Water Available For Use / Savings in Demand under the selected programme (Ml/d) input as +ve 2047-48: 0; Gains in Water Available For Use / Savings in Demand under the selected programme (Ml/d) input as +ve 2048-49: 0; Gains in Water Available For Use / Savings in Demand under the selected programme (Ml/d) input as +ve 2049-50: 0
52aP | Ruthamford South surface water enhancement | RTS21 | Surface water enhancement | Resource Options | N | Preferred | AWSRTS | Ml/d | 2 | Gains in Water Available For Use / Savings in Demand under the selected programme (Ml/d) input as +ve 2025-26: 0; Gains in Water Available For Use / Savings in Demand under the selected programme (Ml/d) input as +ve 2026-27: 0; Gains in Water Available For Use / Savings in Demand under the selected programme (Ml/d) input as +ve 2027-28: 0; Gains in Water Available For Use / Savings in Demand under the selected programme (Ml/d) input as +ve 2028-29: 0; Gains in Water Available For Use / Savings in Demand under the selected programme (Ml/d) input as +ve 2029-30: 0; Gains in Water Available For Use / Savings in Demand under the selected programme (Ml/d) input as +ve 2030-31: 9.5; Gains in Water Available For Use / Savings in Demand under the selected programme (Ml/d) input as +ve 2031-32: 9.5; Gains in Water Available For Use / Savings in Demand under the selected programme (Ml/d) input as +ve 2032-33: 9.5; Gains in Water Available For Use / Savings in Demand under the selected programme (Ml/d) input as +ve 2033-34: 9.5; Gains in Water Available For Use / Savings in Demand under the selected programme (Ml/d) input as +ve 2034-35: 9.5; Gains in Water Available For Use / Savings in Demand under the selected programme (Ml/d) input as +ve 2035-36: 9.5; Gains in Water Available For Use / Savings in Demand under the selected programme (Ml/d) input as +ve 2036-37: 9.5; Gains in Water Available For Use / Savings in Demand under the selected programme (Ml/d) input as +ve 2037-38: 9.5; Gains in Water Available For Use / Savings in Demand under the selected programme (Ml/d) input as +ve 2038-39: 9.5; Gains in Water Available For Use / Savings in Demand under the selected programme (Ml/d) input as +ve 2039-40: 9.5; Gains in Water Available For Use / Savings in Demand under the selected programme (Ml/d) input as +ve 2040-41: 6; Gains in Water Available For Use / Savings in Demand under the selected programme (Ml/d) input as +ve 2041-42: 6; Gains in Water Available For Use / Savings in Demand under the selected programme (Ml/d) input as +ve 2042-43: 6; Gains in Water Available For Use / Savings in Demand under the selected programme (Ml/d) input as +ve 2043-44: 6; Gains in Water Available For Use / Savings in Demand under the selected programme (Ml/d) input as +ve 2044-45: 6; Gains in Water Available For Use / Savings in Demand under the selected programme (Ml/d) input as +ve 2045-46: 6; Gains in Water Available For Use / Savings in Demand under the selected programme (Ml/d) input as +ve 2046-47: 6; Gains in Water Available For Use / Savings in Demand under the selected programme (Ml/d) input as +ve 2047-48: 6; Gains in Water Available For Use / Savings in Demand under the selected programme (Ml/d) input as +ve 2048-49: 6; Gains in Water Available For Use / Savings in Demand under the selected programme (Ml/d) input as +ve 2049-50: 6
52cA | Adjustment to existing potable water export | EE12 | Internal potable transfer | Distribution Options | N | Ofwat Core | AWSRTS | Ml/d | 2 | Gains in Water Available For Use / Savings in Demand under the selected programme (Ml/d) input as +ve 2025-26: -30.79; Gains in Water Available For Use / Savings in Demand under the selected programme (Ml/d) input as +ve 2026-27: -31.12; Gains in Water Available For Use / Savings in Demand under the selected programme (Ml/d) input as +ve 2027-28: -30.34; Gains in Water Available For Use / Savings in Demand under the selected programme (Ml/d) input as +ve 2028-29: -30.37; Gains in Water Available For Use / Savings in Demand under the selected programme (Ml/d) input as +ve 2029-30: -30.31; Gains in Water Available For Use / Savings in Demand under the selected programme (Ml/d) input as +ve 2030-31: -12.89; Gains in Water Available For Use / Savings in Demand under the selected programme (Ml/d) input as +ve 2031-32: 12.53; Gains in Water Available For Use / Savings in Demand under the selected programme (Ml/d) input as +ve 2032-33: 14.8; Gains in Water Available For Use / Savings in Demand under the selected programme (Ml/d) input as +ve 2033-34: 15.4; Gains in Water Available For Use / Savings in Demand under the selected programme (Ml/d) input as +ve 2034-35: 15.94; Gains in Water Available For Use / Savings in Demand under the selected programme (Ml/d) input as +ve 2035-36: 16.46; Gains in Water Available For Use / Savings in Demand under the selected programme (Ml/d) input as +ve 2036-37: -9.75; Gains in Water Available For Use / Savings in Demand under the selected programme (Ml/d) input as +ve 2037-38: -9.14; Gains in Water Available For Use / Savings in Demand under the selected programme (Ml/d) input as +ve 2038-39: -8.54; Gains in Water Available For Use / Savings in Demand under the selected programme (Ml/d) input as +ve 2039-40: -7.67; Gains in Water Available For Use / Savings in Demand under the selected programme (Ml/d) input as +ve 2040-41: 9.77; Gains in Water Available For Use / Savings in Demand under the selected programme (Ml/d) input as +ve 2041-42: 10.47; Gains in Water Available For Use / Savings in Demand under the selected programme (Ml/d) input as +ve 2042-43: 12.54; Gains in Water Available For Use / Savings in Demand under the selected programme (Ml/d) input as +ve 2043-44: 13.36; Gains in Water Available For Use / Savings in Demand under the selected programme (Ml/d) input as +ve 2044-45: 13.79; Gains in Water Available For Use / Savings in Demand under the selected programme (Ml/d) input as +ve 2045-46: 14.29; Gains in Water Available For Use / Savings in Demand under the selected programme (Ml/d) input as +ve 2046-47: 14.79; Gains in Water Available For Use / Savings in Demand under the selected programme (Ml/d) input as +ve 2047-48: 15.38; Gains in Water Available For Use / Savings in Demand under the selected programme (Ml/d) input as +ve 2048-49: 13.78; Gains in Water Available For Use / Savings in Demand under the selected programme (Ml/d) input as +ve 2049-50: 11.95
52cA | Ruthamford North to Ruthamford South potable transfer (75 Ml/d) | RTS24 | Internal potable transfer | Distribution Options | N | Ofwat Core | AWSRTS | Ml/d | 2 | Gains in Water Available For Use / Savings in Demand under the selected programme (Ml/d) input as +ve 2025-26: 0; Gains in Water Available For Use / Savings in Demand under the selected programme (Ml/d) input as +ve 2026-27: 0; Gains in Water Available For Use / Savings in Demand under the selected programme (Ml/d) input as +ve 2027-28: 0; Gains in Water Available For Use / Savings in Demand under the selected programme (Ml/d) input as +ve 2028-29: 0; Gains in Water Available For Use / Savings in Demand under the selected programme (Ml/d) input as +ve 2029-30: 0; Gains in Water Available For Use / Savings in Demand under the selected programme (Ml/d) input as +ve 2030-31: 0; Gains in Water Available For Use / Savings in Demand under the selected programme (Ml/d) input as +ve 2031-32: 0; Gains in Water Available For Use / Savings in Demand under the selected programme (Ml/d) input as +ve 2032-33: 0; Gains in Water Available For Use / Savings in Demand under the selected programme (Ml/d) input as +ve 2033-34: 0; Gains in Water Available For Use / Savings in Demand under the selected programme (Ml/d) input as +ve 2034-35: 0; Gains in Water Available For Use / Savings in Demand under the selected programme (Ml/d) input as +ve 2035-36: 0; Gains in Water Available For Use / Savings in Demand under the selected programme (Ml/d) input as +ve 2036-37: 0; Gains in Water Available For Use / Savings in Demand under the selected programme (Ml/d) input as +ve 2037-38: 0; Gains in Water Available For Use / Savings in Demand under the selected programme (Ml/d) input as +ve 2038-39: 0; Gains in Water Available For Use / Savings in Demand under the selected programme (Ml/d) input as +ve 2039-40: 0; Gains in Water Available For Use / Savings in Demand under the selected programme (Ml/d) input as +ve 2040-41: 61.72; Gains in Water Available For Use / Savings in Demand under the selected programme (Ml/d) input as +ve 2041-42: 61.77; Gains in Water Available For Use / Savings in Demand under the selected programme (Ml/d) input as +ve 2042-43: 62.44; Gains in Water Available For Use / Savings in Demand under the selected programme (Ml/d) input as +ve 2043-44: 62.93; Gains in Water Available For Use / Savings in Demand under the selected programme (Ml/d) input as +ve 2044-45: 65.14; Gains in Water Available For Use / Savings in Demand under the selected programme (Ml/d) input as +ve 2045-46: 61.89; Gains in Water Available For Use / Savings in Demand under the selected programme (Ml/d) input as +ve 2046-47: 64.49; Gains in Water Available For Use / Savings in Demand under the selected programme (Ml/d) input as +ve 2047-48: 66.65; Gains in Water Available For Use / Savings in Demand under the selected programme (Ml/d) input as +ve 2048-49: 69.11; Gains in Water Available For Use / Savings in Demand under the selected programme (Ml/d) input as +ve 2049-50: 71.52
52cA | Ruthamford South to Cambridge Water potable transfer (50 Ml/d) | CAM4 | Internal potable transfer | Distribution Options | N | Ofwat Core | AWSRTS | Ml/d | 2 | Gains in Water Available For Use / Savings in Demand under the selected programme (Ml/d) input as +ve 2025-26: 0; Gains in Water Available For Use / Savings in Demand under the selected programme (Ml/d) input as +ve 2026-27: 0; Gains in Water Available For Use / Savings in Demand under the selected programme (Ml/d) input as +ve 2027-28: 0; Gains in Water Available For Use / Savings in Demand under the selected programme (Ml/d) input as +ve 2028-29: 0; Gains in Water Available For Use / Savings in Demand under the selected programme (Ml/d) input as +ve 2029-30: 0; Gains in Water Available For Use / Savings in Demand under the selected programme (Ml/d) input as +ve 2030-31: -24.8; Gains in Water Available For Use / Savings in Demand under the selected programme (Ml/d) input as +ve 2031-32: -49.82; Gains in Water Available For Use / Savings in Demand under the selected programme (Ml/d) input as +ve 2032-33: -43.22; Gains in Water Available For Use / Savings in Demand under the selected programme (Ml/d) input as +ve 2033-34: -42.23; Gains in Water Available For Use / Savings in Demand under the selected programme (Ml/d) input as +ve 2034-35: -41.57; Gains in Water Available For Use / Savings in Demand under the selected programme (Ml/d) input as +ve 2035-36: -39.14; Gains in Water Available For Use / Savings in Demand under the selected programme (Ml/d) input as +ve 2036-37: -12.951; Gains in Water Available For Use / Savings in Demand under the selected programme (Ml/d) input as +ve 2037-38: -10.851; Gains in Water Available For Use / Savings in Demand under the selected programme (Ml/d) input as +ve 2038-39: -8.741; Gains in Water Available For Use / Savings in Demand under the selected programme (Ml/d) input as +ve 2039-40: -8.071; Gains in Water Available For Use / Savings in Demand under the selected programme (Ml/d) input as +ve 2040-41: -45.88; Gains in Water Available For Use / Savings in Demand under the selected programme (Ml/d) input as +ve 2041-42: -44.76; Gains in Water Available For Use / Savings in Demand under the selected programme (Ml/d) input as +ve 2042-43: -43.52; Gains in Water Available For Use / Savings in Demand under the selected programme (Ml/d) input as +ve 2043-44: -42.69; Gains in Water Available For Use / Savings in Demand under the selected programme (Ml/d) input as +ve 2044-45: -42.51; Gains in Water Available For Use / Savings in Demand under the selected programme (Ml/d) input as +ve 2045-46: -39.42; Gains in Water Available For Use / Savings in Demand under the selected programme (Ml/d) input as +ve 2046-47: -39.54; Gains in Water Available For Use / Savings in Demand under the selected programme (Ml/d) input as +ve 2047-48: -39.35; Gains in Water Available For Use / Savings in Demand under the selected programme (Ml/d) input as +ve 2048-49: -39.09; Gains in Water Available For Use / Savings in Demand under the selected programme (Ml/d) input as +ve 2049-50: -38.48
52cA | Ruthamford South to Ruthamford Central potable transfer (20 Ml/d) | RTC3 | Internal potable transfer | Distribution Options | N | Alternative | AWSRTS | Ml/d | 2 | Gains in Water Available For Use / Savings in Demand under the selected programme (Ml/d) input as +ve 2025-26: 0; Gains in Water Available For Use / Savings in Demand under the selected programme (Ml/d) input as +ve 2026-27: 0; Gains in Water Available For Use / Savings in Demand under the selected programme (Ml/d) input as +ve 2027-28: 0; Gains in Water Available For Use / Savings in Demand under the selected programme (Ml/d) input as +ve 2028-29: 0; Gains in Water Available For Use / Savings in Demand under the selected programme (Ml/d) input as +ve 2029-30: 0; Gains in Water Available For Use / Savings in Demand under the selected programme (Ml/d) input as +ve 2030-31: 0; Gains in Water Available For Use / Savings in Demand under the selected programme (Ml/d) input as +ve 2031-32: 0; Gains in Water Available For Use / Savings in Demand under the selected programme (Ml/d) input as +ve 2032-33: 0; Gains in Water Available For Use / Savings in Demand under the selected programme (Ml/d) input as +ve 2033-34: 0; Gains in Water Available For Use / Savings in Demand under the selected programme (Ml/d) input as +ve 2034-35: 0; Gains in Water Available For Use / Savings in Demand under the selected programme (Ml/d) input as +ve 2035-36: 0; Gains in Water Available For Use / Savings in Demand under the selected programme (Ml/d) input as +ve 2036-37: 0; Gains in Water Available For Use / Savings in Demand under the selected programme (Ml/d) input as +ve 2037-38: 0; Gains in Water Available For Use / Savings in Demand under the selected programme (Ml/d) input as +ve 2038-39: 0; Gains in Water Available For Use / Savings in Demand under the selected programme (Ml/d) input as +ve 2039-40: 0; Gains in Water Available For Use / Savings in Demand under the selected programme (Ml/d) input as +ve 2040-41: 0; Gains in Water Available For Use / Savings in Demand under the selected programme (Ml/d) input as +ve 2041-42: 0; Gains in Water Available For Use / Savings in Demand under the selected programme (Ml/d) input as +ve 2042-43: -1.27; Gains in Water Available For Use / Savings in Demand under the selected programme (Ml/d) input as +ve 2043-44: -1.27; Gains in Water Available For Use / Savings in Demand under the selected programme (Ml/d) input as +ve 2044-45: -1.27; Gains in Water Available For Use / Savings in Demand under the selected programme (Ml/d) input as +ve 2045-46: -1.27; Gains in Water Available For Use / Savings in Demand under the selected programme (Ml/d) input as +ve 2046-47: -1.27; Gains in Water Available For Use / Savings in Demand under the selected programme (Ml/d) input as +ve 2047-48: -1.27; Gains in Water Available For Use / Savings in Demand under the selected programme (Ml/d) input as +ve 2048-49: -1.27; Gains in Water Available For Use / Savings in Demand under the selected programme (Ml/d) input as +ve 2049-50: -1.27
52cA | Adjustment to existing potable water export | EE12 | Internal potable transfer | Distribution Options | N | Least Cost | AWSRTS | Ml/d | 2 | Gains in Water Available For Use / Savings in Demand under the selected programme (Ml/d) input as +ve 2025-26: -30.79; Gains in Water Available For Use / Savings in Demand under the selected programme (Ml/d) input as +ve 2026-27: -31.12; Gains in Water Available For Use / Savings in Demand under the selected programme (Ml/d) input as +ve 2027-28: -30.34; Gains in Water Available For Use / Savings in Demand under the selected programme (Ml/d) input as +ve 2028-29: -30.37; Gains in Water Available For Use / Savings in Demand under the selected programme (Ml/d) input as +ve 2029-30: -30.31; Gains in Water Available For Use / Savings in Demand under the selected programme (Ml/d) input as +ve 2030-31: -12.89; Gains in Water Available For Use / Savings in Demand under the selected programme (Ml/d) input as +ve 2031-32: 12.53; Gains in Water Available For Use / Savings in Demand under the selected programme (Ml/d) input as +ve 2032-33: 13.8; Gains in Water Available For Use / Savings in Demand under the selected programme (Ml/d) input as +ve 2033-34: 14.4; Gains in Water Available For Use / Savings in Demand under the selected programme (Ml/d) input as +ve 2034-35: 14.94; Gains in Water Available For Use / Savings in Demand under the selected programme (Ml/d) input as +ve 2035-36: 15.46; Gains in Water Available For Use / Savings in Demand under the selected programme (Ml/d) input as +ve 2036-37: -9.75; Gains in Water Available For Use / Savings in Demand under the selected programme (Ml/d) input as +ve 2037-38: -9.14; Gains in Water Available For Use / Savings in Demand under the selected programme (Ml/d) input as +ve 2038-39: -8.54; Gains in Water Available For Use / Savings in Demand under the selected programme (Ml/d) input as +ve 2039-40: -7.67; Gains in Water Available For Use / Savings in Demand under the selected programme (Ml/d) input as +ve 2040-41: 9.77; Gains in Water Available For Use / Savings in Demand under the selected programme (Ml/d) input as +ve 2041-42: 10.47; Gains in Water Available For Use / Savings in Demand under the selected programme (Ml/d) input as +ve 2042-43: 12.54; Gains in Water Available For Use / Savings in Demand under the selected programme (Ml/d) input as +ve 2043-44: 13.36; Gains in Water Available For Use / Savings in Demand under the selected programme (Ml/d) input as +ve 2044-45: 13.79; Gains in Water Available For Use / Savings in Demand under the selected programme (Ml/d) input as +ve 2045-46: 14.29; Gains in Water Available For Use / Savings in Demand under the selected programme (Ml/d) input as +ve 2046-47: 14.79; Gains in Water Available For Use / Savings in Demand under the selected programme (Ml/d) input as +ve 2047-48: 15.38; Gains in Water Available For Use / Savings in Demand under the selected programme (Ml/d) input as +ve 2048-49: 13.78; Gains in Water Available For Use / Savings in Demand under the selected programme (Ml/d) input as +ve 2049-50: 11.95
52cA | Ruthamford North to Ruthamford South potable transfer (75 Ml/d) | RTS24 | Internal potable transfer | Distribution Options | N | Least Cost | AWSRTS | Ml/d | 2 | Gains in Water Available For Use / Savings in Demand under the selected programme (Ml/d) input as +ve 2025-26: 0; Gains in Water Available For Use / Savings in Demand under the selected programme (Ml/d) input as +ve 2026-27: 0; Gains in Water Available For Use / Savings in Demand under the selected programme (Ml/d) input as +ve 2027-28: 0; Gains in Water Available For Use / Savings in Demand under the selected programme (Ml/d) input as +ve 2028-29: 0; Gains in Water Available For Use / Savings in Demand under the selected programme (Ml/d) input as +ve 2029-30: 0; Gains in Water Available For Use / Savings in Demand under the selected programme (Ml/d) input as +ve 2030-31: 0; Gains in Water Available For Use / Savings in Demand under the selected programme (Ml/d) input as +ve 2031-32: 0; Gains in Water Available For Use / Savings in Demand under the selected programme (Ml/d) input as +ve 2032-33: 0; Gains in Water Available For Use / Savings in Demand under the selected programme (Ml/d) input as +ve 2033-34: 0; Gains in Water Available For Use / Savings in Demand under the selected programme (Ml/d) input as +ve 2034-35: 0; Gains in Water Available For Use / Savings in Demand under the selected programme (Ml/d) input as +ve 2035-36: 0; Gains in Water Available For Use / Savings in Demand under the selected programme (Ml/d) input as +ve 2036-37: 0; Gains in Water Available For Use / Savings in Demand under the selected programme (Ml/d) input as +ve 2037-38: 0; Gains in Water Available For Use / Savings in Demand under the selected programme (Ml/d) input as +ve 2038-39: 0; Gains in Water Available For Use / Savings in Demand under the selected programme (Ml/d) input as +ve 2039-40: 0; Gains in Water Available For Use / Savings in Demand under the selected programme (Ml/d) input as +ve 2040-41: 61.34; Gains in Water Available For Use / Savings in Demand under the selected programme (Ml/d) input as +ve 2041-42: 61.39; Gains in Water Available For Use / Savings in Demand under the selected programme (Ml/d) input as +ve 2042-43: 62.06; Gains in Water Available For Use / Savings in Demand under the selected programme (Ml/d) input as +ve 2043-44: 62.55; Gains in Water Available For Use / Savings in Demand under the selected programme (Ml/d) input as +ve 2044-45: 64.76; Gains in Water Available For Use / Savings in Demand under the selected programme (Ml/d) input as +ve 2045-46: 61.51; Gains in Water Available For Use / Savings in Demand under the selected programme (Ml/d) input as +ve 2046-47: 64.11; Gains in Water Available For Use / Savings in Demand under the selected programme (Ml/d) input as +ve 2047-48: 66.27; Gains in Water Available For Use / Savings in Demand under the selected programme (Ml/d) input as +ve 2048-49: 68.73; Gains in Water Available For Use / Savings in Demand under the selected programme (Ml/d) input as +ve 2049-50: 71.64
52cA | Ruthamford South to Cambridge Water potable transfer (50 Ml/d) | CAM4 | Internal potable transfer | Distribution Options | N | Least Cost | AWSRTS | Ml/d | 2 | Gains in Water Available For Use / Savings in Demand under the selected programme (Ml/d) input as +ve 2025-26: 0; Gains in Water Available For Use / Savings in Demand under the selected programme (Ml/d) input as +ve 2026-27: 0; Gains in Water Available For Use / Savings in Demand under the selected programme (Ml/d) input as +ve 2027-28: 0; Gains in Water Available For Use / Savings in Demand under the selected programme (Ml/d) input as +ve 2028-29: 0; Gains in Water Available For Use / Savings in Demand under the selected programme (Ml/d) input as +ve 2029-30: 0; Gains in Water Available For Use / Savings in Demand under the selected programme (Ml/d) input as +ve 2030-31: -24.8; Gains in Water Available For Use / Savings in Demand under the selected programme (Ml/d) input as +ve 2031-32: -49.82; Gains in Water Available For Use / Savings in Demand under the selected programme (Ml/d) input as +ve 2032-33: -43.22; Gains in Water Available For Use / Savings in Demand under the selected programme (Ml/d) input as +ve 2033-34: -42.23; Gains in Water Available For Use / Savings in Demand under the selected programme (Ml/d) input as +ve 2034-35: -41.57; Gains in Water Available For Use / Savings in Demand under the selected programme (Ml/d) input as +ve 2035-36: -39.06; Gains in Water Available For Use / Savings in Demand under the selected programme (Ml/d) input as +ve 2036-37: -12.871; Gains in Water Available For Use / Savings in Demand under the selected programme (Ml/d) input as +ve 2037-38: -10.771; Gains in Water Available For Use / Savings in Demand under the selected programme (Ml/d) input as +ve 2038-39: -8.661; Gains in Water Available For Use / Savings in Demand under the selected programme (Ml/d) input as +ve 2039-40: -7.991; Gains in Water Available For Use / Savings in Demand under the selected programme (Ml/d) input as +ve 2040-41: -45.5; Gains in Water Available For Use / Savings in Demand under the selected programme (Ml/d) input as +ve 2041-42: -44.38; Gains in Water Available For Use / Savings in Demand under the selected programme (Ml/d) input as +ve 2042-43: -43.14; Gains in Water Available For Use / Savings in Demand under the selected programme (Ml/d) input as +ve 2043-44: -42.31; Gains in Water Available For Use / Savings in Demand under the selected programme (Ml/d) input as +ve 2044-45: -42.13; Gains in Water Available For Use / Savings in Demand under the selected programme (Ml/d) input as +ve 2045-46: -39.04; Gains in Water Available For Use / Savings in Demand under the selected programme (Ml/d) input as +ve 2046-47: -39.16; Gains in Water Available For Use / Savings in Demand under the selected programme (Ml/d) input as +ve 2047-48: -38.97; Gains in Water Available For Use / Savings in Demand under the selected programme (Ml/d) input as +ve 2048-49: -38.71; Gains in Water Available For Use / Savings in Demand under the selected programme (Ml/d) input as +ve 2049-50: -38.6
52cA | Ruthamford South to Ruthamford Central potable transfer (20 Ml/d) | RTC3 | Internal potable transfer | Distribution Options | N | Least Cost | AWSRTS | Ml/d | 2 | Gains in Water Available For Use / Savings in Demand under the selected programme (Ml/d) input as +ve 2025-26: 0; Gains in Water Available For Use / Savings in Demand under the selected programme (Ml/d) input as +ve 2026-27: 0; Gains in Water Available For Use / Savings in Demand under the selected programme (Ml/d) input as +ve 2027-28: 0; Gains in Water Available For Use / Savings in Demand under the selected programme (Ml/d) input as +ve 2028-29: 0; Gains in Water Available For Use / Savings in Demand under the selected programme (Ml/d) input as +ve 2029-30: 0; Gains in Water Available For Use / Savings in Demand under the selected programme (Ml/d) input as +ve 2030-31: 0; Gains in Water Available For Use / Savings in Demand under the selected programme (Ml/d) input as +ve 2031-32: 0; Gains in Water Available For Use / Savings in Demand under the selected programme (Ml/d) input as +ve 2032-33: 0; Gains in Water Available For Use / Savings in Demand under the selected programme (Ml/d) input as +ve 2033-34: 0; Gains in Water Available For Use / Savings in Demand under the selected programme (Ml/d) input as +ve 2034-35: 0; Gains in Water Available For Use / Savings in Demand under the selected programme (Ml/d) input as +ve 2035-36: 0; Gains in Water Available For Use / Savings in Demand under the selected programme (Ml/d) input as +ve 2036-37: 0; Gains in Water Available For Use / Savings in Demand under the selected programme (Ml/d) input as +ve 2037-38: 0; Gains in Water Available For Use / Savings in Demand under the selected programme (Ml/d) input as +ve 2038-39: 0; Gains in Water Available For Use / Savings in Demand under the selected programme (Ml/d) input as +ve 2039-40: 0; Gains in Water Available For Use / Savings in Demand under the selected programme (Ml/d) input as +ve 2040-41: 0; Gains in Water Available For Use / Savings in Demand under the selected programme (Ml/d) input as +ve 2041-42: 0; Gains in Water Available For Use / Savings in Demand under the selected programme (Ml/d) input as +ve 2042-43: -1.27; Gains in Water Available For Use / Savings in Demand under the selected programme (Ml/d) input as +ve 2043-44: -1.27; Gains in Water Available For Use / Savings in Demand under the selected programme (Ml/d) input as +ve 2044-45: -1.27; Gains in Water Available For Use / Savings in Demand under the selected programme (Ml/d) input as +ve 2045-46: -1.27; Gains in Water Available For Use / Savings in Demand under the selected programme (Ml/d) input as +ve 2046-47: -1.27; Gains in Water Available For Use / Savings in Demand under the selected programme (Ml/d) input as +ve 2047-48: -1.27; Gains in Water Available For Use / Savings in Demand under the selected programme (Ml/d) input as +ve 2048-49: -1.27; Gains in Water Available For Use / Savings in Demand under the selected programme (Ml/d) input as +ve 2049-50: -1.27
52cP | Adjustment to existing potable water export | EE12 | Internal potable transfer | Distribution Options | N | Preferred | AWSRTS | Ml/d | 2 | Gains in Water Available For Use / Savings in Demand under the selected programme (Ml/d) input as +ve 2025-26: -30.79; Gains in Water Available For Use / Savings in Demand under the selected programme (Ml/d) input as +ve 2026-27: -31.12; Gains in Water Available For Use / Savings in Demand under the selected programme (Ml/d) input as +ve 2027-28: -30.34; Gains in Water Available For Use / Savings in Demand under the selected programme (Ml/d) input as +ve 2028-29: -30.37; Gains in Water Available For Use / Savings in Demand under the selected programme (Ml/d) input as +ve 2029-30: -30.31; Gains in Water Available For Use / Savings in Demand under the selected programme (Ml/d) input as +ve 2030-31: -12.89; Gains in Water Available For Use / Savings in Demand under the selected programme (Ml/d) input as +ve 2031-32: 12.53; Gains in Water Available For Use / Savings in Demand under the selected programme (Ml/d) input as +ve 2032-33: 14.8; Gains in Water Available For Use / Savings in Demand under the selected programme (Ml/d) input as +ve 2033-34: 15.4; Gains in Water Available For Use / Savings in Demand under the selected programme (Ml/d) input as +ve 2034-35: 15.94; Gains in Water Available For Use / Savings in Demand under the selected programme (Ml/d) input as +ve 2035-36: 16.46; Gains in Water Available For Use / Savings in Demand under the selected programme (Ml/d) input as +ve 2036-37: -9.75; Gains in Water Available For Use / Savings in Demand under the selected programme (Ml/d) input as +ve 2037-38: -9.14; Gains in Water Available For Use / Savings in Demand under the selected programme (Ml/d) input as +ve 2038-39: -8.54; Gains in Water Available For Use / Savings in Demand under the selected programme (Ml/d) input as +ve 2039-40: -7.67; Gains in Water Available For Use / Savings in Demand under the selected programme (Ml/d) input as +ve 2040-41: 9.77; Gains in Water Available For Use / Savings in Demand under the selected programme (Ml/d) input as +ve 2041-42: 10.47; Gains in Water Available For Use / Savings in Demand under the selected programme (Ml/d) input as +ve 2042-43: 12.54; Gains in Water Available For Use / Savings in Demand under the selected programme (Ml/d) input as +ve 2043-44: 13.36; Gains in Water Available For Use / Savings in Demand under the selected programme (Ml/d) input as +ve 2044-45: 13.79; Gains in Water Available For Use / Savings in Demand under the selected programme (Ml/d) input as +ve 2045-46: 14.29; Gains in Water Available For Use / Savings in Demand under the selected programme (Ml/d) input as +ve 2046-47: 14.79; Gains in Water Available For Use / Savings in Demand under the selected programme (Ml/d) input as +ve 2047-48: 15.38; Gains in Water Available For Use / Savings in Demand under the selected programme (Ml/d) input as +ve 2048-49: 13.78; Gains in Water Available For Use / Savings in Demand under the selected programme (Ml/d) input as +ve 2049-50: 11.95
52cP | Ruthamford North to Ruthamford South potable transfer (75 Ml/d) | RTS24 | Internal potable transfer | Distribution Options | N | Preferred | AWSRTS | Ml/d | 2 | Gains in Water Available For Use / Savings in Demand under the selected programme (Ml/d) input as +ve 2025-26: 0; Gains in Water Available For Use / Savings in Demand under the selected programme (Ml/d) input as +ve 2026-27: 0; Gains in Water Available For Use / Savings in Demand under the selected programme (Ml/d) input as +ve 2027-28: 0; Gains in Water Available For Use / Savings in Demand under the selected programme (Ml/d) input as +ve 2028-29: 0; Gains in Water Available For Use / Savings in Demand under the selected programme (Ml/d) input as +ve 2029-30: 0; Gains in Water Available For Use / Savings in Demand under the selected programme (Ml/d) input as +ve 2030-31: 0; Gains in Water Available For Use / Savings in Demand under the selected programme (Ml/d) input as +ve 2031-32: 0; Gains in Water Available For Use / Savings in Demand under the selected programme (Ml/d) input as +ve 2032-33: 0; Gains in Water Available For Use / Savings in Demand under the selected programme (Ml/d) input as +ve 2033-34: 0; Gains in Water Available For Use / Savings in Demand under the selected programme (Ml/d) input as +ve 2034-35: 0; Gains in Water Available For Use / Savings in Demand under the selected programme (Ml/d) input as +ve 2035-36: 0; Gains in Water Available For Use / Savings in Demand under the selected programme (Ml/d) input as +ve 2036-37: 0; Gains in Water Available For Use / Savings in Demand under the selected programme (Ml/d) input as +ve 2037-38: 0; Gains in Water Available For Use / Savings in Demand under the selected programme (Ml/d) input as +ve 2038-39: 0; Gains in Water Available For Use / Savings in Demand under the selected programme (Ml/d) input as +ve 2039-40: 0; Gains in Water Available For Use / Savings in Demand under the selected programme (Ml/d) input as +ve 2040-41: 61.72; Gains in Water Available For Use / Savings in Demand under the selected programme (Ml/d) input as +ve 2041-42: 61.77; Gains in Water Available For Use / Savings in Demand under the selected programme (Ml/d) input as +ve 2042-43: 62.44; Gains in Water Available For Use / Savings in Demand under the selected programme (Ml/d) input as +ve 2043-44: 62.93; Gains in Water Available For Use / Savings in Demand under the selected programme (Ml/d) input as +ve 2044-45: 65.14; Gains in Water Available For Use / Savings in Demand under the selected programme (Ml/d) input as +ve 2045-46: 61.89; Gains in Water Available For Use / Savings in Demand under the selected programme (Ml/d) input as +ve 2046-47: 64.49; Gains in Water Available For Use / Savings in Demand under the selected programme (Ml/d) input as +ve 2047-48: 66.65; Gains in Water Available For Use / Savings in Demand under the selected programme (Ml/d) input as +ve 2048-49: 69.11; Gains in Water Available For Use / Savings in Demand under the selected programme (Ml/d) input as +ve 2049-50: 71.52
52cP | Ruthamford South to Cambridge Water potable transfer (50 Ml/d) | CAM4 | Internal potable transfer | Distribution Options | N | Preferred | AWSRTS | Ml/d | 2 | Gains in Water Available For Use / Savings in Demand under the selected programme (Ml/d) input as +ve 2025-26: 0; Gains in Water Available For Use / Savings in Demand under the selected programme (Ml/d) input as +ve 2026-27: 0; Gains in Water Available For Use / Savings in Demand under the selected programme (Ml/d) input as +ve 2027-28: 0; Gains in Water Available For Use / Savings in Demand under the selected programme (Ml/d) input as +ve 2028-29: 0; Gains in Water Available For Use / Savings in Demand under the selected programme (Ml/d) input as +ve 2029-30: 0; Gains in Water Available For Use / Savings in Demand under the selected programme (Ml/d) input as +ve 2030-31: -24.8; Gains in Water Available For Use / Savings in Demand under the selected programme (Ml/d) input as +ve 2031-32: -49.82; Gains in Water Available For Use / Savings in Demand under the selected programme (Ml/d) input as +ve 2032-33: -43.22; Gains in Water Available For Use / Savings in Demand under the selected programme (Ml/d) input as +ve 2033-34: -42.23; Gains in Water Available For Use / Savings in Demand under the selected programme (Ml/d) input as +ve 2034-35: -41.57; Gains in Water Available For Use / Savings in Demand under the selected programme (Ml/d) input as +ve 2035-36: -39.14; Gains in Water Available For Use / Savings in Demand under the selected programme (Ml/d) input as +ve 2036-37: -12.951; Gains in Water Available For Use / Savings in Demand under the selected programme (Ml/d) input as +ve 2037-38: -10.851; Gains in Water Available For Use / Savings in Demand under the selected programme (Ml/d) input as +ve 2038-39: -8.741; Gains in Water Available For Use / Savings in Demand under the selected programme (Ml/d) input as +ve 2039-40: -8.071; Gains in Water Available For Use / Savings in Demand under the selected programme (Ml/d) input as +ve 2040-41: -45.88; Gains in Water Available For Use / Savings in Demand under the selected programme (Ml/d) input as +ve 2041-42: -44.76; Gains in Water Available For Use / Savings in Demand under the selected programme (Ml/d) input as +ve 2042-43: -43.52; Gains in Water Available For Use / Savings in Demand under the selected programme (Ml/d) input as +ve 2043-44: -42.69; Gains in Water Available For Use / Savings in Demand under the selected programme (Ml/d) input as +ve 2044-45: -42.51; Gains in Water Available For Use / Savings in Demand under the selected programme (Ml/d) input as +ve 2045-46: -39.42; Gains in Water Available For Use / Savings in Demand under the selected programme (Ml/d) input as +ve 2046-47: -39.54; Gains in Water Available For Use / Savings in Demand under the selected programme (Ml/d) input as +ve 2047-48: -39.35; Gains in Water Available For Use / Savings in Demand under the selected programme (Ml/d) input as +ve 2048-49: -39.09; Gains in Water Available For Use / Savings in Demand under the selected programme (Ml/d) input as +ve 2049-50: -38.48
52cP | Ruthamford South to Ruthamford Central potable transfer (20 Ml/d) | RTC3 | Internal potable transfer | Distribution Options | N | Preferred | AWSRTS | Ml/d | 2 | Gains in Water Available For Use / Savings in Demand under the selected programme (Ml/d) input as +ve 2025-26: 0; Gains in Water Available For Use / Savings in Demand under the selected programme (Ml/d) input as +ve 2026-27: 0; Gains in Water Available For Use / Savings in Demand under the selected programme (Ml/d) input as +ve 2027-28: 0; Gains in Water Available For Use / Savings in Demand under the selected programme (Ml/d) input as +ve 2028-29: 0; Gains in Water Available For Use / Savings in Demand under the selected programme (Ml/d) input as +ve 2029-30: 0; Gains in Water Available For Use / Savings in Demand under the selected programme (Ml/d) input as +ve 2030-31: 0; Gains in Water Available For Use / Savings in Demand under the selected programme (Ml/d) input as +ve 2031-32: 0; Gains in Water Available For Use / Savings in Demand under the selected programme (Ml/d) input as +ve 2032-33: 0; Gains in Water Available For Use / Savings in Demand under the selected programme (Ml/d) input as +ve 2033-34: 0; Gains in Water Available For Use / Savings in Demand under the selected programme (Ml/d) input as +ve 2034-35: 0; Gains in Water Available For Use / Savings in Demand under the selected programme (Ml/d) input as +ve 2035-36: 0; Gains in Water Available For Use / Savings in Demand under the selected programme (Ml/d) input as +ve 2036-37: 0; Gains in Water Available For Use / Savings in Demand under the selected programme (Ml/d) input as +ve 2037-38: 0; Gains in Water Available For Use / Savings in Demand under the selected programme (Ml/d) input as +ve 2038-39: 0; Gains in Water Available For Use / Savings in Demand under the selected programme (Ml/d) input as +ve 2039-40: 0; Gains in Water Available For Use / Savings in Demand under the selected programme (Ml/d) input as +ve 2040-41: 0; Gains in Water Available For Use / Savings in Demand under the selected programme (Ml/d) input as +ve 2041-42: 0; Gains in Water Available For Use / Savings in Demand under the selected programme (Ml/d) input as +ve 2042-43: -1.27; Gains in Water Available For Use / Savings in Demand under the selected programme (Ml/d) input as +ve 2043-44: -1.27; Gains in Water Available For Use / Savings in Demand under the selected programme (Ml/d) input as +ve 2044-45: -1.27; Gains in Water Available For Use / Savings in Demand under the selected programme (Ml/d) input as +ve 2045-46: -1.27; Gains in Water Available For Use / Savings in Demand under the selected programme (Ml/d) input as +ve 2046-47: -1.27; Gains in Water Available For Use / Savings in Demand under the selected programme (Ml/d) input as +ve 2047-48: -1.27; Gains in Water Available For Use / Savings in Demand under the selected programme (Ml/d) input as +ve 2048-49: -1.27; Gains in Water Available For Use / Savings in Demand under the selected programme (Ml/d) input as +ve 2049-50: -1.27
51cF | CC Mains Replacement.AWSRTS | CC Mains Replacement.AWSRTS | Mains replacement (not trunk mains) | Distribution Options | N | Least Cost | AWSRTS | Ml/d | 2 | 0 | 0 | 0 | 0 | 0 | 0 | 0.0050575 | 0.010115 | 0.015173 | 0.02023 | 0.025288 | 0.030345 | 0.035403 | 0.04046 | 0.045518 | 0.050575 | 0.055633 | 0.06069 | 0.065748 | 0.070806 | 0.075863 | 0.080921 | 0.085978 | 0.091036 | 0.096093 | 0.10115 | 0.10621 | 0.11127 | 0.11632 | 0.12138 | 0.12644 | 0.1315 | 0.13655 | 0.14161 | 0.14667 | 0.15173 | 0.15678 | 0.16184 | 0.1669 | 0.17196 | 0.17701 | 0.18207 | 0.18713 | 0.19219 | 0.19724 | 0.2023 | 0.20736 | 0.21242 | 0.21747 | 0.22253 | 0.22759 | 0.23265 | 0.2377 | 0.24276 | 0.24782 | 0.25288 | 0.25793 | 0.26299 | 0.26805 | 0.27311 | 0.27816 | 0.28322 | 0.28828 | 0.29334 | 0.29839 | 0.30345 | 0.30851 | 0.31357 | 0.31863 | 0.32368 | 0.32874 | 0.3338 | 0.33886 | 0.34391 | 0.34897 | 0.35403 | 0.35909 | 0.36414 | 0.3692 | 0.37426 | 0.37932
51cF | CC Mains Replacement.AWSRTS | CC Mains Replacement.AWSRTS | Mains replacement (not trunk mains) | Distribution Options | N | Ofwat Core | AWSRTS | Ml/d | 2 | 0 | 0 | 0 | 0 | 0 | 0 | 0.0050575 | 0.010115 | 0.015173 | 0.02023 | 0.025288 | 0.030345 | 0.035403 | 0.04046 | 0.045518 | 0.050575 | 0.055633 | 0.06069 | 0.065748 | 0.070806 | 0.075863 | 0.080921 | 0.085978 | 0.091036 | 0.096093 | 0.10115 | 0.10621 | 0.11127 | 0.11632 | 0.12138 | 0.12644 | 0.1315 | 0.13655 | 0.14161 | 0.14667 | 0.15173 | 0.15678 | 0.16184 | 0.1669 | 0.17196 | 0.17701 | 0.18207 | 0.18713 | 0.19219 | 0.19724 | 0.2023 | 0.20736 | 0.21242 | 0.21747 | 0.22253 | 0.22759 | 0.23265 | 0.2377 | 0.24276 | 0.24782 | 0.25288 | 0.25793 | 0.26299 | 0.26805 | 0.27311 | 0.27816 | 0.28322 | 0.28828 | 0.29334 | 0.29839 | 0.30345 | 0.30851 | 0.31357 | 0.31863 | 0.32368 | 0.32874 | 0.3338 | 0.33886 | 0.34391 | 0.34897 | 0.35403 | 0.35909 | 0.36414 | 0.3692 | 0.37426 | 0.37932
51cP | CC Mains Replacement.AWSRTS | CC Mains Replacement.AWSRTS | Mains replacement (not trunk mains) | Distribution Options | N | Preferred | AWSRTS | Ml/d | 2 | 0 | 0 | 0 | 0 | 0 | 0 | 0.0050575 | 0.010115 | 0.015173 | 0.02023 | 0.025288 | 0.030345 | 0.035403 | 0.04046 | 0.045518 | 0.050575 | 0.055633 | 0.06069 | 0.065748 | 0.070806 | 0.075863 | 0.080921 | 0.085978 | 0.091036 | 0.096093 | 0.10115 | 0.10621 | 0.11127 | 0.11632 | 0.12138 | 0.12644 | 0.1315 | 0.13655 | 0.14161 | 0.14667 | 0.15173 | 0.15678 | 0.16184 | 0.1669 | 0.17196 | 0.17701 | 0.18207 | 0.18713 | 0.19219 | 0.19724 | 0.2023 | 0.20736 | 0.21242 | 0.21747 | 0.22253 | 0.22759 | 0.23265 | 0.2377 | 0.24276 | 0.24782 | 0.25288 | 0.25793 | 0.26299 | 0.26805 | 0.27311 | 0.27816 | 0.28322 | 0.28828 | 0.29334 | 0.29839 | 0.30345 | 0.30851 | 0.31357 | 0.31863 | 0.32368 | 0.32874 | 0.3338 | 0.33886 | 0.34391 | 0.34897 | 0.35403 | 0.35909 | 0.36414 | 0.3692 | 0.37426 | 0.37932
51dF | 1a WRMP24. Smart Showers.AWSRTW | WEF 1a.AWSRTW | Retrofitting indoor water efficiency devices | Customer Options | N | Least Cost | AWSRTW | Ml/d | 2 | Gains in Water Available For Use / Savings in Demand under the selected programme (Ml/d) input as +ve 2019-20: 0; Gains in Water Available For Use / Savings in Demand under the selected programme (Ml/d) input as +ve 2020-21: 0; Gains in Water Available For Use / Savings in Demand under the selected programme (Ml/d) input as +ve 2021-22: 0; Gains in Water Available For Use / Savings in Demand under the selected programme (Ml/d) input as +ve 2022-23: 0; Gains in Water Available For Use / Savings in Demand under the selected programme (Ml/d) input as +ve 2023-24: 0; Gains in Water Available For Use / Savings in Demand under the selected programme (Ml/d) input as +ve 2024-25: 0; Gains in Water Available For Use / Savings in Demand under the selected programme (Ml/d) input as +ve 2025-26: 0.0076345; Gains in Water Available For Use / Savings in Demand under the selected programme (Ml/d) input as +ve 2026-27: 0.014338; Gains in Water Available For Use / Savings in Demand under the selected programme (Ml/d) input as +ve 2027-28: 0.020224; Gains in Water Available For Use / Savings in Demand under the selected programme (Ml/d) input as +ve 2028-29: 0.025508; Gains in Water Available For Use / Savings in Demand under the selected programme (Ml/d) input as +ve 2029-30: 0.030312; Gains in Water Available For Use / Savings in Demand under the selected programme (Ml/d) input as +ve 2030-31: 0.029296; Gains in Water Available For Use / Savings in Demand under the selected programme (Ml/d) input as +ve 2031-32: 0.028954; Gains in Water Available For Use / Savings in Demand under the selected programme (Ml/d) input as +ve 2032-33: 0.029206; Gains in Water Available For Use / Savings in Demand under the selected programme (Ml/d) input as +ve 2033-34: 0.029892; Gains in Water Available For Use / Savings in Demand under the selected programme (Ml/d) input as +ve 2034-35: 0.030923; Gains in Water Available For Use / Savings in Demand under the selected programme (Ml/d) input as +ve 2035-36: 0.031966; Gains in Water Available For Use / Savings in Demand under the selected programme (Ml/d) input as +ve 2036-37: 0.033016; Gains in Water Available For Use / Savings in Demand under the selected programme (Ml/d) input as +ve 2037-38: 0.03407; Gains in Water Available For Use / Savings in Demand under the selected programme (Ml/d) input as +ve 2038-39: 0.035128; Gains in Water Available For Use / Savings in Demand under the selected programme (Ml/d) input as +ve 2039-40: 0.036187; Gains in Water Available For Use / Savings in Demand under the selected programme (Ml/d) input as +ve 2040-41: 0.037247; Gains in Water Available For Use / Savings in Demand under the selected programme (Ml/d) input as +ve 2041-42: 0.03831; Gains in Water Available For Use / Savings in Demand under the selected programme (Ml/d) input as +ve 2042-43: 0.039374; Gains in Water Available For Use / Savings in Demand under the selected programme (Ml/d) input as +ve 2043-44: 0.04044; Gains in Water Available For Use / Savings in Demand under the selected programme (Ml/d) input as +ve 2044-45: 0.041507; Gains in Water Available For Use / Savings in Demand under the selected programme (Ml/d) input as +ve 2045-46: 0.042576; Gains in Water Available For Use / Savings in Demand under the selected programme (Ml/d) input as +ve 2046-47: 0.043649; Gains in Water Available For Use / Savings in Demand under the selected programme (Ml/d) input as +ve 2047-48: 0.044724; Gains in Water Available For Use / Savings in Demand under the selected programme (Ml/d) input as +ve 2048-49: 0.045803; Gains in Water Available For Use / Savings in Demand under the selected programme (Ml/d) input as +ve 2049-50: 0.046883
51dF | 1a WRMP24. Smart Showers.AWSRTW | WEF 1a.AWSRTW | Retrofitting indoor water efficiency devices | Customer Options | N | Ofwat Core | AWSRTW | Ml/d | 2 | Gains in Water Available For Use / Savings in Demand under the selected programme (Ml/d) input as +ve 2019-20: 0; Gains in Water Available For Use / Savings in Demand under the selected programme (Ml/d) input as +ve 2020-21: 0; Gains in Water Available For Use / Savings in Demand under the selected programme (Ml/d) input as +ve 2021-22: 0; Gains in Water Available For Use / Savings in Demand under the selected programme (Ml/d) input as +ve 2022-23: 0; Gains in Water Available For Use / Savings in Demand under the selected programme (Ml/d) input as +ve 2023-24: 0; Gains in Water Available For Use / Savings in Demand under the selected programme (Ml/d) input as +ve 2024-25: 0; Gains in Water Available For Use / Savings in Demand under the selected programme (Ml/d) input as +ve 2025-26: 0.0076345; Gains in Water Available For Use / Savings in Demand under the selected programme (Ml/d) input as +ve 2026-27: 0.014338; Gains in Water Available For Use / Savings in Demand under the selected programme (Ml/d) input as +ve 2027-28: 0.020224; Gains in Water Available For Use / Savings in Demand under the selected programme (Ml/d) input as +ve 2028-29: 0.025508; Gains in Water Available For Use / Savings in Demand under the selected programme (Ml/d) input as +ve 2029-30: 0.030312; Gains in Water Available For Use / Savings in Demand under the selected programme (Ml/d) input as +ve 2030-31: 0.029296; Gains in Water Available For Use / Savings in Demand under the selected programme (Ml/d) input as +ve 2031-32: 0.028954; Gains in Water Available For Use / Savings in Demand under the selected programme (Ml/d) input as +ve 2032-33: 0.029206; Gains in Water Available For Use / Savings in Demand under the selected programme (Ml/d) input as +ve 2033-34: 0.029892; Gains in Water Available For Use / Savings in Demand under the selected programme (Ml/d) input as +ve 2034-35: 0.030923; Gains in Water Available For Use / Savings in Demand under the selected programme (Ml/d) input as +ve 2035-36: 0.031966; Gains in Water Available For Use / Savings in Demand under the selected programme (Ml/d) input as +ve 2036-37: 0.033016; Gains in Water Available For Use / Savings in Demand under the selected programme (Ml/d) input as +ve 2037-38: 0.03407; Gains in Water Available For Use / Savings in Demand under the selected programme (Ml/d) input as +ve 2038-39: 0.035128; Gains in Water Available For Use / Savings in Demand under the selected programme (Ml/d) input as +ve 2039-40: 0.036187; Gains in Water Available For Use / Savings in Demand under the selected programme (Ml/d) input as +ve 2040-41: 0.037247; Gains in Water Available For Use / Savings in Demand under the selected programme (Ml/d) input as +ve 2041-42: 0.03831; Gains in Water Available For Use / Savings in Demand under the selected programme (Ml/d) input as +ve 2042-43: 0.039374; Gains in Water Available For Use / Savings in Demand under the selected programme (Ml/d) input as +ve 2043-44: 0.04044; Gains in Water Available For Use / Savings in Demand under the selected programme (Ml/d) input as +ve 2044-45: 0.041507; Gains in Water Available For Use / Savings in Demand under the selected programme (Ml/d) input as +ve 2045-46: 0.042576; Gains in Water Available For Use / Savings in Demand under the selected programme (Ml/d) input as +ve 2046-47: 0.043649; Gains in Water Available For Use / Savings in Demand under the selected programme (Ml/d) input as +ve 2047-48: 0.044724; Gains in Water Available For Use / Savings in Demand under the selected programme (Ml/d) input as +ve 2048-49: 0.045803; Gains in Water Available For Use / Savings in Demand under the selected programme (Ml/d) input as +ve 2049-50: 0.046883
51dP | 1a WRMP24. Smart Showers.AWSRTW | WEF 1a.AWSRTW | Retrofitting indoor water efficiency devices | Customer Options | N | Preferred | AWSRTW | Ml/d | 2 | Gains in Water Available For Use / Savings in Demand under the selected programme (Ml/d) input as +ve 2019-20: 0; Gains in Water Available For Use / Savings in Demand under the selected programme (Ml/d) input as +ve 2020-21: 0; Gains in Water Available For Use / Savings in Demand under the selected programme (Ml/d) input as +ve 2021-22: 0; Gains in Water Available For Use / Savings in Demand under the selected programme (Ml/d) input as +ve 2022-23: 0; Gains in Water Available For Use / Savings in Demand under the selected programme (Ml/d) input as +ve 2023-24: 0; Gains in Water Available For Use / Savings in Demand under the selected programme (Ml/d) input as +ve 2024-25: 0; Gains in Water Available For Use / Savings in Demand under the selected programme (Ml/d) input as +ve 2025-26: 0.0076345; Gains in Water Available For Use / Savings in Demand under the selected programme (Ml/d) input as +ve 2026-27: 0.014338; Gains in Water Available For Use / Savings in Demand under the selected programme (Ml/d) input as +ve 2027-28: 0.020224; Gains in Water Available For Use / Savings in Demand under the selected programme (Ml/d) input as +ve 2028-29: 0.025508; Gains in Water Available For Use / Savings in Demand under the selected programme (Ml/d) input as +ve 2029-30: 0.030312; Gains in Water Available For Use / Savings in Demand under the selected programme (Ml/d) input as +ve 2030-31: 0.029296; Gains in Water Available For Use / Savings in Demand under the selected programme (Ml/d) input as +ve 2031-32: 0.028954; Gains in Water Available For Use / Savings in Demand under the selected programme (Ml/d) input as +ve 2032-33: 0.029206; Gains in Water Available For Use / Savings in Demand under the selected programme (Ml/d) input as +ve 2033-34: 0.029892; Gains in Water Available For Use / Savings in Demand under the selected programme (Ml/d) input as +ve 2034-35: 0.030923; Gains in Water Available For Use / Savings in Demand under the selected programme (Ml/d) input as +ve 2035-36: 0.031966; Gains in Water Available For Use / Savings in Demand under the selected programme (Ml/d) input as +ve 2036-37: 0.033016; Gains in Water Available For Use / Savings in Demand under the selected programme (Ml/d) input as +ve 2037-38: 0.03407; Gains in Water Available For Use / Savings in Demand under the selected programme (Ml/d) input as +ve 2038-39: 0.035128; Gains in Water Available For Use / Savings in Demand under the selected programme (Ml/d) input as +ve 2039-40: 0.036187; Gains in Water Available For Use / Savings in Demand under the selected programme (Ml/d) input as +ve 2040-41: 0.037247; Gains in Water Available For Use / Savings in Demand under the selected programme (Ml/d) input as +ve 2041-42: 0.03831; Gains in Water Available For Use / Savings in Demand under the selected programme (Ml/d) input as +ve 2042-43: 0.039374; Gains in Water Available For Use / Savings in Demand under the selected programme (Ml/d) input as +ve 2043-44: 0.04044; Gains in Water Available For Use / Savings in Demand under the selected programme (Ml/d) input as +ve 2044-45: 0.041507; Gains in Water Available For Use / Savings in Demand under the selected programme (Ml/d) input as +ve 2045-46: 0.042576; Gains in Water Available For Use / Savings in Demand under the selected programme (Ml/d) input as +ve 2046-47: 0.043649; Gains in Water Available For Use / Savings in Demand under the selected programme (Ml/d) input as +ve 2047-48: 0.044724; Gains in Water Available For Use / Savings in Demand under the selected programme (Ml/d) input as +ve 2048-49: 0.045803; Gains in Water Available For Use / Savings in Demand under the selected programme (Ml/d) input as +ve 2049-50: 0.046883
51dF | 2c WRMP24. Garden Advice.AWSRTW | WEF 2c.AWSRTW | Water efficiency customer education / awareness | Customer Options | N | Least Cost | AWSRTW | Ml/d | 2 | Gains in Water Available For Use / Savings in Demand under the selected programme (Ml/d) input as +ve 2019-20: 0; Gains in Water Available For Use / Savings in Demand under the selected programme (Ml/d) input as +ve 2020-21: 0; Gains in Water Available For Use / Savings in Demand under the selected programme (Ml/d) input as +ve 2021-22: 0; Gains in Water Available For Use / Savings in Demand under the selected programme (Ml/d) input as +ve 2022-23: 0; Gains in Water Available For Use / Savings in Demand under the selected programme (Ml/d) input as +ve 2023-24: 0; Gains in Water Available For Use / Savings in Demand under the selected programme (Ml/d) input as +ve 2024-25: 0; Gains in Water Available For Use / Savings in Demand under the selected programme (Ml/d) input as +ve 2025-26: 0.0011018; Gains in Water Available For Use / Savings in Demand under the selected programme (Ml/d) input as +ve 2026-27: 0.0021959; Gains in Water Available For Use / Savings in Demand under the selected programme (Ml/d) input as +ve 2027-28: 0.0032794; Gains in Water Available For Use / Savings in Demand under the selected programme (Ml/d) input as +ve 2028-29: 0.0043506; Gains in Water Available For Use / Savings in Demand under the selected programme (Ml/d) input as +ve 2029-30: 0.0054111; Gains in Water Available For Use / Savings in Demand under the selected programme (Ml/d) input as +ve 2030-31: 0.006464; Gains in Water Available For Use / Savings in Demand under the selected programme (Ml/d) input as +ve 2031-32: 0.0075105; Gains in Water Available For Use / Savings in Demand under the selected programme (Ml/d) input as +ve 2032-33: 0.0085517; Gains in Water Available For Use / Savings in Demand under the selected programme (Ml/d) input as +ve 2033-34: 0.0095886; Gains in Water Available For Use / Savings in Demand under the selected programme (Ml/d) input as +ve 2034-35: 0.010622; Gains in Water Available For Use / Savings in Demand under the selected programme (Ml/d) input as +ve 2035-36: 0.011652; Gains in Water Available For Use / Savings in Demand under the selected programme (Ml/d) input as +ve 2036-37: 0.012678; Gains in Water Available For Use / Savings in Demand under the selected programme (Ml/d) input as +ve 2037-38: 0.013702; Gains in Water Available For Use / Savings in Demand under the selected programme (Ml/d) input as +ve 2038-39: 0.014723; Gains in Water Available For Use / Savings in Demand under the selected programme (Ml/d) input as +ve 2039-40: 0.015741; Gains in Water Available For Use / Savings in Demand under the selected programme (Ml/d) input as +ve 2040-41: 0.016758; Gains in Water Available For Use / Savings in Demand under the selected programme (Ml/d) input as +ve 2041-42: 0.017772; Gains in Water Available For Use / Savings in Demand under the selected programme (Ml/d) input as +ve 2042-43: 0.018785; Gains in Water Available For Use / Savings in Demand under the selected programme (Ml/d) input as +ve 2043-44: 0.019795; Gains in Water Available For Use / Savings in Demand under the selected programme (Ml/d) input as +ve 2044-45: 0.020805; Gains in Water Available For Use / Savings in Demand under the selected programme (Ml/d) input as +ve 2045-46: 0.021813; Gains in Water Available For Use / Savings in Demand under the selected programme (Ml/d) input as +ve 2046-47: 0.02282; Gains in Water Available For Use / Savings in Demand under the selected programme (Ml/d) input as +ve 2047-48: 0.023827; Gains in Water Available For Use / Savings in Demand under the selected programme (Ml/d) input as +ve 2048-49: 0.024833; Gains in Water Available For Use / Savings in Demand under the selected programme (Ml/d) input as +ve 2049-50: 0.025838
51dF | 2c WRMP24. Garden Advice.AWSRTW | WEF 2c.AWSRTW | Water efficiency customer education / awareness | Customer Options | N | Ofwat Core | AWSRTW | Ml/d | 2 | Gains in Water Available For Use / Savings in Demand under the selected programme (Ml/d) input as +ve 2019-20: 0; Gains in Water Available For Use / Savings in Demand under the selected programme (Ml/d) input as +ve 2020-21: 0; Gains in Water Available For Use / Savings in Demand under the selected programme (Ml/d) input as +ve 2021-22: 0; Gains in Water Available For Use / Savings in Demand under the selected programme (Ml/d) input as +ve 2022-23: 0; Gains in Water Available For Use / Savings in Demand under the selected programme (Ml/d) input as +ve 2023-24: 0; Gains in Water Available For Use / Savings in Demand under the selected programme (Ml/d) input as +ve 2024-25: 0; Gains in Water Available For Use / Savings in Demand under the selected programme (Ml/d) input as +ve 2025-26: 0.0011018; Gains in Water Available For Use / Savings in Demand under the selected programme (Ml/d) input as +ve 2026-27: 0.0021959; Gains in Water Available For Use / Savings in Demand under the selected programme (Ml/d) input as +ve 2027-28: 0.0032794; Gains in Water Available For Use / Savings in Demand under the selected programme (Ml/d) input as +ve 2028-29: 0.0043506; Gains in Water Available For Use / Savings in Demand under the selected programme (Ml/d) input as +ve 2029-30: 0.0054111; Gains in Water Available For Use / Savings in Demand under the selected programme (Ml/d) input as +ve 2030-31: 0.006464; Gains in Water Available For Use / Savings in Demand under the selected programme (Ml/d) input as +ve 2031-32: 0.0075105; Gains in Water Available For Use / Savings in Demand under the selected programme (Ml/d) input as +ve 2032-33: 0.0085517; Gains in Water Available For Use / Savings in Demand under the selected programme (Ml/d) input as +ve 2033-34: 0.0095886; Gains in Water Available For Use / Savings in Demand under the selected programme (Ml/d) input as +ve 2034-35: 0.010622; Gains in Water Available For Use / Savings in Demand under the selected programme (Ml/d) input as +ve 2035-36: 0.011652; Gains in Water Available For Use / Savings in Demand under the selected programme (Ml/d) input as +ve 2036-37: 0.012678; Gains in Water Available For Use / Savings in Demand under the selected programme (Ml/d) input as +ve 2037-38: 0.013702; Gains in Water Available For Use / Savings in Demand under the selected programme (Ml/d) input as +ve 2038-39: 0.014723; Gains in Water Available For Use / Savings in Demand under the selected programme (Ml/d) input as +ve 2039-40: 0.015741; Gains in Water Available For Use / Savings in Demand under the selected programme (Ml/d) input as +ve 2040-41: 0.016758; Gains in Water Available For Use / Savings in Demand under the selected programme (Ml/d) input as +ve 2041-42: 0.017772; Gains in Water Available For Use / Savings in Demand under the selected programme (Ml/d) input as +ve 2042-43: 0.018785; Gains in Water Available For Use / Savings in Demand under the selected programme (Ml/d) input as +ve 2043-44: 0.019795; Gains in Water Available For Use / Savings in Demand under the selected programme (Ml/d) input as +ve 2044-45: 0.020805; Gains in Water Available For Use / Savings in Demand under the selected programme (Ml/d) input as +ve 2045-46: 0.021813; Gains in Water Available For Use / Savings in Demand under the selected programme (Ml/d) input as +ve 2046-47: 0.02282; Gains in Water Available For Use / Savings in Demand under the selected programme (Ml/d) input as +ve 2047-48: 0.023827; Gains in Water Available For Use / Savings in Demand under the selected programme (Ml/d) input as +ve 2048-49: 0.024833; Gains in Water Available For Use / Savings in Demand under the selected programme (Ml/d) input as +ve 2049-50: 0.025838
51dP | 2c WRMP24. Garden Advice.AWSRTW | WEF 2c.AWSRTW | Water efficiency customer education / awareness | Customer Options | N | Preferred | AWSRTW | Ml/d | 2 | Gains in Water Available For Use / Savings in Demand under the selected programme (Ml/d) input as +ve 2019-20: 0; Gains in Water Available For Use / Savings in Demand under the selected programme (Ml/d) input as +ve 2020-21: 0; Gains in Water Available For Use / Savings in Demand under the selected programme (Ml/d) input as +ve 2021-22: 0; Gains in Water Available For Use / Savings in Demand under the selected programme (Ml/d) input as +ve 2022-23: 0; Gains in Water Available For Use / Savings in Demand under the selected programme (Ml/d) input as +ve 2023-24: 0; Gains in Water Available For Use / Savings in Demand under the selected programme (Ml/d) input as +ve 2024-25: 0; Gains in Water Available For Use / Savings in Demand under the selected programme (Ml/d) input as +ve 2025-26: 0.0011018; Gains in Water Available For Use / Savings in Demand under the selected programme (Ml/d) input as +ve 2026-27: 0.0021959; Gains in Water Available For Use / Savings in Demand under the selected programme (Ml/d) input as +ve 2027-28: 0.0032794; Gains in Water Available For Use / Savings in Demand under the selected programme (Ml/d) input as +ve 2028-29: 0.0043506; Gains in Water Available For Use / Savings in Demand under the selected programme (Ml/d) input as +ve 2029-30: 0.0054111; Gains in Water Available For Use / Savings in Demand under the selected programme (Ml/d) input as +ve 2030-31: 0.006464; Gains in Water Available For Use / Savings in Demand under the selected programme (Ml/d) input as +ve 2031-32: 0.0075105; Gains in Water Available For Use / Savings in Demand under the selected programme (Ml/d) input as +ve 2032-33: 0.0085517; Gains in Water Available For Use / Savings in Demand under the selected programme (Ml/d) input as +ve 2033-34: 0.0095886; Gains in Water Available For Use / Savings in Demand under the selected programme (Ml/d) input as +ve 2034-35: 0.010622; Gains in Water Available For Use / Savings in Demand under the selected programme (Ml/d) input as +ve 2035-36: 0.011652; Gains in Water Available For Use / Savings in Demand under the selected programme (Ml/d) input as +ve 2036-37: 0.012678; Gains in Water Available For Use / Savings in Demand under the selected programme (Ml/d) input as +ve 2037-38: 0.013702; Gains in Water Available For Use / Savings in Demand under the selected programme (Ml/d) input as +ve 2038-39: 0.014723; Gains in Water Available For Use / Savings in Demand under the selected programme (Ml/d) input as +ve 2039-40: 0.015741; Gains in Water Available For Use / Savings in Demand under the selected programme (Ml/d) input as +ve 2040-41: 0.016758; Gains in Water Available For Use / Savings in Demand under the selected programme (Ml/d) input as +ve 2041-42: 0.017772; Gains in Water Available For Use / Savings in Demand under the selected programme (Ml/d) input as +ve 2042-43: 0.018785; Gains in Water Available For Use / Savings in Demand under the selected programme (Ml/d) input as +ve 2043-44: 0.019795; Gains in Water Available For Use / Savings in Demand under the selected programme (Ml/d) input as +ve 2044-45: 0.020805; Gains in Water Available For Use / Savings in Demand under the selected programme (Ml/d) input as +ve 2045-46: 0.021813; Gains in Water Available For Use / Savings in Demand under the selected programme (Ml/d) input as +ve 2046-47: 0.02282; Gains in Water Available For Use / Savings in Demand under the selected programme (Ml/d) input as +ve 2047-48: 0.023827; Gains in Water Available For Use / Savings in Demand under the selected programme (Ml/d) input as +ve 2048-49: 0.024833; Gains in Water Available For Use / Savings in Demand under the selected programme (Ml/d) input as +ve 2049-50: 0.025838
51dF | 3a WRMP24. Community Reward.AWSRTW | WEF 3a.AWSRTW | Water efficiency customer education / awareness | Customer Options | N | Least Cost | AWSRTW | Ml/d | 2 | Gains in Water Available For Use / Savings in Demand under the selected programme (Ml/d) input as +ve 2019-20: 0; Gains in Water Available For Use / Savings in Demand under the selected programme (Ml/d) input as +ve 2020-21: 0; Gains in Water Available For Use / Savings in Demand under the selected programme (Ml/d) input as +ve 2021-22: 0; Gains in Water Available For Use / Savings in Demand under the selected programme (Ml/d) input as +ve 2022-23: 0; Gains in Water Available For Use / Savings in Demand under the selected programme (Ml/d) input as +ve 2023-24: 0; Gains in Water Available For Use / Savings in Demand under the selected programme (Ml/d) input as +ve 2024-25: 0; Gains in Water Available For Use / Savings in Demand under the selected programme (Ml/d) input as +ve 2025-26: 0.0026894; Gains in Water Available For Use / Savings in Demand under the selected programme (Ml/d) input as +ve 2026-27: 0.0050253; Gains in Water Available For Use / Savings in Demand under the selected programme (Ml/d) input as +ve 2027-28: 0.007057; Gains in Water Available For Use / Savings in Demand under the selected programme (Ml/d) input as +ve 2028-29: 0.0088671; Gains in Water Available For Use / Savings in Demand under the selected programme (Ml/d) input as +ve 2029-30: 0.010501; Gains in Water Available For Use / Savings in Demand under the selected programme (Ml/d) input as +ve 2030-31: 0.01211; Gains in Water Available For Use / Savings in Demand under the selected programme (Ml/d) input as +ve 2031-32: 0.013698; Gains in Water Available For Use / Savings in Demand under the selected programme (Ml/d) input as +ve 2032-33: 0.01527; Gains in Water Available For Use / Savings in Demand under the selected programme (Ml/d) input as +ve 2033-34: 0.016829; Gains in Water Available For Use / Savings in Demand under the selected programme (Ml/d) input as +ve 2034-35: 0.018376; Gains in Water Available For Use / Savings in Demand under the selected programme (Ml/d) input as +ve 2035-36: 0.019912; Gains in Water Available For Use / Savings in Demand under the selected programme (Ml/d) input as +ve 2036-37: 0.021437; Gains in Water Available For Use / Savings in Demand under the selected programme (Ml/d) input as +ve 2037-38: 0.022951; Gains in Water Available For Use / Savings in Demand under the selected programme (Ml/d) input as +ve 2038-39: 0.024457; Gains in Water Available For Use / Savings in Demand under the selected programme (Ml/d) input as +ve 2039-40: 0.025958; Gains in Water Available For Use / Savings in Demand under the selected programme (Ml/d) input as +ve 2040-41: 0.025631; Gains in Water Available For Use / Savings in Demand under the selected programme (Ml/d) input as +ve 2041-42: 0.025548; Gains in Water Available For Use / Savings in Demand under the selected programme (Ml/d) input as +ve 2042-43: 0.025672; Gains in Water Available For Use / Savings in Demand under the selected programme (Ml/d) input as +ve 2043-44: 0.025947; Gains in Water Available For Use / Savings in Demand under the selected programme (Ml/d) input as +ve 2044-45: 0.026341; Gains in Water Available For Use / Savings in Demand under the selected programme (Ml/d) input as +ve 2045-46: 0.026754; Gains in Water Available For Use / Savings in Demand under the selected programme (Ml/d) input as +ve 2046-47: 0.027183; Gains in Water Available For Use / Savings in Demand under the selected programme (Ml/d) input as +ve 2047-48: 0.027625; Gains in Water Available For Use / Savings in Demand under the selected programme (Ml/d) input as +ve 2048-49: 0.028078; Gains in Water Available For Use / Savings in Demand under the selected programme (Ml/d) input as +ve 2049-50: 0.028539
51dF | 3a WRMP24. Community Reward.AWSRTW | WEF 3a.AWSRTW | Water efficiency customer education / awareness | Customer Options | N | Ofwat Core | AWSRTW | Ml/d | 2 | Gains in Water Available For Use / Savings in Demand under the selected programme (Ml/d) input as +ve 2019-20: 0; Gains in Water Available For Use / Savings in Demand under the selected programme (Ml/d) input as +ve 2020-21: 0; Gains in Water Available For Use / Savings in Demand under the selected programme (Ml/d) input as +ve 2021-22: 0; Gains in Water Available For Use / Savings in Demand under the selected programme (Ml/d) input as +ve 2022-23: 0; Gains in Water Available For Use / Savings in Demand under the selected programme (Ml/d) input as +ve 2023-24: 0; Gains in Water Available For Use / Savings in Demand under the selected programme (Ml/d) input as +ve 2024-25: 0; Gains in Water Available For Use / Savings in Demand under the selected programme (Ml/d) input as +ve 2025-26: 0.0026894; Gains in Water Available For Use / Savings in Demand under the selected programme (Ml/d) input as +ve 2026-27: 0.0050253; Gains in Water Available For Use / Savings in Demand under the selected programme (Ml/d) input as +ve 2027-28: 0.007057; Gains in Water Available For Use / Savings in Demand under the selected programme (Ml/d) input as +ve 2028-29: 0.0088671; Gains in Water Available For Use / Savings in Demand under the selected programme (Ml/d) input as +ve 2029-30: 0.010501; Gains in Water Available For Use / Savings in Demand under the selected programme (Ml/d) input as +ve 2030-31: 0.01211; Gains in Water Available For Use / Savings in Demand under the selected programme (Ml/d) input as +ve 2031-32: 0.013698; Gains in Water Available For Use / Savings in Demand under the selected programme (Ml/d) input as +ve 2032-33: 0.01527; Gains in Water Available For Use / Savings in Demand under the selected programme (Ml/d) input as +ve 2033-34: 0.016829; Gains in Water Available For Use / Savings in Demand under the selected programme (Ml/d) input as +ve 2034-35: 0.018376; Gains in Water Available For Use / Savings in Demand under the selected programme (Ml/d) input as +ve 2035-36: 0.019912; Gains in Water Available For Use / Savings in Demand under the selected programme (Ml/d) input as +ve 2036-37: 0.021437; Gains in Water Available For Use / Savings in Demand under the selected programme (Ml/d) input as +ve 2037-38: 0.022951; Gains in Water Available For Use / Savings in Demand under the selected programme (Ml/d) input as +ve 2038-39: 0.024457; Gains in Water Available For Use / Savings in Demand under the selected programme (Ml/d) input as +ve 2039-40: 0.025958; Gains in Water Available For Use / Savings in Demand under the selected programme (Ml/d) input as +ve 2040-41: 0.025631; Gains in Water Available For Use / Savings in Demand under the selected programme (Ml/d) input as +ve 2041-42: 0.025548; Gains in Water Available For Use / Savings in Demand under the selected programme (Ml/d) input as +ve 2042-43: 0.025672; Gains in Water Available For Use / Savings in Demand under the selected programme (Ml/d) input as +ve 2043-44: 0.025947; Gains in Water Available For Use / Savings in Demand under the selected programme (Ml/d) input as +ve 2044-45: 0.026341; Gains in Water Available For Use / Savings in Demand under the selected programme (Ml/d) input as +ve 2045-46: 0.026754; Gains in Water Available For Use / Savings in Demand under the selected programme (Ml/d) input as +ve 2046-47: 0.027183; Gains in Water Available For Use / Savings in Demand under the selected programme (Ml/d) input as +ve 2047-48: 0.027625; Gains in Water Available For Use / Savings in Demand under the selected programme (Ml/d) input as +ve 2048-49: 0.028078; Gains in Water Available For Use / Savings in Demand under the selected programme (Ml/d) input as +ve 2049-50: 0.028539
51dP | 3a WRMP24. Community Reward.AWSRTW | WEF 3a.AWSRTW | Water efficiency customer education / awareness | Customer Options | N | Preferred | AWSRTW | Ml/d | 2 | Gains in Water Available For Use / Savings in Demand under the selected programme (Ml/d) input as +ve 2019-20: 0; Gains in Water Available For Use / Savings in Demand under the selected programme (Ml/d) input as +ve 2020-21: 0; Gains in Water Available For Use / Savings in Demand under the selected programme (Ml/d) input as +ve 2021-22: 0; Gains in Water Available For Use / Savings in Demand under the selected programme (Ml/d) input as +ve 2022-23: 0; Gains in Water Available For Use / Savings in Demand under the selected programme (Ml/d) input as +ve 2023-24: 0; Gains in Water Available For Use / Savings in Demand under the selected programme (Ml/d) input as +ve 2024-25: 0; Gains in Water Available For Use / Savings in Demand under the selected programme (Ml/d) input as +ve 2025-26: 0.0026894; Gains in Water Available For Use / Savings in Demand under the selected programme (Ml/d) input as +ve 2026-27: 0.0050253; Gains in Water Available For Use / Savings in Demand under the selected programme (Ml/d) input as +ve 2027-28: 0.007057; Gains in Water Available For Use / Savings in Demand under the selected programme (Ml/d) input as +ve 2028-29: 0.0088671; Gains in Water Available For Use / Savings in Demand under the selected programme (Ml/d) input as +ve 2029-30: 0.010501; Gains in Water Available For Use / Savings in Demand under the selected programme (Ml/d) input as +ve 2030-31: 0.01211; Gains in Water Available For Use / Savings in Demand under the selected programme (Ml/d) input as +ve 2031-32: 0.013698; Gains in Water Available For Use / Savings in Demand under the selected programme (Ml/d) input as +ve 2032-33: 0.01527; Gains in Water Available For Use / Savings in Demand under the selected programme (Ml/d) input as +ve 2033-34: 0.016829; Gains in Water Available For Use / Savings in Demand under the selected programme (Ml/d) input as +ve 2034-35: 0.018376; Gains in Water Available For Use / Savings in Demand under the selected programme (Ml/d) input as +ve 2035-36: 0.019912; Gains in Water Available For Use / Savings in Demand under the selected programme (Ml/d) input as +ve 2036-37: 0.021437; Gains in Water Available For Use / Savings in Demand under the selected programme (Ml/d) input as +ve 2037-38: 0.022951; Gains in Water Available For Use / Savings in Demand under the selected programme (Ml/d) input as +ve 2038-39: 0.024457; Gains in Water Available For Use / Savings in Demand under the selected programme (Ml/d) input as +ve 2039-40: 0.025958; Gains in Water Available For Use / Savings in Demand under the selected programme (Ml/d) input as +ve 2040-41: 0.025631; Gains in Water Available For Use / Savings in Demand under the selected programme (Ml/d) input as +ve 2041-42: 0.025548; Gains in Water Available For Use / Savings in Demand under the selected programme (Ml/d) input as +ve 2042-43: 0.025672; Gains in Water Available For Use / Savings in Demand under the selected programme (Ml/d) input as +ve 2043-44: 0.025947; Gains in Water Available For Use / Savings in Demand under the selected programme (Ml/d) input as +ve 2044-45: 0.026341; Gains in Water Available For Use / Savings in Demand under the selected programme (Ml/d) input as +ve 2045-46: 0.026754; Gains in Water Available For Use / Savings in Demand under the selected programme (Ml/d) input as +ve 2046-47: 0.027183; Gains in Water Available For Use / Savings in Demand under the selected programme (Ml/d) input as +ve 2047-48: 0.027625; Gains in Water Available For Use / Savings in Demand under the selected programme (Ml/d) input as +ve 2048-49: 0.028078; Gains in Water Available For Use / Savings in Demand under the selected programme (Ml/d) input as +ve 2049-50: 0.028539
51dF | 4a WRMP24. PL Uplift - Vulnerable Customers.AWSRTW | WEF 4a.AWSRTW | Other water efficiency | Customer Options | N | Least Cost | AWSRTW | Ml/d | 2 | Gains in Water Available For Use / Savings in Demand under the selected programme (Ml/d) input as +ve 2019-20: 0; Gains in Water Available For Use / Savings in Demand under the selected programme (Ml/d) input as +ve 2020-21: 0; Gains in Water Available For Use / Savings in Demand under the selected programme (Ml/d) input as +ve 2021-22: 0; Gains in Water Available For Use / Savings in Demand under the selected programme (Ml/d) input as +ve 2022-23: 0; Gains in Water Available For Use / Savings in Demand under the selected programme (Ml/d) input as +ve 2023-24: 0; Gains in Water Available For Use / Savings in Demand under the selected programme (Ml/d) input as +ve 2024-25: 0; Gains in Water Available For Use / Savings in Demand under the selected programme (Ml/d) input as +ve 2025-26: 0.005325; Gains in Water Available For Use / Savings in Demand under the selected programme (Ml/d) input as +ve 2026-27: 0.0067343; Gains in Water Available For Use / Savings in Demand under the selected programme (Ml/d) input as +ve 2027-28: 0.0081535; Gains in Water Available For Use / Savings in Demand under the selected programme (Ml/d) input as +ve 2028-29: 0.0095684; Gains in Water Available For Use / Savings in Demand under the selected programme (Ml/d) input as +ve 2029-30: 0.011; Gains in Water Available For Use / Savings in Demand under the selected programme (Ml/d) input as +ve 2030-31: 0.012468; Gains in Water Available For Use / Savings in Demand under the selected programme (Ml/d) input as +ve 2031-32: 0.013966; Gains in Water Available For Use / Savings in Demand under the selected programme (Ml/d) input as +ve 2032-33: 0.014087; Gains in Water Available For Use / Savings in Demand under the selected programme (Ml/d) input as +ve 2033-34: 0.014206; Gains in Water Available For Use / Savings in Demand under the selected programme (Ml/d) input as +ve 2034-35: 0.014326; Gains in Water Available For Use / Savings in Demand under the selected programme (Ml/d) input as +ve 2035-36: 0.014445; Gains in Water Available For Use / Savings in Demand under the selected programme (Ml/d) input as +ve 2036-37: 0.014564; Gains in Water Available For Use / Savings in Demand under the selected programme (Ml/d) input as +ve 2037-38: 0.014684; Gains in Water Available For Use / Savings in Demand under the selected programme (Ml/d) input as +ve 2038-39: 0.014805; Gains in Water Available For Use / Savings in Demand under the selected programme (Ml/d) input as +ve 2039-40: 0.014927; Gains in Water Available For Use / Savings in Demand under the selected programme (Ml/d) input as +ve 2040-41: 0.015049; Gains in Water Available For Use / Savings in Demand under the selected programme (Ml/d) input as +ve 2041-42: 0.015171; Gains in Water Available For Use / Savings in Demand under the selected programme (Ml/d) input as +ve 2042-43: 0.015294; Gains in Water Available For Use / Savings in Demand under the selected programme (Ml/d) input as +ve 2043-44: 0.015417; Gains in Water Available For Use / Savings in Demand under the selected programme (Ml/d) input as +ve 2044-45: 0.015541; Gains in Water Available For Use / Savings in Demand under the selected programme (Ml/d) input as +ve 2045-46: 0.015654; Gains in Water Available For Use / Savings in Demand under the selected programme (Ml/d) input as +ve 2046-47: 0.015768; Gains in Water Available For Use / Savings in Demand under the selected programme (Ml/d) input as +ve 2047-48: 0.015884; Gains in Water Available For Use / Savings in Demand under the selected programme (Ml/d) input as +ve 2048-49: 0.016001; Gains in Water Available For Use / Savings in Demand under the selected programme (Ml/d) input as +ve 2049-50: 0.016109
51dF | 4a WRMP24. PL Uplift - Vulnerable Customers.AWSRTW | WEF 4a.AWSRTW | Other water efficiency | Customer Options | N | Ofwat Core | AWSRTW | Ml/d | 2 | Gains in Water Available For Use / Savings in Demand under the selected programme (Ml/d) input as +ve 2019-20: 0; Gains in Water Available For Use / Savings in Demand under the selected programme (Ml/d) input as +ve 2020-21: 0; Gains in Water Available For Use / Savings in Demand under the selected programme (Ml/d) input as +ve 2021-22: 0; Gains in Water Available For Use / Savings in Demand under the selected programme (Ml/d) input as +ve 2022-23: 0; Gains in Water Available For Use / Savings in Demand under the selected programme (Ml/d) input as +ve 2023-24: 0; Gains in Water Available For Use / Savings in Demand under the selected programme (Ml/d) input as +ve 2024-25: 0; Gains in Water Available For Use / Savings in Demand under the selected programme (Ml/d) input as +ve 2025-26: 0.005325; Gains in Water Available For Use / Savings in Demand under the selected programme (Ml/d) input as +ve 2026-27: 0.0067343; Gains in Water Available For Use / Savings in Demand under the selected programme (Ml/d) input as +ve 2027-28: 0.0081535; Gains in Water Available For Use / Savings in Demand under the selected programme (Ml/d) input as +ve 2028-29: 0.0095684; Gains in Water Available For Use / Savings in Demand under the selected programme (Ml/d) input as +ve 2029-30: 0.011; Gains in Water Available For Use / Savings in Demand under the selected programme (Ml/d) input as +ve 2030-31: 0.012468; Gains in Water Available For Use / Savings in Demand under the selected programme (Ml/d) input as +ve 2031-32: 0.013966; Gains in Water Available For Use / Savings in Demand under the selected programme (Ml/d) input as +ve 2032-33: 0.014087; Gains in Water Available For Use / Savings in Demand under the selected programme (Ml/d) input as +ve 2033-34: 0.014206; Gains in Water Available For Use / Savings in Demand under the selected programme (Ml/d) input as +ve 2034-35: 0.014326; Gains in Water Available For Use / Savings in Demand under the selected programme (Ml/d) input as +ve 2035-36: 0.014445; Gains in Water Available For Use / Savings in Demand under the selected programme (Ml/d) input as +ve 2036-37: 0.014564; Gains in Water Available For Use / Savings in Demand under the selected programme (Ml/d) input as +ve 2037-38: 0.014684; Gains in Water Available For Use / Savings in Demand under the selected programme (Ml/d) input as +ve 2038-39: 0.014805; Gains in Water Available For Use / Savings in Demand under the selected programme (Ml/d) input as +ve 2039-40: 0.014927; Gains in Water Available For Use / Savings in Demand under the selected programme (Ml/d) input as +ve 2040-41: 0.015049; Gains in Water Available For Use / Savings in Demand under the selected programme (Ml/d) input as +ve 2041-42: 0.015171; Gains in Water Available For Use / Savings in Demand under the selected programme (Ml/d) input as +ve 2042-43: 0.015294; Gains in Water Available For Use / Savings in Demand under the selected programme (Ml/d) input as +ve 2043-44: 0.015417; Gains in Water Available For Use / Savings in Demand under the selected programme (Ml/d) input as +ve 2044-45: 0.015541; Gains in Water Available For Use / Savings in Demand under the selected programme (Ml/d) input as +ve 2045-46: 0.015654; Gains in Water Available For Use / Savings in Demand under the selected programme (Ml/d) input as +ve 2046-47: 0.015768; Gains in Water Available For Use / Savings in Demand under the selected programme (Ml/d) input as +ve 2047-48: 0.015884; Gains in Water Available For Use / Savings in Demand under the selected programme (Ml/d) input as +ve 2048-49: 0.016001; Gains in Water Available For Use / Savings in Demand under the selected programme (Ml/d) input as +ve 2049-50: 0.016109
51dP | 4a WRMP24. PL Uplift - Vulnerable Customers.AWSRTW | WEF 4a.AWSRTW | Other water efficiency | Customer Options | N | Preferred | AWSRTW | Ml/d | 2 | Gains in Water Available For Use / Savings in Demand under the selected programme (Ml/d) input as +ve 2019-20: 0; Gains in Water Available For Use / Savings in Demand under the selected programme (Ml/d) input as +ve 2020-21: 0; Gains in Water Available For Use / Savings in Demand under the selected programme (Ml/d) input as +ve 2021-22: 0; Gains in Water Available For Use / Savings in Demand under the selected programme (Ml/d) input as +ve 2022-23: 0; Gains in Water Available For Use / Savings in Demand under the selected programme (Ml/d) input as +ve 2023-24: 0; Gains in Water Available For Use / Savings in Demand under the selected programme (Ml/d) input as +ve 2024-25: 0; Gains in Water Available For Use / Savings in Demand under the selected programme (Ml/d) input as +ve 2025-26: 0.005325; Gains in Water Available For Use / Savings in Demand under the selected programme (Ml/d) input as +ve 2026-27: 0.0067343; Gains in Water Available For Use / Savings in Demand under the selected programme (Ml/d) input as +ve 2027-28: 0.0081535; Gains in Water Available For Use / Savings in Demand under the selected programme (Ml/d) input as +ve 2028-29: 0.0095684; Gains in Water Available For Use / Savings in Demand under the selected programme (Ml/d) input as +ve 2029-30: 0.011; Gains in Water Available For Use / Savings in Demand under the selected programme (Ml/d) input as +ve 2030-31: 0.012468; Gains in Water Available For Use / Savings in Demand under the selected programme (Ml/d) input as +ve 2031-32: 0.013966; Gains in Water Available For Use / Savings in Demand under the selected programme (Ml/d) input as +ve 2032-33: 0.014087; Gains in Water Available For Use / Savings in Demand under the selected programme (Ml/d) input as +ve 2033-34: 0.014206; Gains in Water Available For Use / Savings in Demand under the selected programme (Ml/d) input as +ve 2034-35: 0.014326; Gains in Water Available For Use / Savings in Demand under the selected programme (Ml/d) input as +ve 2035-36: 0.014445; Gains in Water Available For Use / Savings in Demand under the selected programme (Ml/d) input as +ve 2036-37: 0.014564; Gains in Water Available For Use / Savings in Demand under the selected programme (Ml/d) input as +ve 2037-38: 0.014684; Gains in Water Available For Use / Savings in Demand under the selected programme (Ml/d) input as +ve 2038-39: 0.014805; Gains in Water Available For Use / Savings in Demand under the selected programme (Ml/d) input as +ve 2039-40: 0.014927; Gains in Water Available For Use / Savings in Demand under the selected programme (Ml/d) input as +ve 2040-41: 0.015049; Gains in Water Available For Use / Savings in Demand under the selected programme (Ml/d) input as +ve 2041-42: 0.015171; Gains in Water Available For Use / Savings in Demand under the selected programme (Ml/d) input as +ve 2042-43: 0.015294; Gains in Water Available For Use / Savings in Demand under the selected programme (Ml/d) input as +ve 2043-44: 0.015417; Gains in Water Available For Use / Savings in Demand under the selected programme (Ml/d) input as +ve 2044-45: 0.015541; Gains in Water Available For Use / Savings in Demand under the selected programme (Ml/d) input as +ve 2045-46: 0.015654; Gains in Water Available For Use / Savings in Demand under the selected programme (Ml/d) input as +ve 2046-47: 0.015768; Gains in Water Available For Use / Savings in Demand under the selected programme (Ml/d) input as +ve 2047-48: 0.015884; Gains in Water Available For Use / Savings in Demand under the selected programme (Ml/d) input as +ve 2048-49: 0.016001; Gains in Water Available For Use / Savings in Demand under the selected programme (Ml/d) input as +ve 2049-50: 0.016109
51dF | 4c-PL WRMP24. PL uplift - Non-Vulnerable Customers.AWSRTW | WEF 4c-PL.AWSRTW | Other water efficiency | Customer Options | N | Least Cost | AWSRTW | Ml/d | 2 | Gains in Water Available For Use / Savings in Demand under the selected programme (Ml/d) input as +ve 2019-20: 0; Gains in Water Available For Use / Savings in Demand under the selected programme (Ml/d) input as +ve 2020-21: 0; Gains in Water Available For Use / Savings in Demand under the selected programme (Ml/d) input as +ve 2021-22: 0; Gains in Water Available For Use / Savings in Demand under the selected programme (Ml/d) input as +ve 2022-23: 0; Gains in Water Available For Use / Savings in Demand under the selected programme (Ml/d) input as +ve 2023-24: 0; Gains in Water Available For Use / Savings in Demand under the selected programme (Ml/d) input as +ve 2024-25: 0; Gains in Water Available For Use / Savings in Demand under the selected programme (Ml/d) input as +ve 2025-26: 0.045977; Gains in Water Available For Use / Savings in Demand under the selected programme (Ml/d) input as +ve 2026-27: 0.058145; Gains in Water Available For Use / Savings in Demand under the selected programme (Ml/d) input as +ve 2027-28: 0.070398; Gains in Water Available For Use / Savings in Demand under the selected programme (Ml/d) input as +ve 2028-29: 0.082614; Gains in Water Available For Use / Savings in Demand under the selected programme (Ml/d) input as +ve 2029-30: 0.094976; Gains in Water Available For Use / Savings in Demand under the selected programme (Ml/d) input as +ve 2030-31: 0.10765; Gains in Water Available For Use / Savings in Demand under the selected programme (Ml/d) input as +ve 2031-32: 0.12059; Gains in Water Available For Use / Savings in Demand under the selected programme (Ml/d) input as +ve 2032-33: 0.12163; Gains in Water Available For Use / Savings in Demand under the selected programme (Ml/d) input as +ve 2033-34: 0.12265; Gains in Water Available For Use / Savings in Demand under the selected programme (Ml/d) input as +ve 2034-35: 0.12369; Gains in Water Available For Use / Savings in Demand under the selected programme (Ml/d) input as +ve 2035-36: 0.12472; Gains in Water Available For Use / Savings in Demand under the selected programme (Ml/d) input as +ve 2036-37: 0.12575; Gains in Water Available For Use / Savings in Demand under the selected programme (Ml/d) input as +ve 2037-38: 0.12678; Gains in Water Available For Use / Savings in Demand under the selected programme (Ml/d) input as +ve 2038-39: 0.12783; Gains in Water Available For Use / Savings in Demand under the selected programme (Ml/d) input as +ve 2039-40: 0.12888; Gains in Water Available For Use / Savings in Demand under the selected programme (Ml/d) input as +ve 2040-41: 0.12994; Gains in Water Available For Use / Savings in Demand under the selected programme (Ml/d) input as +ve 2041-42: 0.13099; Gains in Water Available For Use / Savings in Demand under the selected programme (Ml/d) input as +ve 2042-43: 0.13205; Gains in Water Available For Use / Savings in Demand under the selected programme (Ml/d) input as +ve 2043-44: 0.13312; Gains in Water Available For Use / Savings in Demand under the selected programme (Ml/d) input as +ve 2044-45: 0.13418; Gains in Water Available For Use / Savings in Demand under the selected programme (Ml/d) input as +ve 2045-46: 0.13516; Gains in Water Available For Use / Savings in Demand under the selected programme (Ml/d) input as +ve 2046-47: 0.13614; Gains in Water Available For Use / Savings in Demand under the selected programme (Ml/d) input as +ve 2047-48: 0.13714; Gains in Water Available For Use / Savings in Demand under the selected programme (Ml/d) input as +ve 2048-49: 0.13816; Gains in Water Available For Use / Savings in Demand under the selected programme (Ml/d) input as +ve 2049-50: 0.13909
51dF | 4c-PL WRMP24. PL uplift - Non-Vulnerable Customers.AWSRTW | WEF 4c-PL.AWSRTW | Other water efficiency | Customer Options | N | Ofwat Core | AWSRTW | Ml/d | 2 | Gains in Water Available For Use / Savings in Demand under the selected programme (Ml/d) input as +ve 2019-20: 0; Gains in Water Available For Use / Savings in Demand under the selected programme (Ml/d) input as +ve 2020-21: 0; Gains in Water Available For Use / Savings in Demand under the selected programme (Ml/d) input as +ve 2021-22: 0; Gains in Water Available For Use / Savings in Demand under the selected programme (Ml/d) input as +ve 2022-23: 0; Gains in Water Available For Use / Savings in Demand under the selected programme (Ml/d) input as +ve 2023-24: 0; Gains in Water Available For Use / Savings in Demand under the selected programme (Ml/d) input as +ve 2024-25: 0; Gains in Water Available For Use / Savings in Demand under the selected programme (Ml/d) input as +ve 2025-26: 0.045977; Gains in Water Available For Use / Savings in Demand under the selected programme (Ml/d) input as +ve 2026-27: 0.058145; Gains in Water Available For Use / Savings in Demand under the selected programme (Ml/d) input as +ve 2027-28: 0.070398; Gains in Water Available For Use / Savings in Demand under the selected programme (Ml/d) input as +ve 2028-29: 0.082614; Gains in Water Available For Use / Savings in Demand under the selected programme (Ml/d) input as +ve 2029-30: 0.094976; Gains in Water Available For Use / Savings in Demand under the selected programme (Ml/d) input as +ve 2030-31: 0.10765; Gains in Water Available For Use / Savings in Demand under the selected programme (Ml/d) input as +ve 2031-32: 0.12059; Gains in Water Available For Use / Savings in Demand under the selected programme (Ml/d) input as +ve 2032-33: 0.12163; Gains in Water Available For Use / Savings in Demand under the selected programme (Ml/d) input as +ve 2033-34: 0.12265; Gains in Water Available For Use / Savings in Demand under the selected programme (Ml/d) input as +ve 2034-35: 0.12369; Gains in Water Available For Use / Savings in Demand under the selected programme (Ml/d) input as +ve 2035-36: 0.12472; Gains in Water Available For Use / Savings in Demand under the selected programme (Ml/d) input as +ve 2036-37: 0.12575; Gains in Water Available For Use / Savings in Demand under the selected programme (Ml/d) input as +ve 2037-38: 0.12678; Gains in Water Available For Use / Savings in Demand under the selected programme (Ml/d) input as +ve 2038-39: 0.12783; Gains in Water Available For Use / Savings in Demand under the selected programme (Ml/d) input as +ve 2039-40: 0.12888; Gains in Water Available For Use / Savings in Demand under the selected programme (Ml/d) input as +ve 2040-41: 0.12994; Gains in Water Available For Use / Savings in Demand under the selected programme (Ml/d) input as +ve 2041-42: 0.13099; Gains in Water Available For Use / Savings in Demand under the selected programme (Ml/d) input as +ve 2042-43: 0.13205; Gains in Water Available For Use / Savings in Demand under the selected programme (Ml/d) input as +ve 2043-44: 0.13312; Gains in Water Available For Use / Savings in Demand under the selected programme (Ml/d) input as +ve 2044-45: 0.13418; Gains in Water Available For Use / Savings in Demand under the selected programme (Ml/d) input as +ve 2045-46: 0.13516; Gains in Water Available For Use / Savings in Demand under the selected programme (Ml/d) input as +ve 2046-47: 0.13614; Gains in Water Available For Use / Savings in Demand under the selected programme (Ml/d) input as +ve 2047-48: 0.13714; Gains in Water Available For Use / Savings in Demand under the selected programme (Ml/d) input as +ve 2048-49: 0.13816; Gains in Water Available For Use / Savings in Demand under the selected programme (Ml/d) input as +ve 2049-50: 0.13909
51dP | 4c-PL WRMP24. PL uplift - Non-Vulnerable Customers.AWSRTW | WEF 4c-PL.AWSRTW | Other water efficiency | Customer Options | N | Preferred | AWSRTW | Ml/d | 2 | Gains in Water Available For Use / Savings in Demand under the selected programme (Ml/d) input as +ve 2019-20: 0; Gains in Water Available For Use / Savings in Demand under the selected programme (Ml/d) input as +ve 2020-21: 0; Gains in Water Available For Use / Savings in Demand under the selected programme (Ml/d) input as +ve 2021-22: 0; Gains in Water Available For Use / Savings in Demand under the selected programme (Ml/d) input as +ve 2022-23: 0; Gains in Water Available For Use / Savings in Demand under the selected programme (Ml/d) input as +ve 2023-24: 0; Gains in Water Available For Use / Savings in Demand under the selected programme (Ml/d) input as +ve 2024-25: 0; Gains in Water Available For Use / Savings in Demand under the selected programme (Ml/d) input as +ve 2025-26: 0.045977; Gains in Water Available For Use / Savings in Demand under the selected programme (Ml/d) input as +ve 2026-27: 0.058145; Gains in Water Available For Use / Savings in Demand under the selected programme (Ml/d) input as +ve 2027-28: 0.070398; Gains in Water Available For Use / Savings in Demand under the selected programme (Ml/d) input as +ve 2028-29: 0.082614; Gains in Water Available For Use / Savings in Demand under the selected programme (Ml/d) input as +ve 2029-30: 0.094976; Gains in Water Available For Use / Savings in Demand under the selected programme (Ml/d) input as +ve 2030-31: 0.10765; Gains in Water Available For Use / Savings in Demand under the selected programme (Ml/d) input as +ve 2031-32: 0.12059; Gains in Water Available For Use / Savings in Demand under the selected programme (Ml/d) input as +ve 2032-33: 0.12163; Gains in Water Available For Use / Savings in Demand under the selected programme (Ml/d) input as +ve 2033-34: 0.12265; Gains in Water Available For Use / Savings in Demand under the selected programme (Ml/d) input as +ve 2034-35: 0.12369; Gains in Water Available For Use / Savings in Demand under the selected programme (Ml/d) input as +ve 2035-36: 0.12472; Gains in Water Available For Use / Savings in Demand under the selected programme (Ml/d) input as +ve 2036-37: 0.12575; Gains in Water Available For Use / Savings in Demand under the selected programme (Ml/d) input as +ve 2037-38: 0.12678; Gains in Water Available For Use / Savings in Demand under the selected programme (Ml/d) input as +ve 2038-39: 0.12783; Gains in Water Available For Use / Savings in Demand under the selected programme (Ml/d) input as +ve 2039-40: 0.12888; Gains in Water Available For Use / Savings in Demand under the selected programme (Ml/d) input as +ve 2040-41: 0.12994; Gains in Water Available For Use / Savings in Demand under the selected programme (Ml/d) input as +ve 2041-42: 0.13099; Gains in Water Available For Use / Savings in Demand under the selected programme (Ml/d) input as +ve 2042-43: 0.13205; Gains in Water Available For Use / Savings in Demand under the selected programme (Ml/d) input as +ve 2043-44: 0.13312; Gains in Water Available For Use / Savings in Demand under the selected programme (Ml/d) input as +ve 2044-45: 0.13418; Gains in Water Available For Use / Savings in Demand under the selected programme (Ml/d) input as +ve 2045-46: 0.13516; Gains in Water Available For Use / Savings in Demand under the selected programme (Ml/d) input as +ve 2046-47: 0.13614; Gains in Water Available For Use / Savings in Demand under the selected programme (Ml/d) input as +ve 2047-48: 0.13714; Gains in Water Available For Use / Savings in Demand under the selected programme (Ml/d) input as +ve 2048-49: 0.13816; Gains in Water Available For Use / Savings in Demand under the selected programme (Ml/d) input as +ve 2049-50: 0.13909
51dF | 4d WRMP24. Leaky Loos Campaign.AWSRTW | WEF 4d.AWSRTW | Other water efficiency | Customer Options | N | Least Cost | AWSRTW | Ml/d | 2 | Gains in Water Available For Use / Savings in Demand under the selected programme (Ml/d) input as +ve 2019-20: 0; Gains in Water Available For Use / Savings in Demand under the selected programme (Ml/d) input as +ve 2020-21: 0; Gains in Water Available For Use / Savings in Demand under the selected programme (Ml/d) input as +ve 2021-22: 0; Gains in Water Available For Use / Savings in Demand under the selected programme (Ml/d) input as +ve 2022-23: 0; Gains in Water Available For Use / Savings in Demand under the selected programme (Ml/d) input as +ve 2023-24: 0; Gains in Water Available For Use / Savings in Demand under the selected programme (Ml/d) input as +ve 2024-25: 0; Gains in Water Available For Use / Savings in Demand under the selected programme (Ml/d) input as +ve 2025-26: 0.00012472; Gains in Water Available For Use / Savings in Demand under the selected programme (Ml/d) input as +ve 2026-27: 0.00024943; Gains in Water Available For Use / Savings in Demand under the selected programme (Ml/d) input as +ve 2027-28: 0.00037415; Gains in Water Available For Use / Savings in Demand under the selected programme (Ml/d) input as +ve 2028-29: 0.00049887; Gains in Water Available For Use / Savings in Demand under the selected programme (Ml/d) input as +ve 2029-30: 0.00062358; Gains in Water Available For Use / Savings in Demand under the selected programme (Ml/d) input as +ve 2030-31: 0.00062358; Gains in Water Available For Use / Savings in Demand under the selected programme (Ml/d) input as +ve 2031-32: 0.00062358; Gains in Water Available For Use / Savings in Demand under the selected programme (Ml/d) input as +ve 2032-33: 0.00062358; Gains in Water Available For Use / Savings in Demand under the selected programme (Ml/d) input as +ve 2033-34: 0.00062358; Gains in Water Available For Use / Savings in Demand under the selected programme (Ml/d) input as +ve 2034-35: 0.00062358; Gains in Water Available For Use / Savings in Demand under the selected programme (Ml/d) input as +ve 2035-36: 0.00062358; Gains in Water Available For Use / Savings in Demand under the selected programme (Ml/d) input as +ve 2036-37: 0.00062358; Gains in Water Available For Use / Savings in Demand under the selected programme (Ml/d) input as +ve 2037-38: 0.00062358; Gains in Water Available For Use / Savings in Demand under the selected programme (Ml/d) input as +ve 2038-39: 0.00062358; Gains in Water Available For Use / Savings in Demand under the selected programme (Ml/d) input as +ve 2039-40: 0.00062358; Gains in Water Available For Use / Savings in Demand under the selected programme (Ml/d) input as +ve 2040-41: 0.00049887; Gains in Water Available For Use / Savings in Demand under the selected programme (Ml/d) input as +ve 2041-42: 0.00037415; Gains in Water Available For Use / Savings in Demand under the selected programme (Ml/d) input as +ve 2042-43: 0.00024943; Gains in Water Available For Use / Savings in Demand under the selected programme (Ml/d) input as +ve 2043-44: 0.00012472; Gains in Water Available For Use / Savings in Demand under the selected programme (Ml/d) input as +ve 2044-45: 0; Gains in Water Available For Use / Savings in Demand under the selected programme (Ml/d) input as +ve 2045-46: 0; Gains in Water Available For Use / Savings in Demand under the selected programme (Ml/d) input as +ve 2046-47: 0; Gains in Water Available For Use / Savings in Demand under the selected programme (Ml/d) input as +ve 2047-48: 0; Gains in Water Available For Use / Savings in Demand under the selected programme (Ml/d) input as +ve 2048-49: 0; Gains in Water Available For Use / Savings in Demand under the selected programme (Ml/d) input as +ve 2049-50: 0
51dF | 4d WRMP24. Leaky Loos Campaign.AWSRTW | WEF 4d.AWSRTW | Other water efficiency | Customer Options | N | Ofwat Core | AWSRTW | Ml/d | 2 | Gains in Water Available For Use / Savings in Demand under the selected programme (Ml/d) input as +ve 2019-20: 0; Gains in Water Available For Use / Savings in Demand under the selected programme (Ml/d) input as +ve 2020-21: 0; Gains in Water Available For Use / Savings in Demand under the selected programme (Ml/d) input as +ve 2021-22: 0; Gains in Water Available For Use / Savings in Demand under the selected programme (Ml/d) input as +ve 2022-23: 0; Gains in Water Available For Use / Savings in Demand under the selected programme (Ml/d) input as +ve 2023-24: 0; Gains in Water Available For Use / Savings in Demand under the selected programme (Ml/d) input as +ve 2024-25: 0; Gains in Water Available For Use / Savings in Demand under the selected programme (Ml/d) input as +ve 2025-26: 0.00012472; Gains in Water Available For Use / Savings in Demand under the selected programme (Ml/d) input as +ve 2026-27: 0.00024943; Gains in Water Available For Use / Savings in Demand under the selected programme (Ml/d) input as +ve 2027-28: 0.00037415; Gains in Water Available For Use / Savings in Demand under the selected programme (Ml/d) input as +ve 2028-29: 0.00049887; Gains in Water Available For Use / Savings in Demand under the selected programme (Ml/d) input as +ve 2029-30: 0.00062358; Gains in Water Available For Use / Savings in Demand under the selected programme (Ml/d) input as +ve 2030-31: 0.00062358; Gains in Water Available For Use / Savings in Demand under the selected programme (Ml/d) input as +ve 2031-32: 0.00062358; Gains in Water Available For Use / Savings in Demand under the selected programme (Ml/d) input as +ve 2032-33: 0.00062358; Gains in Water Available For Use / Savings in Demand under the selected programme (Ml/d) input as +ve 2033-34: 0.00062358; Gains in Water Available For Use / Savings in Demand under the selected programme (Ml/d) input as +ve 2034-35: 0.00062358; Gains in Water Available For Use / Savings in Demand under the selected programme (Ml/d) input as +ve 2035-36: 0.00062358; Gains in Water Available For Use / Savings in Demand under the selected programme (Ml/d) input as +ve 2036-37: 0.00062358; Gains in Water Available For Use / Savings in Demand under the selected programme (Ml/d) input as +ve 2037-38: 0.00062358; Gains in Water Available For Use / Savings in Demand under the selected programme (Ml/d) input as +ve 2038-39: 0.00062358; Gains in Water Available For Use / Savings in Demand under the selected programme (Ml/d) input as +ve 2039-40: 0.00062358; Gains in Water Available For Use / Savings in Demand under the selected programme (Ml/d) input as +ve 2040-41: 0.00049887; Gains in Water Available For Use / Savings in Demand under the selected programme (Ml/d) input as +ve 2041-42: 0.00037415; Gains in Water Available For Use / Savings in Demand under the selected programme (Ml/d) input as +ve 2042-43: 0.00024943; Gains in Water Available For Use / Savings in Demand under the selected programme (Ml/d) input as +ve 2043-44: 0.00012472; Gains in Water Available For Use / Savings in Demand under the selected programme (Ml/d) input as +ve 2044-45: 0; Gains in Water Available For Use / Savings in Demand under the selected programme (Ml/d) input as +ve 2045-46: 0; Gains in Water Available For Use / Savings in Demand under the selected programme (Ml/d) input as +ve 2046-47: 0; Gains in Water Available For Use / Savings in Demand under the selected programme (Ml/d) input as +ve 2047-48: 0; Gains in Water Available For Use / Savings in Demand under the selected programme (Ml/d) input as +ve 2048-49: 0; Gains in Water Available For Use / Savings in Demand under the selected programme (Ml/d) input as +ve 2049-50: 0
51dP | 4d WRMP24. Leaky Loos Campaign.AWSRTW | WEF 4d.AWSRTW | Other water efficiency | Customer Options | N | Preferred | AWSRTW | Ml/d | 2 | Gains in Water Available For Use / Savings in Demand under the selected programme (Ml/d) input as +ve 2019-20: 0; Gains in Water Available For Use / Savings in Demand under the selected programme (Ml/d) input as +ve 2020-21: 0; Gains in Water Available For Use / Savings in Demand under the selected programme (Ml/d) input as +ve 2021-22: 0; Gains in Water Available For Use / Savings in Demand under the selected programme (Ml/d) input as +ve 2022-23: 0; Gains in Water Available For Use / Savings in Demand under the selected programme (Ml/d) input as +ve 2023-24: 0; Gains in Water Available For Use / Savings in Demand under the selected programme (Ml/d) input as +ve 2024-25: 0; Gains in Water Available For Use / Savings in Demand under the selected programme (Ml/d) input as +ve 2025-26: 0.00012472; Gains in Water Available For Use / Savings in Demand under the selected programme (Ml/d) input as +ve 2026-27: 0.00024943; Gains in Water Available For Use / Savings in Demand under the selected programme (Ml/d) input as +ve 2027-28: 0.00037415; Gains in Water Available For Use / Savings in Demand under the selected programme (Ml/d) input as +ve 2028-29: 0.00049887; Gains in Water Available For Use / Savings in Demand under the selected programme (Ml/d) input as +ve 2029-30: 0.00062358; Gains in Water Available For Use / Savings in Demand under the selected programme (Ml/d) input as +ve 2030-31: 0.00062358; Gains in Water Available For Use / Savings in Demand under the selected programme (Ml/d) input as +ve 2031-32: 0.00062358; Gains in Water Available For Use / Savings in Demand under the selected programme (Ml/d) input as +ve 2032-33: 0.00062358; Gains in Water Available For Use / Savings in Demand under the selected programme (Ml/d) input as +ve 2033-34: 0.00062358; Gains in Water Available For Use / Savings in Demand under the selected programme (Ml/d) input as +ve 2034-35: 0.00062358; Gains in Water Available For Use / Savings in Demand under the selected programme (Ml/d) input as +ve 2035-36: 0.00062358; Gains in Water Available For Use / Savings in Demand under the selected programme (Ml/d) input as +ve 2036-37: 0.00062358; Gains in Water Available For Use / Savings in Demand under the selected programme (Ml/d) input as +ve 2037-38: 0.00062358; Gains in Water Available For Use / Savings in Demand under the selected programme (Ml/d) input as +ve 2038-39: 0.00062358; Gains in Water Available For Use / Savings in Demand under the selected programme (Ml/d) input as +ve 2039-40: 0.00062358; Gains in Water Available For Use / Savings in Demand under the selected programme (Ml/d) input as +ve 2040-41: 0.00049887; Gains in Water Available For Use / Savings in Demand under the selected programme (Ml/d) input as +ve 2041-42: 0.00037415; Gains in Water Available For Use / Savings in Demand under the selected programme (Ml/d) input as +ve 2042-43: 0.00024943; Gains in Water Available For Use / Savings in Demand under the selected programme (Ml/d) input as +ve 2043-44: 0.00012472; Gains in Water Available For Use / Savings in Demand under the selected programme (Ml/d) input as +ve 2044-45: 0; Gains in Water Available For Use / Savings in Demand under the selected programme (Ml/d) input as +ve 2045-46: 0; Gains in Water Available For Use / Savings in Demand under the selected programme (Ml/d) input as +ve 2046-47: 0; Gains in Water Available For Use / Savings in Demand under the selected programme (Ml/d) input as +ve 2047-48: 0; Gains in Water Available For Use / Savings in Demand under the selected programme (Ml/d) input as +ve 2048-49: 0; Gains in Water Available For Use / Savings in Demand under the selected programme (Ml/d) input as +ve 2049-50: 0
51cF | Find and Fix.AWSRTW | Find and Fix.AWSRTW | Active leakage management | Distribution Options | N | Least Cost | AWSRTW | Ml/d | 2 | Gains in Water Available For Use / Savings in Demand under the selected programme (Ml/d) input as +ve 2019-20: 0; Gains in Water Available For Use / Savings in Demand under the selected programme (Ml/d) input as +ve 2020-21: 0; Gains in Water Available For Use / Savings in Demand under the selected programme (Ml/d) input as +ve 2021-22: 0; Gains in Water Available For Use / Savings in Demand under the selected programme (Ml/d) input as +ve 2022-23: 0; Gains in Water Available For Use / Savings in Demand under the selected programme (Ml/d) input as +ve 2023-24: 0; Gains in Water Available For Use / Savings in Demand under the selected programme (Ml/d) input as +ve 2024-25: 0; Gains in Water Available For Use / Savings in Demand under the selected programme (Ml/d) input as +ve 2025-26: 0; Gains in Water Available For Use / Savings in Demand under the selected programme (Ml/d) input as +ve 2026-27: 0; Gains in Water Available For Use / Savings in Demand under the selected programme (Ml/d) input as +ve 2027-28: 0; Gains in Water Available For Use / Savings in Demand under the selected programme (Ml/d) input as +ve 2028-29: 0; Gains in Water Available For Use / Savings in Demand under the selected programme (Ml/d) input as +ve 2029-30: 0; Gains in Water Available For Use / Savings in Demand under the selected programme (Ml/d) input as +ve 2030-31: 0; Gains in Water Available For Use / Savings in Demand under the selected programme (Ml/d) input as +ve 2031-32: 0; Gains in Water Available For Use / Savings in Demand under the selected programme (Ml/d) input as +ve 2032-33: 0; Gains in Water Available For Use / Savings in Demand under the selected programme (Ml/d) input as +ve 2033-34: 0; Gains in Water Available For Use / Savings in Demand under the selected programme (Ml/d) input as +ve 2034-35: 0; Gains in Water Available For Use / Savings in Demand under the selected programme (Ml/d) input as +ve 2035-36: 0; Gains in Water Available For Use / Savings in Demand under the selected programme (Ml/d) input as +ve 2036-37: 0; Gains in Water Available For Use / Savings in Demand under the selected programme (Ml/d) input as +ve 2037-38: 0.018476; Gains in Water Available For Use / Savings in Demand under the selected programme (Ml/d) input as +ve 2038-39: 0.018476; Gains in Water Available For Use / Savings in Demand under the selected programme (Ml/d) input as +ve 2039-40: 0.034742; Gains in Water Available For Use / Savings in Demand under the selected programme (Ml/d) input as +ve 2040-41: 0.034742; Gains in Water Available For Use / Savings in Demand under the selected programme (Ml/d) input as +ve 2041-42: 0.048512; Gains in Water Available For Use / Savings in Demand under the selected programme (Ml/d) input as +ve 2042-43: 0.048512; Gains in Water Available For Use / Savings in Demand under the selected programme (Ml/d) input as +ve 2043-44: 0.048512; Gains in Water Available For Use / Savings in Demand under the selected programme (Ml/d) input as +ve 2044-45: 0.058334; Gains in Water Available For Use / Savings in Demand under the selected programme (Ml/d) input as +ve 2045-46: 0.058334; Gains in Water Available For Use / Savings in Demand under the selected programme (Ml/d) input as +ve 2046-47: 0.058334; Gains in Water Available For Use / Savings in Demand under the selected programme (Ml/d) input as +ve 2047-48: 0.073242; Gains in Water Available For Use / Savings in Demand under the selected programme (Ml/d) input as +ve 2048-49: 0.079906; Gains in Water Available For Use / Savings in Demand under the selected programme (Ml/d) input as +ve 2049-50: 0.086222
51cF | Find and Fix.AWSRTW | Find and Fix.AWSRTW | Active leakage management | Distribution Options | N | Ofwat Core | AWSRTW | Ml/d | 2 | Gains in Water Available For Use / Savings in Demand under the selected programme (Ml/d) input as +ve 2019-20: 0; Gains in Water Available For Use / Savings in Demand under the selected programme (Ml/d) input as +ve 2020-21: 0; Gains in Water Available For Use / Savings in Demand under the selected programme (Ml/d) input as +ve 2021-22: 0; Gains in Water Available For Use / Savings in Demand under the selected programme (Ml/d) input as +ve 2022-23: 0; Gains in Water Available For Use / Savings in Demand under the selected programme (Ml/d) input as +ve 2023-24: 0; Gains in Water Available For Use / Savings in Demand under the selected programme (Ml/d) input as +ve 2024-25: 0; Gains in Water Available For Use / Savings in Demand under the selected programme (Ml/d) input as +ve 2025-26: 0; Gains in Water Available For Use / Savings in Demand under the selected programme (Ml/d) input as +ve 2026-27: 0; Gains in Water Available For Use / Savings in Demand under the selected programme (Ml/d) input as +ve 2027-28: 0; Gains in Water Available For Use / Savings in Demand under the selected programme (Ml/d) input as +ve 2028-29: 0; Gains in Water Available For Use / Savings in Demand under the selected programme (Ml/d) input as +ve 2029-30: 0; Gains in Water Available For Use / Savings in Demand under the selected programme (Ml/d) input as +ve 2030-31: 0; Gains in Water Available For Use / Savings in Demand under the selected programme (Ml/d) input as +ve 2031-32: 0; Gains in Water Available For Use / Savings in Demand under the selected programme (Ml/d) input as +ve 2032-33: 0; Gains in Water Available For Use / Savings in Demand under the selected programme (Ml/d) input as +ve 2033-34: 0; Gains in Water Available For Use / Savings in Demand under the selected programme (Ml/d) input as +ve 2034-35: 0; Gains in Water Available For Use / Savings in Demand under the selected programme (Ml/d) input as +ve 2035-36: 0; Gains in Water Available For Use / Savings in Demand under the selected programme (Ml/d) input as +ve 2036-37: 0; Gains in Water Available For Use / Savings in Demand under the selected programme (Ml/d) input as +ve 2037-38: 0.018476; Gains in Water Available For Use / Savings in Demand under the selected programme (Ml/d) input as +ve 2038-39: 0.018476; Gains in Water Available For Use / Savings in Demand under the selected programme (Ml/d) input as +ve 2039-40: 0.034742; Gains in Water Available For Use / Savings in Demand under the selected programme (Ml/d) input as +ve 2040-41: 0.034742; Gains in Water Available For Use / Savings in Demand under the selected programme (Ml/d) input as +ve 2041-42: 0.048512; Gains in Water Available For Use / Savings in Demand under the selected programme (Ml/d) input as +ve 2042-43: 0.048512; Gains in Water Available For Use / Savings in Demand under the selected programme (Ml/d) input as +ve 2043-44: 0.048512; Gains in Water Available For Use / Savings in Demand under the selected programme (Ml/d) input as +ve 2044-45: 0.058334; Gains in Water Available For Use / Savings in Demand under the selected programme (Ml/d) input as +ve 2045-46: 0.058334; Gains in Water Available For Use / Savings in Demand under the selected programme (Ml/d) input as +ve 2046-47: 0.058334; Gains in Water Available For Use / Savings in Demand under the selected programme (Ml/d) input as +ve 2047-48: 0.073242; Gains in Water Available For Use / Savings in Demand under the selected programme (Ml/d) input as +ve 2048-49: 0.079906; Gains in Water Available For Use / Savings in Demand under the selected programme (Ml/d) input as +ve 2049-50: 0.086222
51cP | Find and Fix.AWSRTW | Find and Fix.AWSRTW | Active leakage management | Distribution Options | N | Preferred | AWSRTW | Ml/d | 2 | Gains in Water Available For Use / Savings in Demand under the selected programme (Ml/d) input as +ve 2019-20: 0; Gains in Water Available For Use / Savings in Demand under the selected programme (Ml/d) input as +ve 2020-21: 0; Gains in Water Available For Use / Savings in Demand under the selected programme (Ml/d) input as +ve 2021-22: 0; Gains in Water Available For Use / Savings in Demand under the selected programme (Ml/d) input as +ve 2022-23: 0; Gains in Water Available For Use / Savings in Demand under the selected programme (Ml/d) input as +ve 2023-24: 0; Gains in Water Available For Use / Savings in Demand under the selected programme (Ml/d) input as +ve 2024-25: 0; Gains in Water Available For Use / Savings in Demand under the selected programme (Ml/d) input as +ve 2025-26: 0; Gains in Water Available For Use / Savings in Demand under the selected programme (Ml/d) input as +ve 2026-27: 0; Gains in Water Available For Use / Savings in Demand under the selected programme (Ml/d) input as +ve 2027-28: 0; Gains in Water Available For Use / Savings in Demand under the selected programme (Ml/d) input as +ve 2028-29: 0; Gains in Water Available For Use / Savings in Demand under the selected programme (Ml/d) input as +ve 2029-30: 0; Gains in Water Available For Use / Savings in Demand under the selected programme (Ml/d) input as +ve 2030-31: 0; Gains in Water Available For Use / Savings in Demand under the selected programme (Ml/d) input as +ve 2031-32: 0; Gains in Water Available For Use / Savings in Demand under the selected programme (Ml/d) input as +ve 2032-33: 0; Gains in Water Available For Use / Savings in Demand under the selected programme (Ml/d) input as +ve 2033-34: 0; Gains in Water Available For Use / Savings in Demand under the selected programme (Ml/d) input as +ve 2034-35: 0; Gains in Water Available For Use / Savings in Demand under the selected programme (Ml/d) input as +ve 2035-36: 0; Gains in Water Available For Use / Savings in Demand under the selected programme (Ml/d) input as +ve 2036-37: 0; Gains in Water Available For Use / Savings in Demand under the selected programme (Ml/d) input as +ve 2037-38: 0.018476; Gains in Water Available For Use / Savings in Demand under the selected programme (Ml/d) input as +ve 2038-39: 0.018476; Gains in Water Available For Use / Savings in Demand under the selected programme (Ml/d) input as +ve 2039-40: 0.034742; Gains in Water Available For Use / Savings in Demand under the selected programme (Ml/d) input as +ve 2040-41: 0.034742; Gains in Water Available For Use / Savings in Demand under the selected programme (Ml/d) input as +ve 2041-42: 0.048512; Gains in Water Available For Use / Savings in Demand under the selected programme (Ml/d) input as +ve 2042-43: 0.048512; Gains in Water Available For Use / Savings in Demand under the selected programme (Ml/d) input as +ve 2043-44: 0.048512; Gains in Water Available For Use / Savings in Demand under the selected programme (Ml/d) input as +ve 2044-45: 0.058334; Gains in Water Available For Use / Savings in Demand under the selected programme (Ml/d) input as +ve 2045-46: 0.058334; Gains in Water Available For Use / Savings in Demand under the selected programme (Ml/d) input as +ve 2046-47: 0.058334; Gains in Water Available For Use / Savings in Demand under the selected programme (Ml/d) input as +ve 2047-48: 0.073242; Gains in Water Available For Use / Savings in Demand under the selected programme (Ml/d) input as +ve 2048-49: 0.079906; Gains in Water Available For Use / Savings in Demand under the selected programme (Ml/d) input as +ve 2049-50: 0.086222
51dF | G2. Mandatory water labelling.AWSRTW | WEF g2.AWSRTW | Water efficiency customer education / awareness | Customer Options | N | Least Cost | AWSRTW | Ml/d | 2 | Gains in Water Available For Use / Savings in Demand under the selected programme (Ml/d) input as +ve 2019-20: 0; Gains in Water Available For Use / Savings in Demand under the selected programme (Ml/d) input as +ve 2020-21: 0; Gains in Water Available For Use / Savings in Demand under the selected programme (Ml/d) input as +ve 2021-22: 0; Gains in Water Available For Use / Savings in Demand under the selected programme (Ml/d) input as +ve 2022-23: 0; Gains in Water Available For Use / Savings in Demand under the selected programme (Ml/d) input as +ve 2023-24: 0; Gains in Water Available For Use / Savings in Demand under the selected programme (Ml/d) input as +ve 2024-25: 0; Gains in Water Available For Use / Savings in Demand under the selected programme (Ml/d) input as +ve 2025-26: 0; Gains in Water Available For Use / Savings in Demand under the selected programme (Ml/d) input as +ve 2026-27: 0; Gains in Water Available For Use / Savings in Demand under the selected programme (Ml/d) input as +ve 2027-28: 0; Gains in Water Available For Use / Savings in Demand under the selected programme (Ml/d) input as +ve 2028-29: 0.030999; Gains in Water Available For Use / Savings in Demand under the selected programme (Ml/d) input as +ve 2029-30: 0.062128; Gains in Water Available For Use / Savings in Demand under the selected programme (Ml/d) input as +ve 2030-31: 0.093492; Gains in Water Available For Use / Savings in Demand under the selected programme (Ml/d) input as +ve 2031-32: 0.12488; Gains in Water Available For Use / Savings in Demand under the selected programme (Ml/d) input as +ve 2032-33: 0.15638; Gains in Water Available For Use / Savings in Demand under the selected programme (Ml/d) input as +ve 2033-34: 0.18805; Gains in Water Available For Use / Savings in Demand under the selected programme (Ml/d) input as +ve 2034-35: 0.28453; Gains in Water Available For Use / Savings in Demand under the selected programme (Ml/d) input as +ve 2035-36: 0.38139; Gains in Water Available For Use / Savings in Demand under the selected programme (Ml/d) input as +ve 2036-37: 0.47871; Gains in Water Available For Use / Savings in Demand under the selected programme (Ml/d) input as +ve 2037-38: 0.57678; Gains in Water Available For Use / Savings in Demand under the selected programme (Ml/d) input as +ve 2038-39: 0.6759; Gains in Water Available For Use / Savings in Demand under the selected programme (Ml/d) input as +ve 2039-40: 0.77669; Gains in Water Available For Use / Savings in Demand under the selected programme (Ml/d) input as +ve 2040-41: 0.87866; Gains in Water Available For Use / Savings in Demand under the selected programme (Ml/d) input as +ve 2041-42: 0.98185; Gains in Water Available For Use / Savings in Demand under the selected programme (Ml/d) input as +ve 2042-43: 1.0865; Gains in Water Available For Use / Savings in Demand under the selected programme (Ml/d) input as +ve 2043-44: 1.1925; Gains in Water Available For Use / Savings in Demand under the selected programme (Ml/d) input as +ve 2044-45: 1.2313; Gains in Water Available For Use / Savings in Demand under the selected programme (Ml/d) input as +ve 2045-46: 1.2703; Gains in Water Available For Use / Savings in Demand under the selected programme (Ml/d) input as +ve 2046-47: 1.3102; Gains in Water Available For Use / Savings in Demand under the selected programme (Ml/d) input as +ve 2047-48: 1.3512; Gains in Water Available For Use / Savings in Demand under the selected programme (Ml/d) input as +ve 2048-49: 1.3929; Gains in Water Available For Use / Savings in Demand under the selected programme (Ml/d) input as +ve 2049-50: 1.4352
51dF | G2. Mandatory water labelling.AWSRTW | WEF g2.AWSRTW | Water efficiency customer education / awareness | Customer Options | N | Ofwat Core | AWSRTW | Ml/d | 2 | Gains in Water Available For Use / Savings in Demand under the selected programme (Ml/d) input as +ve 2019-20: 0; Gains in Water Available For Use / Savings in Demand under the selected programme (Ml/d) input as +ve 2020-21: 0; Gains in Water Available For Use / Savings in Demand under the selected programme (Ml/d) input as +ve 2021-22: 0; Gains in Water Available For Use / Savings in Demand under the selected programme (Ml/d) input as +ve 2022-23: 0; Gains in Water Available For Use / Savings in Demand under the selected programme (Ml/d) input as +ve 2023-24: 0; Gains in Water Available For Use / Savings in Demand under the selected programme (Ml/d) input as +ve 2024-25: 0; Gains in Water Available For Use / Savings in Demand under the selected programme (Ml/d) input as +ve 2025-26: 0; Gains in Water Available For Use / Savings in Demand under the selected programme (Ml/d) input as +ve 2026-27: 0; Gains in Water Available For Use / Savings in Demand under the selected programme (Ml/d) input as +ve 2027-28: 0; Gains in Water Available For Use / Savings in Demand under the selected programme (Ml/d) input as +ve 2028-29: 0.030999; Gains in Water Available For Use / Savings in Demand under the selected programme (Ml/d) input as +ve 2029-30: 0.062128; Gains in Water Available For Use / Savings in Demand under the selected programme (Ml/d) input as +ve 2030-31: 0.093492; Gains in Water Available For Use / Savings in Demand under the selected programme (Ml/d) input as +ve 2031-32: 0.12488; Gains in Water Available For Use / Savings in Demand under the selected programme (Ml/d) input as +ve 2032-33: 0.15638; Gains in Water Available For Use / Savings in Demand under the selected programme (Ml/d) input as +ve 2033-34: 0.18805; Gains in Water Available For Use / Savings in Demand under the selected programme (Ml/d) input as +ve 2034-35: 0.28453; Gains in Water Available For Use / Savings in Demand under the selected programme (Ml/d) input as +ve 2035-36: 0.38139; Gains in Water Available For Use / Savings in Demand under the selected programme (Ml/d) input as +ve 2036-37: 0.47871; Gains in Water Available For Use / Savings in Demand under the selected programme (Ml/d) input as +ve 2037-38: 0.57678; Gains in Water Available For Use / Savings in Demand under the selected programme (Ml/d) input as +ve 2038-39: 0.6759; Gains in Water Available For Use / Savings in Demand under the selected programme (Ml/d) input as +ve 2039-40: 0.77669; Gains in Water Available For Use / Savings in Demand under the selected programme (Ml/d) input as +ve 2040-41: 0.87866; Gains in Water Available For Use / Savings in Demand under the selected programme (Ml/d) input as +ve 2041-42: 0.98185; Gains in Water Available For Use / Savings in Demand under the selected programme (Ml/d) input as +ve 2042-43: 1.0865; Gains in Water Available For Use / Savings in Demand under the selected programme (Ml/d) input as +ve 2043-44: 1.1925; Gains in Water Available For Use / Savings in Demand under the selected programme (Ml/d) input as +ve 2044-45: 1.2313; Gains in Water Available For Use / Savings in Demand under the selected programme (Ml/d) input as +ve 2045-46: 1.2703; Gains in Water Available For Use / Savings in Demand under the selected programme (Ml/d) input as +ve 2046-47: 1.3102; Gains in Water Available For Use / Savings in Demand under the selected programme (Ml/d) input as +ve 2047-48: 1.3512; Gains in Water Available For Use / Savings in Demand under the selected programme (Ml/d) input as +ve 2048-49: 1.3929; Gains in Water Available For Use / Savings in Demand under the selected programme (Ml/d) input as +ve 2049-50: 1.4352
51dP | G2. Mandatory water labelling.AWSRTW | WEF g2.AWSRTW | Water efficiency customer education / awareness | Customer Options | N | Preferred | AWSRTW | Ml/d | 2 | Gains in Water Available For Use / Savings in Demand under the selected programme (Ml/d) input as +ve 2019-20: 0; Gains in Water Available For Use / Savings in Demand under the selected programme (Ml/d) input as +ve 2020-21: 0; Gains in Water Available For Use / Savings in Demand under the selected programme (Ml/d) input as +ve 2021-22: 0; Gains in Water Available For Use / Savings in Demand under the selected programme (Ml/d) input as +ve 2022-23: 0; Gains in Water Available For Use / Savings in Demand under the selected programme (Ml/d) input as +ve 2023-24: 0; Gains in Water Available For Use / Savings in Demand under the selected programme (Ml/d) input as +ve 2024-25: 0; Gains in Water Available For Use / Savings in Demand under the selected programme (Ml/d) input as +ve 2025-26: 0; Gains in Water Available For Use / Savings in Demand under the selected programme (Ml/d) input as +ve 2026-27: 0; Gains in Water Available For Use / Savings in Demand under the selected programme (Ml/d) input as +ve 2027-28: 0; Gains in Water Available For Use / Savings in Demand under the selected programme (Ml/d) input as +ve 2028-29: 0.030999; Gains in Water Available For Use / Savings in Demand under the selected programme (Ml/d) input as +ve 2029-30: 0.062128; Gains in Water Available For Use / Savings in Demand under the selected programme (Ml/d) input as +ve 2030-31: 0.093492; Gains in Water Available For Use / Savings in Demand under the selected programme (Ml/d) input as +ve 2031-32: 0.12488; Gains in Water Available For Use / Savings in Demand under the selected programme (Ml/d) input as +ve 2032-33: 0.15638; Gains in Water Available For Use / Savings in Demand under the selected programme (Ml/d) input as +ve 2033-34: 0.18805; Gains in Water Available For Use / Savings in Demand under the selected programme (Ml/d) input as +ve 2034-35: 0.28453; Gains in Water Available For Use / Savings in Demand under the selected programme (Ml/d) input as +ve 2035-36: 0.38139; Gains in Water Available For Use / Savings in Demand under the selected programme (Ml/d) input as +ve 2036-37: 0.47871; Gains in Water Available For Use / Savings in Demand under the selected programme (Ml/d) input as +ve 2037-38: 0.57678; Gains in Water Available For Use / Savings in Demand under the selected programme (Ml/d) input as +ve 2038-39: 0.6759; Gains in Water Available For Use / Savings in Demand under the selected programme (Ml/d) input as +ve 2039-40: 0.77669; Gains in Water Available For Use / Savings in Demand under the selected programme (Ml/d) input as +ve 2040-41: 0.87866; Gains in Water Available For Use / Savings in Demand under the selected programme (Ml/d) input as +ve 2041-42: 0.98185; Gains in Water Available For Use / Savings in Demand under the selected programme (Ml/d) input as +ve 2042-43: 1.0865; Gains in Water Available For Use / Savings in Demand under the selected programme (Ml/d) input as +ve 2043-44: 1.1925; Gains in Water Available For Use / Savings in Demand under the selected programme (Ml/d) input as +ve 2044-45: 1.2313; Gains in Water Available For Use / Savings in Demand under the selected programme (Ml/d) input as +ve 2045-46: 1.2703; Gains in Water Available For Use / Savings in Demand under the selected programme (Ml/d) input as +ve 2046-47: 1.3102; Gains in Water Available For Use / Savings in Demand under the selected programme (Ml/d) input as +ve 2047-48: 1.3512; Gains in Water Available For Use / Savings in Demand under the selected programme (Ml/d) input as +ve 2048-49: 1.3929; Gains in Water Available For Use / Savings in Demand under the selected programme (Ml/d) input as +ve 2049-50: 1.4352
51dF | LEA: NHH. NHH CSPL repairs.AWSRTW | LEA: NHH. NHH CSPL repairs.AWSRTW | Supply pipe repairs / replacement | Customer Options | N | Least Cost | AWSRTW | Ml/d | 2 | Gains in Water Available For Use / Savings in Demand under the selected programme (Ml/d) input as +ve 2019-20: 0; Gains in Water Available For Use / Savings in Demand under the selected programme (Ml/d) input as +ve 2020-21: 0; Gains in Water Available For Use / Savings in Demand under the selected programme (Ml/d) input as +ve 2021-22: 0; Gains in Water Available For Use / Savings in Demand under the selected programme (Ml/d) input as +ve 2022-23: 0; Gains in Water Available For Use / Savings in Demand under the selected programme (Ml/d) input as +ve 2023-24: 0; Gains in Water Available For Use / Savings in Demand under the selected programme (Ml/d) input as +ve 2024-25: 0; Gains in Water Available For Use / Savings in Demand under the selected programme (Ml/d) input as +ve 2025-26: 0.0007713; Gains in Water Available For Use / Savings in Demand under the selected programme (Ml/d) input as +ve 2026-27: 0.0014764; Gains in Water Available For Use / Savings in Demand under the selected programme (Ml/d) input as +ve 2027-28: 0.0021129; Gains in Water Available For Use / Savings in Demand under the selected programme (Ml/d) input as +ve 2028-29: 0.0026984; Gains in Water Available For Use / Savings in Demand under the selected programme (Ml/d) input as +ve 2029-30: 0.0032646; Gains in Water Available For Use / Savings in Demand under the selected programme (Ml/d) input as +ve 2030-31: 0.0038311; Gains in Water Available For Use / Savings in Demand under the selected programme (Ml/d) input as +ve 2031-32: 0.0043971; Gains in Water Available For Use / Savings in Demand under the selected programme (Ml/d) input as +ve 2032-33: 0.0049622; Gains in Water Available For Use / Savings in Demand under the selected programme (Ml/d) input as +ve 2033-34: 0.0055265; Gains in Water Available For Use / Savings in Demand under the selected programme (Ml/d) input as +ve 2034-35: 0.0060903; Gains in Water Available For Use / Savings in Demand under the selected programme (Ml/d) input as +ve 2035-36: 0.0066536; Gains in Water Available For Use / Savings in Demand under the selected programme (Ml/d) input as +ve 2036-37: 0.0072163; Gains in Water Available For Use / Savings in Demand under the selected programme (Ml/d) input as +ve 2037-38: 0.0077785; Gains in Water Available For Use / Savings in Demand under the selected programme (Ml/d) input as +ve 2038-39: 0.0083402; Gains in Water Available For Use / Savings in Demand under the selected programme (Ml/d) input as +ve 2039-40: 0.0089013; Gains in Water Available For Use / Savings in Demand under the selected programme (Ml/d) input as +ve 2040-41: 0.0094619; Gains in Water Available For Use / Savings in Demand under the selected programme (Ml/d) input as +ve 2041-42: 0.010022; Gains in Water Available For Use / Savings in Demand under the selected programme (Ml/d) input as +ve 2042-43: 0.010581; Gains in Water Available For Use / Savings in Demand under the selected programme (Ml/d) input as +ve 2043-44: 0.01114; Gains in Water Available For Use / Savings in Demand under the selected programme (Ml/d) input as +ve 2044-45: 0.011698; Gains in Water Available For Use / Savings in Demand under the selected programme (Ml/d) input as +ve 2045-46: 0.012255; Gains in Water Available For Use / Savings in Demand under the selected programme (Ml/d) input as +ve 2046-47: 0.012811; Gains in Water Available For Use / Savings in Demand under the selected programme (Ml/d) input as +ve 2047-48: 0.013366; Gains in Water Available For Use / Savings in Demand under the selected programme (Ml/d) input as +ve 2048-49: 0.013921; Gains in Water Available For Use / Savings in Demand under the selected programme (Ml/d) input as +ve 2049-50: 0.014474
51dF | LEA: NHH. NHH CSPL repairs.AWSRTW | LEA: NHH. NHH CSPL repairs.AWSRTW | Supply pipe repairs / replacement | Customer Options | N | Ofwat Core | AWSRTW | Ml/d | 2 | Gains in Water Available For Use / Savings in Demand under the selected programme (Ml/d) input as +ve 2019-20: 0; Gains in Water Available For Use / Savings in Demand under the selected programme (Ml/d) input as +ve 2020-21: 0; Gains in Water Available For Use / Savings in Demand under the selected programme (Ml/d) input as +ve 2021-22: 0; Gains in Water Available For Use / Savings in Demand under the selected programme (Ml/d) input as +ve 2022-23: 0; Gains in Water Available For Use / Savings in Demand under the selected programme (Ml/d) input as +ve 2023-24: 0; Gains in Water Available For Use / Savings in Demand under the selected programme (Ml/d) input as +ve 2024-25: 0; Gains in Water Available For Use / Savings in Demand under the selected programme (Ml/d) input as +ve 2025-26: 0.0007713; Gains in Water Available For Use / Savings in Demand under the selected programme (Ml/d) input as +ve 2026-27: 0.0014764; Gains in Water Available For Use / Savings in Demand under the selected programme (Ml/d) input as +ve 2027-28: 0.0021129; Gains in Water Available For Use / Savings in Demand under the selected programme (Ml/d) input as +ve 2028-29: 0.0026984; Gains in Water Available For Use / Savings in Demand under the selected programme (Ml/d) input as +ve 2029-30: 0.0032646; Gains in Water Available For Use / Savings in Demand under the selected programme (Ml/d) input as +ve 2030-31: 0.0038311; Gains in Water Available For Use / Savings in Demand under the selected programme (Ml/d) input as +ve 2031-32: 0.0043971; Gains in Water Available For Use / Savings in Demand under the selected programme (Ml/d) input as +ve 2032-33: 0.0049622; Gains in Water Available For Use / Savings in Demand under the selected programme (Ml/d) input as +ve 2033-34: 0.0055265; Gains in Water Available For Use / Savings in Demand under the selected programme (Ml/d) input as +ve 2034-35: 0.0060903; Gains in Water Available For Use / Savings in Demand under the selected programme (Ml/d) input as +ve 2035-36: 0.0066536; Gains in Water Available For Use / Savings in Demand under the selected programme (Ml/d) input as +ve 2036-37: 0.0072163; Gains in Water Available For Use / Savings in Demand under the selected programme (Ml/d) input as +ve 2037-38: 0.0077785; Gains in Water Available For Use / Savings in Demand under the selected programme (Ml/d) input as +ve 2038-39: 0.0083402; Gains in Water Available For Use / Savings in Demand under the selected programme (Ml/d) input as +ve 2039-40: 0.0089013; Gains in Water Available For Use / Savings in Demand under the selected programme (Ml/d) input as +ve 2040-41: 0.0094619; Gains in Water Available For Use / Savings in Demand under the selected programme (Ml/d) input as +ve 2041-42: 0.010022; Gains in Water Available For Use / Savings in Demand under the selected programme (Ml/d) input as +ve 2042-43: 0.010581; Gains in Water Available For Use / Savings in Demand under the selected programme (Ml/d) input as +ve 2043-44: 0.01114; Gains in Water Available For Use / Savings in Demand under the selected programme (Ml/d) input as +ve 2044-45: 0.011698; Gains in Water Available For Use / Savings in Demand under the selected programme (Ml/d) input as +ve 2045-46: 0.012255; Gains in Water Available For Use / Savings in Demand under the selected programme (Ml/d) input as +ve 2046-47: 0.012811; Gains in Water Available For Use / Savings in Demand under the selected programme (Ml/d) input as +ve 2047-48: 0.013366; Gains in Water Available For Use / Savings in Demand under the selected programme (Ml/d) input as +ve 2048-49: 0.013921; Gains in Water Available For Use / Savings in Demand under the selected programme (Ml/d) input as +ve 2049-50: 0.014474
51dP | LEA: NHH. NHH CSPL repairs.AWSRTW | LEA: NHH. NHH CSPL repairs.AWSRTW | Supply pipe repairs / replacement | Customer Options | N | Preferred | AWSRTW | Ml/d | 2 | Gains in Water Available For Use / Savings in Demand under the selected programme (Ml/d) input as +ve 2019-20: 0; Gains in Water Available For Use / Savings in Demand under the selected programme (Ml/d) input as +ve 2020-21: 0; Gains in Water Available For Use / Savings in Demand under the selected programme (Ml/d) input as +ve 2021-22: 0; Gains in Water Available For Use / Savings in Demand under the selected programme (Ml/d) input as +ve 2022-23: 0; Gains in Water Available For Use / Savings in Demand under the selected programme (Ml/d) input as +ve 2023-24: 0; Gains in Water Available For Use / Savings in Demand under the selected programme (Ml/d) input as +ve 2024-25: 0; Gains in Water Available For Use / Savings in Demand under the selected programme (Ml/d) input as +ve 2025-26: 0.0007713; Gains in Water Available For Use / Savings in Demand under the selected programme (Ml/d) input as +ve 2026-27: 0.0014764; Gains in Water Available For Use / Savings in Demand under the selected programme (Ml/d) input as +ve 2027-28: 0.0021129; Gains in Water Available For Use / Savings in Demand under the selected programme (Ml/d) input as +ve 2028-29: 0.0026984; Gains in Water Available For Use / Savings in Demand under the selected programme (Ml/d) input as +ve 2029-30: 0.0032646; Gains in Water Available For Use / Savings in Demand under the selected programme (Ml/d) input as +ve 2030-31: 0.0038311; Gains in Water Available For Use / Savings in Demand under the selected programme (Ml/d) input as +ve 2031-32: 0.0043971; Gains in Water Available For Use / Savings in Demand under the selected programme (Ml/d) input as +ve 2032-33: 0.0049622; Gains in Water Available For Use / Savings in Demand under the selected programme (Ml/d) input as +ve 2033-34: 0.0055265; Gains in Water Available For Use / Savings in Demand under the selected programme (Ml/d) input as +ve 2034-35: 0.0060903; Gains in Water Available For Use / Savings in Demand under the selected programme (Ml/d) input as +ve 2035-36: 0.0066536; Gains in Water Available For Use / Savings in Demand under the selected programme (Ml/d) input as +ve 2036-37: 0.0072163; Gains in Water Available For Use / Savings in Demand under the selected programme (Ml/d) input as +ve 2037-38: 0.0077785; Gains in Water Available For Use / Savings in Demand under the selected programme (Ml/d) input as +ve 2038-39: 0.0083402; Gains in Water Available For Use / Savings in Demand under the selected programme (Ml/d) input as +ve 2039-40: 0.0089013; Gains in Water Available For Use / Savings in Demand under the selected programme (Ml/d) input as +ve 2040-41: 0.0094619; Gains in Water Available For Use / Savings in Demand under the selected programme (Ml/d) input as +ve 2041-42: 0.010022; Gains in Water Available For Use / Savings in Demand under the selected programme (Ml/d) input as +ve 2042-43: 0.010581; Gains in Water Available For Use / Savings in Demand under the selected programme (Ml/d) input as +ve 2043-44: 0.01114; Gains in Water Available For Use / Savings in Demand under the selected programme (Ml/d) input as +ve 2044-45: 0.011698; Gains in Water Available For Use / Savings in Demand under the selected programme (Ml/d) input as +ve 2045-46: 0.012255; Gains in Water Available For Use / Savings in Demand under the selected programme (Ml/d) input as +ve 2046-47: 0.012811; Gains in Water Available For Use / Savings in Demand under the selected programme (Ml/d) input as +ve 2047-48: 0.013366; Gains in Water Available For Use / Savings in Demand under the selected programme (Ml/d) input as +ve 2048-49: 0.013921; Gains in Water Available For Use / Savings in Demand under the selected programme (Ml/d) input as +ve 2049-50: 0.014474
51cF | Mains Replacement (MR1500).AWSRTW | Mains Replacement (MR1500).AWSRTW | Mains replacement (not trunk mains) | Distribution Options | N | Ofwat Core | AWSRTW | Ml/d | 2 | Gains in Water Available For Use / Savings in Demand under the selected programme (Ml/d) input as +ve 2019-20: 0; Gains in Water Available For Use / Savings in Demand under the selected programme (Ml/d) input as +ve 2020-21: 0; Gains in Water Available For Use / Savings in Demand under the selected programme (Ml/d) input as +ve 2021-22: 0; Gains in Water Available For Use / Savings in Demand under the selected programme (Ml/d) input as +ve 2022-23: 0; Gains in Water Available For Use / Savings in Demand under the selected programme (Ml/d) input as +ve 2023-24: 0; Gains in Water Available For Use / Savings in Demand under the selected programme (Ml/d) input as +ve 2024-25: 0; Gains in Water Available For Use / Savings in Demand under the selected programme (Ml/d) input as +ve 2025-26: 0; Gains in Water Available For Use / Savings in Demand under the selected programme (Ml/d) input as +ve 2026-27: 0; Gains in Water Available For Use / Savings in Demand under the selected programme (Ml/d) input as +ve 2027-28: 0; Gains in Water Available For Use / Savings in Demand under the selected programme (Ml/d) input as +ve 2028-29: 0; Gains in Water Available For Use / Savings in Demand under the selected programme (Ml/d) input as +ve 2029-30: 0.28807; Gains in Water Available For Use / Savings in Demand under the selected programme (Ml/d) input as +ve 2030-31: 0.28807; Gains in Water Available For Use / Savings in Demand under the selected programme (Ml/d) input as +ve 2031-32: 0.28807; Gains in Water Available For Use / Savings in Demand under the selected programme (Ml/d) input as +ve 2032-33: 0.28807; Gains in Water Available For Use / Savings in Demand under the selected programme (Ml/d) input as +ve 2033-34: 0.28807; Gains in Water Available For Use / Savings in Demand under the selected programme (Ml/d) input as +ve 2034-35: 0.28807; Gains in Water Available For Use / Savings in Demand under the selected programme (Ml/d) input as +ve 2035-36: 0.27366; Gains in Water Available For Use / Savings in Demand under the selected programme (Ml/d) input as +ve 2036-37: 0.62116; Gains in Water Available For Use / Savings in Demand under the selected programme (Ml/d) input as +ve 2037-38: 0.62116; Gains in Water Available For Use / Savings in Demand under the selected programme (Ml/d) input as +ve 2038-39: 0.62116; Gains in Water Available For Use / Savings in Demand under the selected programme (Ml/d) input as +ve 2039-40: 0.62116; Gains in Water Available For Use / Savings in Demand under the selected programme (Ml/d) input as +ve 2040-41: 0.61462; Gains in Water Available For Use / Savings in Demand under the selected programme (Ml/d) input as +ve 2041-42: 0.61135; Gains in Water Available For Use / Savings in Demand under the selected programme (Ml/d) input as +ve 2042-43: 0.61135; Gains in Water Available For Use / Savings in Demand under the selected programme (Ml/d) input as +ve 2043-44: 0.61135; Gains in Water Available For Use / Savings in Demand under the selected programme (Ml/d) input as +ve 2044-45: 0.80003; Gains in Water Available For Use / Savings in Demand under the selected programme (Ml/d) input as +ve 2045-46: 0.80003; Gains in Water Available For Use / Savings in Demand under the selected programme (Ml/d) input as +ve 2046-47: 0.80003; Gains in Water Available For Use / Savings in Demand under the selected programme (Ml/d) input as +ve 2047-48: 0.80003; Gains in Water Available For Use / Savings in Demand under the selected programme (Ml/d) input as +ve 2048-49: 0.80003; Gains in Water Available For Use / Savings in Demand under the selected programme (Ml/d) input as +ve 2049-50: 0.80003
51cP | Mains Replacement (MRMax).AWSRTW | Mains Replacement (MRMax).AWSRTW | Mains replacement (not trunk mains) | Distribution Options | N | Preferred | AWSRTW | Ml/d | 2 | Gains in Water Available For Use / Savings in Demand under the selected programme (Ml/d) input as +ve 2019-20: 0; Gains in Water Available For Use / Savings in Demand under the selected programme (Ml/d) input as +ve 2020-21: 0; Gains in Water Available For Use / Savings in Demand under the selected programme (Ml/d) input as +ve 2021-22: 0; Gains in Water Available For Use / Savings in Demand under the selected programme (Ml/d) input as +ve 2022-23: 0; Gains in Water Available For Use / Savings in Demand under the selected programme (Ml/d) input as +ve 2023-24: 0; Gains in Water Available For Use / Savings in Demand under the selected programme (Ml/d) input as +ve 2024-25: 0; Gains in Water Available For Use / Savings in Demand under the selected programme (Ml/d) input as +ve 2025-26: 0; Gains in Water Available For Use / Savings in Demand under the selected programme (Ml/d) input as +ve 2026-27: 0; Gains in Water Available For Use / Savings in Demand under the selected programme (Ml/d) input as +ve 2027-28: 0; Gains in Water Available For Use / Savings in Demand under the selected programme (Ml/d) input as +ve 2028-29: 0; Gains in Water Available For Use / Savings in Demand under the selected programme (Ml/d) input as +ve 2029-30: 0.28807; Gains in Water Available For Use / Savings in Demand under the selected programme (Ml/d) input as +ve 2030-31: 0.28807; Gains in Water Available For Use / Savings in Demand under the selected programme (Ml/d) input as +ve 2031-32: 0.65385; Gains in Water Available For Use / Savings in Demand under the selected programme (Ml/d) input as +ve 2032-33: 0.65385; Gains in Water Available For Use / Savings in Demand under the selected programme (Ml/d) input as +ve 2033-34: 0.65385; Gains in Water Available For Use / Savings in Demand under the selected programme (Ml/d) input as +ve 2034-35: 0.65385; Gains in Water Available For Use / Savings in Demand under the selected programme (Ml/d) input as +ve 2035-36: 0.62116; Gains in Water Available For Use / Savings in Demand under the selected programme (Ml/d) input as +ve 2036-37: 0.81286; Gains in Water Available For Use / Savings in Demand under the selected programme (Ml/d) input as +ve 2037-38: 0.81286; Gains in Water Available For Use / Savings in Demand under the selected programme (Ml/d) input as +ve 2038-39: 0.81286; Gains in Water Available For Use / Savings in Demand under the selected programme (Ml/d) input as +ve 2039-40: 0.81286; Gains in Water Available For Use / Savings in Demand under the selected programme (Ml/d) input as +ve 2040-41: 0.80431; Gains in Water Available For Use / Savings in Demand under the selected programme (Ml/d) input as +ve 2041-42: 0.80003; Gains in Water Available For Use / Savings in Demand under the selected programme (Ml/d) input as +ve 2042-43: 0.80003; Gains in Water Available For Use / Savings in Demand under the selected programme (Ml/d) input as +ve 2043-44: 0.80003; Gains in Water Available For Use / Savings in Demand under the selected programme (Ml/d) input as +ve 2044-45: 0.85334; Gains in Water Available For Use / Savings in Demand under the selected programme (Ml/d) input as +ve 2045-46: 0.98562; Gains in Water Available For Use / Savings in Demand under the selected programme (Ml/d) input as +ve 2046-47: 1.0169; Gains in Water Available For Use / Savings in Demand under the selected programme (Ml/d) input as +ve 2047-48: 1.0169; Gains in Water Available For Use / Savings in Demand under the selected programme (Ml/d) input as +ve 2048-49: 1.074; Gains in Water Available For Use / Savings in Demand under the selected programme (Ml/d) input as +ve 2049-50: 1.074
51dF | NHH. NHH PL repairs.AWSRTW | NHH. NHH PL repairs.AWSRTW | Non-household water audit | Customer Options | N | Least Cost | AWSRTW | Ml/d | 2 | Gains in Water Available For Use / Savings in Demand under the selected programme (Ml/d) input as +ve 2019-20: 0; Gains in Water Available For Use / Savings in Demand under the selected programme (Ml/d) input as +ve 2020-21: 0; Gains in Water Available For Use / Savings in Demand under the selected programme (Ml/d) input as +ve 2021-22: 0; Gains in Water Available For Use / Savings in Demand under the selected programme (Ml/d) input as +ve 2022-23: 0; Gains in Water Available For Use / Savings in Demand under the selected programme (Ml/d) input as +ve 2023-24: 0; Gains in Water Available For Use / Savings in Demand under the selected programme (Ml/d) input as +ve 2024-25: 0; Gains in Water Available For Use / Savings in Demand under the selected programme (Ml/d) input as +ve 2025-26: 0.020978; Gains in Water Available For Use / Savings in Demand under the selected programme (Ml/d) input as +ve 2026-27: 0.040156; Gains in Water Available For Use / Savings in Demand under the selected programme (Ml/d) input as +ve 2027-28: 0.057467; Gains in Water Available For Use / Savings in Demand under the selected programme (Ml/d) input as +ve 2028-29: 0.073392; Gains in Water Available For Use / Savings in Demand under the selected programme (Ml/d) input as +ve 2029-30: 0.088792; Gains in Water Available For Use / Savings in Demand under the selected programme (Ml/d) input as +ve 2030-31: 0.1042; Gains in Water Available For Use / Savings in Demand under the selected programme (Ml/d) input as +ve 2031-32: 0.11959; Gains in Water Available For Use / Savings in Demand under the selected programme (Ml/d) input as +ve 2032-33: 0.13496; Gains in Water Available For Use / Savings in Demand under the selected programme (Ml/d) input as +ve 2033-34: 0.15031; Gains in Water Available For Use / Savings in Demand under the selected programme (Ml/d) input as +ve 2034-35: 0.16564; Gains in Water Available For Use / Savings in Demand under the selected programme (Ml/d) input as +ve 2035-36: 0.18096; Gains in Water Available For Use / Savings in Demand under the selected programme (Ml/d) input as +ve 2036-37: 0.19627; Gains in Water Available For Use / Savings in Demand under the selected programme (Ml/d) input as +ve 2037-38: 0.21156; Gains in Water Available For Use / Savings in Demand under the selected programme (Ml/d) input as +ve 2038-39: 0.22684; Gains in Water Available For Use / Savings in Demand under the selected programme (Ml/d) input as +ve 2039-40: 0.2421; Gains in Water Available For Use / Savings in Demand under the selected programme (Ml/d) input as +ve 2040-41: 0.25734; Gains in Water Available For Use / Savings in Demand under the selected programme (Ml/d) input as +ve 2041-42: 0.27257; Gains in Water Available For Use / Savings in Demand under the selected programme (Ml/d) input as +ve 2042-43: 0.28779; Gains in Water Available For Use / Savings in Demand under the selected programme (Ml/d) input as +ve 2043-44: 0.30298; Gains in Water Available For Use / Savings in Demand under the selected programme (Ml/d) input as +ve 2044-45: 0.31815; Gains in Water Available For Use / Savings in Demand under the selected programme (Ml/d) input as +ve 2045-46: 0.3333; Gains in Water Available For Use / Savings in Demand under the selected programme (Ml/d) input as +ve 2046-47: 0.34843; Gains in Water Available For Use / Savings in Demand under the selected programme (Ml/d) input as +ve 2047-48: 0.36353; Gains in Water Available For Use / Savings in Demand under the selected programme (Ml/d) input as +ve 2048-49: 0.37861; Gains in Water Available For Use / Savings in Demand under the selected programme (Ml/d) input as +ve 2049-50: 0.39366
51dF | NHH. NHH PL repairs.AWSRTW | NHH. NHH PL repairs.AWSRTW | Non-household water audit | Customer Options | N | Ofwat Core | AWSRTW | Ml/d | 2 | Gains in Water Available For Use / Savings in Demand under the selected programme (Ml/d) input as +ve 2019-20: 0; Gains in Water Available For Use / Savings in Demand under the selected programme (Ml/d) input as +ve 2020-21: 0; Gains in Water Available For Use / Savings in Demand under the selected programme (Ml/d) input as +ve 2021-22: 0; Gains in Water Available For Use / Savings in Demand under the selected programme (Ml/d) input as +ve 2022-23: 0; Gains in Water Available For Use / Savings in Demand under the selected programme (Ml/d) input as +ve 2023-24: 0; Gains in Water Available For Use / Savings in Demand under the selected programme (Ml/d) input as +ve 2024-25: 0; Gains in Water Available For Use / Savings in Demand under the selected programme (Ml/d) input as +ve 2025-26: 0.020978; Gains in Water Available For Use / Savings in Demand under the selected programme (Ml/d) input as +ve 2026-27: 0.040156; Gains in Water Available For Use / Savings in Demand under the selected programme (Ml/d) input as +ve 2027-28: 0.057467; Gains in Water Available For Use / Savings in Demand under the selected programme (Ml/d) input as +ve 2028-29: 0.073392; Gains in Water Available For Use / Savings in Demand under the selected programme (Ml/d) input as +ve 2029-30: 0.088792; Gains in Water Available For Use / Savings in Demand under the selected programme (Ml/d) input as +ve 2030-31: 0.1042; Gains in Water Available For Use / Savings in Demand under the selected programme (Ml/d) input as +ve 2031-32: 0.11959; Gains in Water Available For Use / Savings in Demand under the selected programme (Ml/d) input as +ve 2032-33: 0.13496; Gains in Water Available For Use / Savings in Demand under the selected programme (Ml/d) input as +ve 2033-34: 0.15031; Gains in Water Available For Use / Savings in Demand under the selected programme (Ml/d) input as +ve 2034-35: 0.16564; Gains in Water Available For Use / Savings in Demand under the selected programme (Ml/d) input as +ve 2035-36: 0.18096; Gains in Water Available For Use / Savings in Demand under the selected programme (Ml/d) input as +ve 2036-37: 0.19627; Gains in Water Available For Use / Savings in Demand under the selected programme (Ml/d) input as +ve 2037-38: 0.21156; Gains in Water Available For Use / Savings in Demand under the selected programme (Ml/d) input as +ve 2038-39: 0.22684; Gains in Water Available For Use / Savings in Demand under the selected programme (Ml/d) input as +ve 2039-40: 0.2421; Gains in Water Available For Use / Savings in Demand under the selected programme (Ml/d) input as +ve 2040-41: 0.25734; Gains in Water Available For Use / Savings in Demand under the selected programme (Ml/d) input as +ve 2041-42: 0.27257; Gains in Water Available For Use / Savings in Demand under the selected programme (Ml/d) input as +ve 2042-43: 0.28779; Gains in Water Available For Use / Savings in Demand under the selected programme (Ml/d) input as +ve 2043-44: 0.30298; Gains in Water Available For Use / Savings in Demand under the selected programme (Ml/d) input as +ve 2044-45: 0.31815; Gains in Water Available For Use / Savings in Demand under the selected programme (Ml/d) input as +ve 2045-46: 0.3333; Gains in Water Available For Use / Savings in Demand under the selected programme (Ml/d) input as +ve 2046-47: 0.34843; Gains in Water Available For Use / Savings in Demand under the selected programme (Ml/d) input as +ve 2047-48: 0.36353; Gains in Water Available For Use / Savings in Demand under the selected programme (Ml/d) input as +ve 2048-49: 0.37861; Gains in Water Available For Use / Savings in Demand under the selected programme (Ml/d) input as +ve 2049-50: 0.39366
51dP | NHH. NHH PL repairs.AWSRTW | NHH. NHH PL repairs.AWSRTW | Non-household water audit | Customer Options | N | Preferred | AWSRTW | Ml/d | 2 | Gains in Water Available For Use / Savings in Demand under the selected programme (Ml/d) input as +ve 2019-20: 0; Gains in Water Available For Use / Savings in Demand under the selected programme (Ml/d) input as +ve 2020-21: 0; Gains in Water Available For Use / Savings in Demand under the selected programme (Ml/d) input as +ve 2021-22: 0; Gains in Water Available For Use / Savings in Demand under the selected programme (Ml/d) input as +ve 2022-23: 0; Gains in Water Available For Use / Savings in Demand under the selected programme (Ml/d) input as +ve 2023-24: 0; Gains in Water Available For Use / Savings in Demand under the selected programme (Ml/d) input as +ve 2024-25: 0; Gains in Water Available For Use / Savings in Demand under the selected programme (Ml/d) input as +ve 2025-26: 0.020978; Gains in Water Available For Use / Savings in Demand under the selected programme (Ml/d) input as +ve 2026-27: 0.040156; Gains in Water Available For Use / Savings in Demand under the selected programme (Ml/d) input as +ve 2027-28: 0.057467; Gains in Water Available For Use / Savings in Demand under the selected programme (Ml/d) input as +ve 2028-29: 0.073392; Gains in Water Available For Use / Savings in Demand under the selected programme (Ml/d) input as +ve 2029-30: 0.088792; Gains in Water Available For Use / Savings in Demand under the selected programme (Ml/d) input as +ve 2030-31: 0.1042; Gains in Water Available For Use / Savings in Demand under the selected programme (Ml/d) input as +ve 2031-32: 0.11959; Gains in Water Available For Use / Savings in Demand under the selected programme (Ml/d) input as +ve 2032-33: 0.13496; Gains in Water Available For Use / Savings in Demand under the selected programme (Ml/d) input as +ve 2033-34: 0.15031; Gains in Water Available For Use / Savings in Demand under the selected programme (Ml/d) input as +ve 2034-35: 0.16564; Gains in Water Available For Use / Savings in Demand under the selected programme (Ml/d) input as +ve 2035-36: 0.18096; Gains in Water Available For Use / Savings in Demand under the selected programme (Ml/d) input as +ve 2036-37: 0.19627; Gains in Water Available For Use / Savings in Demand under the selected programme (Ml/d) input as +ve 2037-38: 0.21156; Gains in Water Available For Use / Savings in Demand under the selected programme (Ml/d) input as +ve 2038-39: 0.22684; Gains in Water Available For Use / Savings in Demand under the selected programme (Ml/d) input as +ve 2039-40: 0.2421; Gains in Water Available For Use / Savings in Demand under the selected programme (Ml/d) input as +ve 2040-41: 0.25734; Gains in Water Available For Use / Savings in Demand under the selected programme (Ml/d) input as +ve 2041-42: 0.27257; Gains in Water Available For Use / Savings in Demand under the selected programme (Ml/d) input as +ve 2042-43: 0.28779; Gains in Water Available For Use / Savings in Demand under the selected programme (Ml/d) input as +ve 2043-44: 0.30298; Gains in Water Available For Use / Savings in Demand under the selected programme (Ml/d) input as +ve 2044-45: 0.31815; Gains in Water Available For Use / Savings in Demand under the selected programme (Ml/d) input as +ve 2045-46: 0.3333; Gains in Water Available For Use / Savings in Demand under the selected programme (Ml/d) input as +ve 2046-47: 0.34843; Gains in Water Available For Use / Savings in Demand under the selected programme (Ml/d) input as +ve 2047-48: 0.36353; Gains in Water Available For Use / Savings in Demand under the selected programme (Ml/d) input as +ve 2048-49: 0.37861; Gains in Water Available For Use / Savings in Demand under the selected programme (Ml/d) input as +ve 2049-50: 0.39366
51dF | NHH. NHH PL100 repairs.AWSRTW | NHH. NHH PL100 repairs.AWSRTW | Non-household water audit | Customer Options | N | Least Cost | AWSRTW | Ml/d | 2 | Gains in Water Available For Use / Savings in Demand under the selected programme (Ml/d) input as +ve 2019-20: 0; Gains in Water Available For Use / Savings in Demand under the selected programme (Ml/d) input as +ve 2020-21: 0; Gains in Water Available For Use / Savings in Demand under the selected programme (Ml/d) input as +ve 2021-22: 0; Gains in Water Available For Use / Savings in Demand under the selected programme (Ml/d) input as +ve 2022-23: 0; Gains in Water Available For Use / Savings in Demand under the selected programme (Ml/d) input as +ve 2023-24: 0; Gains in Water Available For Use / Savings in Demand under the selected programme (Ml/d) input as +ve 2024-25: 0; Gains in Water Available For Use / Savings in Demand under the selected programme (Ml/d) input as +ve 2025-26: 0.005157; Gains in Water Available For Use / Savings in Demand under the selected programme (Ml/d) input as +ve 2026-27: 0.0098717; Gains in Water Available For Use / Savings in Demand under the selected programme (Ml/d) input as +ve 2027-28: 0.014127; Gains in Water Available For Use / Savings in Demand under the selected programme (Ml/d) input as +ve 2028-29: 0.018042; Gains in Water Available For Use / Savings in Demand under the selected programme (Ml/d) input as +ve 2029-30: 0.021828; Gains in Water Available For Use / Savings in Demand under the selected programme (Ml/d) input as +ve 2030-31: 0.025616; Gains in Water Available For Use / Savings in Demand under the selected programme (Ml/d) input as +ve 2031-32: 0.0294; Gains in Water Available For Use / Savings in Demand under the selected programme (Ml/d) input as +ve 2032-33: 0.033178; Gains in Water Available For Use / Savings in Demand under the selected programme (Ml/d) input as +ve 2033-34: 0.036951; Gains in Water Available For Use / Savings in Demand under the selected programme (Ml/d) input as +ve 2034-35: 0.040721; Gains in Water Available For Use / Savings in Demand under the selected programme (Ml/d) input as +ve 2035-36: 0.044487; Gains in Water Available For Use / Savings in Demand under the selected programme (Ml/d) input as +ve 2036-37: 0.048249; Gains in Water Available For Use / Savings in Demand under the selected programme (Ml/d) input as +ve 2037-38: 0.052008; Gains in Water Available For Use / Savings in Demand under the selected programme (Ml/d) input as +ve 2038-39: 0.055764; Gains in Water Available For Use / Savings in Demand under the selected programme (Ml/d) input as +ve 2039-40: 0.059516; Gains in Water Available For Use / Savings in Demand under the selected programme (Ml/d) input as +ve 2040-41: 0.063264; Gains in Water Available For Use / Savings in Demand under the selected programme (Ml/d) input as +ve 2041-42: 0.067008; Gains in Water Available For Use / Savings in Demand under the selected programme (Ml/d) input as +ve 2042-43: 0.070747; Gains in Water Available For Use / Savings in Demand under the selected programme (Ml/d) input as +ve 2043-44: 0.074482; Gains in Water Available For Use / Savings in Demand under the selected programme (Ml/d) input as +ve 2044-45: 0.078212; Gains in Water Available For Use / Savings in Demand under the selected programme (Ml/d) input as +ve 2045-46: 0.081937; Gains in Water Available For Use / Savings in Demand under the selected programme (Ml/d) input as +ve 2046-47: 0.085656; Gains in Water Available For Use / Savings in Demand under the selected programme (Ml/d) input as +ve 2047-48: 0.089369; Gains in Water Available For Use / Savings in Demand under the selected programme (Ml/d) input as +ve 2048-49: 0.093075; Gains in Water Available For Use / Savings in Demand under the selected programme (Ml/d) input as +ve 2049-50: 0.096774
51dF | NHH. NHH PL100 repairs.AWSRTW | NHH. NHH PL100 repairs.AWSRTW | Non-household water audit | Customer Options | N | Ofwat Core | AWSRTW | Ml/d | 2 | Gains in Water Available For Use / Savings in Demand under the selected programme (Ml/d) input as +ve 2019-20: 0; Gains in Water Available For Use / Savings in Demand under the selected programme (Ml/d) input as +ve 2020-21: 0; Gains in Water Available For Use / Savings in Demand under the selected programme (Ml/d) input as +ve 2021-22: 0; Gains in Water Available For Use / Savings in Demand under the selected programme (Ml/d) input as +ve 2022-23: 0; Gains in Water Available For Use / Savings in Demand under the selected programme (Ml/d) input as +ve 2023-24: 0; Gains in Water Available For Use / Savings in Demand under the selected programme (Ml/d) input as +ve 2024-25: 0; Gains in Water Available For Use / Savings in Demand under the selected programme (Ml/d) input as +ve 2025-26: 0.005157; Gains in Water Available For Use / Savings in Demand under the selected programme (Ml/d) input as +ve 2026-27: 0.0098717; Gains in Water Available For Use / Savings in Demand under the selected programme (Ml/d) input as +ve 2027-28: 0.014127; Gains in Water Available For Use / Savings in Demand under the selected programme (Ml/d) input as +ve 2028-29: 0.018042; Gains in Water Available For Use / Savings in Demand under the selected programme (Ml/d) input as +ve 2029-30: 0.021828; Gains in Water Available For Use / Savings in Demand under the selected programme (Ml/d) input as +ve 2030-31: 0.025616; Gains in Water Available For Use / Savings in Demand under the selected programme (Ml/d) input as +ve 2031-32: 0.0294; Gains in Water Available For Use / Savings in Demand under the selected programme (Ml/d) input as +ve 2032-33: 0.033178; Gains in Water Available For Use / Savings in Demand under the selected programme (Ml/d) input as +ve 2033-34: 0.036951; Gains in Water Available For Use / Savings in Demand under the selected programme (Ml/d) input as +ve 2034-35: 0.040721; Gains in Water Available For Use / Savings in Demand under the selected programme (Ml/d) input as +ve 2035-36: 0.044487; Gains in Water Available For Use / Savings in Demand under the selected programme (Ml/d) input as +ve 2036-37: 0.048249; Gains in Water Available For Use / Savings in Demand under the selected programme (Ml/d) input as +ve 2037-38: 0.052008; Gains in Water Available For Use / Savings in Demand under the selected programme (Ml/d) input as +ve 2038-39: 0.055764; Gains in Water Available For Use / Savings in Demand under the selected programme (Ml/d) input as +ve 2039-40: 0.059516; Gains in Water Available For Use / Savings in Demand under the selected programme (Ml/d) input as +ve 2040-41: 0.063264; Gains in Water Available For Use / Savings in Demand under the selected programme (Ml/d) input as +ve 2041-42: 0.067008; Gains in Water Available For Use / Savings in Demand under the selected programme (Ml/d) input as +ve 2042-43: 0.070747; Gains in Water Available For Use / Savings in Demand under the selected programme (Ml/d) input as +ve 2043-44: 0.074482; Gains in Water Available For Use / Savings in Demand under the selected programme (Ml/d) input as +ve 2044-45: 0.078212; Gains in Water Available For Use / Savings in Demand under the selected programme (Ml/d) input as +ve 2045-46: 0.081937; Gains in Water Available For Use / Savings in Demand under the selected programme (Ml/d) input as +ve 2046-47: 0.085656; Gains in Water Available For Use / Savings in Demand under the selected programme (Ml/d) input as +ve 2047-48: 0.089369; Gains in Water Available For Use / Savings in Demand under the selected programme (Ml/d) input as +ve 2048-49: 0.093075; Gains in Water Available For Use / Savings in Demand under the selected programme (Ml/d) input as +ve 2049-50: 0.096774
51dP | NHH. NHH PL100 repairs.AWSRTW | NHH. NHH PL100 repairs.AWSRTW | Non-household water audit | Customer Options | N | Preferred | AWSRTW | Ml/d | 2 | Gains in Water Available For Use / Savings in Demand under the selected programme (Ml/d) input as +ve 2019-20: 0; Gains in Water Available For Use / Savings in Demand under the selected programme (Ml/d) input as +ve 2020-21: 0; Gains in Water Available For Use / Savings in Demand under the selected programme (Ml/d) input as +ve 2021-22: 0; Gains in Water Available For Use / Savings in Demand under the selected programme (Ml/d) input as +ve 2022-23: 0; Gains in Water Available For Use / Savings in Demand under the selected programme (Ml/d) input as +ve 2023-24: 0; Gains in Water Available For Use / Savings in Demand under the selected programme (Ml/d) input as +ve 2024-25: 0; Gains in Water Available For Use / Savings in Demand under the selected programme (Ml/d) input as +ve 2025-26: 0.005157; Gains in Water Available For Use / Savings in Demand under the selected programme (Ml/d) input as +ve 2026-27: 0.0098717; Gains in Water Available For Use / Savings in Demand under the selected programme (Ml/d) input as +ve 2027-28: 0.014127; Gains in Water Available For Use / Savings in Demand under the selected programme (Ml/d) input as +ve 2028-29: 0.018042; Gains in Water Available For Use / Savings in Demand under the selected programme (Ml/d) input as +ve 2029-30: 0.021828; Gains in Water Available For Use / Savings in Demand under the selected programme (Ml/d) input as +ve 2030-31: 0.025616; Gains in Water Available For Use / Savings in Demand under the selected programme (Ml/d) input as +ve 2031-32: 0.0294; Gains in Water Available For Use / Savings in Demand under the selected programme (Ml/d) input as +ve 2032-33: 0.033178; Gains in Water Available For Use / Savings in Demand under the selected programme (Ml/d) input as +ve 2033-34: 0.036951; Gains in Water Available For Use / Savings in Demand under the selected programme (Ml/d) input as +ve 2034-35: 0.040721; Gains in Water Available For Use / Savings in Demand under the selected programme (Ml/d) input as +ve 2035-36: 0.044487; Gains in Water Available For Use / Savings in Demand under the selected programme (Ml/d) input as +ve 2036-37: 0.048249; Gains in Water Available For Use / Savings in Demand under the selected programme (Ml/d) input as +ve 2037-38: 0.052008; Gains in Water Available For Use / Savings in Demand under the selected programme (Ml/d) input as +ve 2038-39: 0.055764; Gains in Water Available For Use / Savings in Demand under the selected programme (Ml/d) input as +ve 2039-40: 0.059516; Gains in Water Available For Use / Savings in Demand under the selected programme (Ml/d) input as +ve 2040-41: 0.063264; Gains in Water Available For Use / Savings in Demand under the selected programme (Ml/d) input as +ve 2041-42: 0.067008; Gains in Water Available For Use / Savings in Demand under the selected programme (Ml/d) input as +ve 2042-43: 0.070747; Gains in Water Available For Use / Savings in Demand under the selected programme (Ml/d) input as +ve 2043-44: 0.074482; Gains in Water Available For Use / Savings in Demand under the selected programme (Ml/d) input as +ve 2044-45: 0.078212; Gains in Water Available For Use / Savings in Demand under the selected programme (Ml/d) input as +ve 2045-46: 0.081937; Gains in Water Available For Use / Savings in Demand under the selected programme (Ml/d) input as +ve 2046-47: 0.085656; Gains in Water Available For Use / Savings in Demand under the selected programme (Ml/d) input as +ve 2047-48: 0.089369; Gains in Water Available For Use / Savings in Demand under the selected programme (Ml/d) input as +ve 2048-49: 0.093075; Gains in Water Available For Use / Savings in Demand under the selected programme (Ml/d) input as +ve 2049-50: 0.096774
51dF | NHH. WEF Visit Lower.AWSRTW | NHH. WEF Visit Lower.AWSRTW | Non-household water audit | Customer Options | N | Least Cost | AWSRTW | Ml/d | 2 | Gains in Water Available For Use / Savings in Demand under the selected programme (Ml/d) input as +ve 2019-20: 0; Gains in Water Available For Use / Savings in Demand under the selected programme (Ml/d) input as +ve 2020-21: 0; Gains in Water Available For Use / Savings in Demand under the selected programme (Ml/d) input as +ve 2021-22: 0; Gains in Water Available For Use / Savings in Demand under the selected programme (Ml/d) input as +ve 2022-23: 0; Gains in Water Available For Use / Savings in Demand under the selected programme (Ml/d) input as +ve 2023-24: 0; Gains in Water Available For Use / Savings in Demand under the selected programme (Ml/d) input as +ve 2024-25: 0; Gains in Water Available For Use / Savings in Demand under the selected programme (Ml/d) input as +ve 2025-26: 0.01239; Gains in Water Available For Use / Savings in Demand under the selected programme (Ml/d) input as +ve 2026-27: 0.023718; Gains in Water Available For Use / Savings in Demand under the selected programme (Ml/d) input as +ve 2027-28: 0.033942; Gains in Water Available For Use / Savings in Demand under the selected programme (Ml/d) input as +ve 2028-29: 0.043348; Gains in Water Available For Use / Savings in Demand under the selected programme (Ml/d) input as +ve 2029-30: 0.052444; Gains in Water Available For Use / Savings in Demand under the selected programme (Ml/d) input as +ve 2030-31: 0.061544; Gains in Water Available For Use / Savings in Demand under the selected programme (Ml/d) input as +ve 2031-32: 0.070637; Gains in Water Available For Use / Savings in Demand under the selected programme (Ml/d) input as +ve 2032-33: 0.079714; Gains in Water Available For Use / Savings in Demand under the selected programme (Ml/d) input as +ve 2033-34: 0.08878; Gains in Water Available For Use / Savings in Demand under the selected programme (Ml/d) input as +ve 2034-35: 0.097836; Gains in Water Available For Use / Savings in Demand under the selected programme (Ml/d) input as +ve 2035-36: 0.10688; Gains in Water Available For Use / Savings in Demand under the selected programme (Ml/d) input as +ve 2036-37: 0.11592; Gains in Water Available For Use / Savings in Demand under the selected programme (Ml/d) input as +ve 2037-38: 0.12496; Gains in Water Available For Use / Savings in Demand under the selected programme (Ml/d) input as +ve 2038-39: 0.13398; Gains in Water Available For Use / Savings in Demand under the selected programme (Ml/d) input as +ve 2039-40: 0.14299; Gains in Water Available For Use / Savings in Demand under the selected programme (Ml/d) input as +ve 2040-41: 0.152; Gains in Water Available For Use / Savings in Demand under the selected programme (Ml/d) input as +ve 2041-42: 0.16099; Gains in Water Available For Use / Savings in Demand under the selected programme (Ml/d) input as +ve 2042-43: 0.16998; Gains in Water Available For Use / Savings in Demand under the selected programme (Ml/d) input as +ve 2043-44: 0.17895; Gains in Water Available For Use / Savings in Demand under the selected programme (Ml/d) input as +ve 2044-45: 0.18791; Gains in Water Available For Use / Savings in Demand under the selected programme (Ml/d) input as +ve 2045-46: 0.19686; Gains in Water Available For Use / Savings in Demand under the selected programme (Ml/d) input as +ve 2046-47: 0.2058; Gains in Water Available For Use / Savings in Demand under the selected programme (Ml/d) input as +ve 2047-48: 0.21472; Gains in Water Available For Use / Savings in Demand under the selected programme (Ml/d) input as +ve 2048-49: 0.22362; Gains in Water Available For Use / Savings in Demand under the selected programme (Ml/d) input as +ve 2049-50: 0.23251
51dF | NHH. WEF Visit Lower.AWSRTW | NHH. WEF Visit Lower.AWSRTW | Non-household water audit | Customer Options | N | Ofwat Core | AWSRTW | Ml/d | 2 | Gains in Water Available For Use / Savings in Demand under the selected programme (Ml/d) input as +ve 2019-20: 0; Gains in Water Available For Use / Savings in Demand under the selected programme (Ml/d) input as +ve 2020-21: 0; Gains in Water Available For Use / Savings in Demand under the selected programme (Ml/d) input as +ve 2021-22: 0; Gains in Water Available For Use / Savings in Demand under the selected programme (Ml/d) input as +ve 2022-23: 0; Gains in Water Available For Use / Savings in Demand under the selected programme (Ml/d) input as +ve 2023-24: 0; Gains in Water Available For Use / Savings in Demand under the selected programme (Ml/d) input as +ve 2024-25: 0; Gains in Water Available For Use / Savings in Demand under the selected programme (Ml/d) input as +ve 2025-26: 0.01239; Gains in Water Available For Use / Savings in Demand under the selected programme (Ml/d) input as +ve 2026-27: 0.023718; Gains in Water Available For Use / Savings in Demand under the selected programme (Ml/d) input as +ve 2027-28: 0.033942; Gains in Water Available For Use / Savings in Demand under the selected programme (Ml/d) input as +ve 2028-29: 0.043348; Gains in Water Available For Use / Savings in Demand under the selected programme (Ml/d) input as +ve 2029-30: 0.052444; Gains in Water Available For Use / Savings in Demand under the selected programme (Ml/d) input as +ve 2030-31: 0.061544; Gains in Water Available For Use / Savings in Demand under the selected programme (Ml/d) input as +ve 2031-32: 0.070637; Gains in Water Available For Use / Savings in Demand under the selected programme (Ml/d) input as +ve 2032-33: 0.079714; Gains in Water Available For Use / Savings in Demand under the selected programme (Ml/d) input as +ve 2033-34: 0.08878; Gains in Water Available For Use / Savings in Demand under the selected programme (Ml/d) input as +ve 2034-35: 0.097836; Gains in Water Available For Use / Savings in Demand under the selected programme (Ml/d) input as +ve 2035-36: 0.10688; Gains in Water Available For Use / Savings in Demand under the selected programme (Ml/d) input as +ve 2036-37: 0.11592; Gains in Water Available For Use / Savings in Demand under the selected programme (Ml/d) input as +ve 2037-38: 0.12496; Gains in Water Available For Use / Savings in Demand under the selected programme (Ml/d) input as +ve 2038-39: 0.13398; Gains in Water Available For Use / Savings in Demand under the selected programme (Ml/d) input as +ve 2039-40: 0.14299; Gains in Water Available For Use / Savings in Demand under the selected programme (Ml/d) input as +ve 2040-41: 0.152; Gains in Water Available For Use / Savings in Demand under the selected programme (Ml/d) input as +ve 2041-42: 0.16099; Gains in Water Available For Use / Savings in Demand under the selected programme (Ml/d) input as +ve 2042-43: 0.16998; Gains in Water Available For Use / Savings in Demand under the selected programme (Ml/d) input as +ve 2043-44: 0.17895; Gains in Water Available For Use / Savings in Demand under the selected programme (Ml/d) input as +ve 2044-45: 0.18791; Gains in Water Available For Use / Savings in Demand under the selected programme (Ml/d) input as +ve 2045-46: 0.19686; Gains in Water Available For Use / Savings in Demand under the selected programme (Ml/d) input as +ve 2046-47: 0.2058; Gains in Water Available For Use / Savings in Demand under the selected programme (Ml/d) input as +ve 2047-48: 0.21472; Gains in Water Available For Use / Savings in Demand under the selected programme (Ml/d) input as +ve 2048-49: 0.22362; Gains in Water Available For Use / Savings in Demand under the selected programme (Ml/d) input as +ve 2049-50: 0.23251
51dP | NHH. WEF Visit Lower.AWSRTW | NHH. WEF Visit Lower.AWSRTW | Non-household water audit | Customer Options | N | Preferred | AWSRTW | Ml/d | 2 | Gains in Water Available For Use / Savings in Demand under the selected programme (Ml/d) input as +ve 2019-20: 0; Gains in Water Available For Use / Savings in Demand under the selected programme (Ml/d) input as +ve 2020-21: 0; Gains in Water Available For Use / Savings in Demand under the selected programme (Ml/d) input as +ve 2021-22: 0; Gains in Water Available For Use / Savings in Demand under the selected programme (Ml/d) input as +ve 2022-23: 0; Gains in Water Available For Use / Savings in Demand under the selected programme (Ml/d) input as +ve 2023-24: 0; Gains in Water Available For Use / Savings in Demand under the selected programme (Ml/d) input as +ve 2024-25: 0; Gains in Water Available For Use / Savings in Demand under the selected programme (Ml/d) input as +ve 2025-26: 0.01239; Gains in Water Available For Use / Savings in Demand under the selected programme (Ml/d) input as +ve 2026-27: 0.023718; Gains in Water Available For Use / Savings in Demand under the selected programme (Ml/d) input as +ve 2027-28: 0.033942; Gains in Water Available For Use / Savings in Demand under the selected programme (Ml/d) input as +ve 2028-29: 0.043348; Gains in Water Available For Use / Savings in Demand under the selected programme (Ml/d) input as +ve 2029-30: 0.052444; Gains in Water Available For Use / Savings in Demand under the selected programme (Ml/d) input as +ve 2030-31: 0.061544; Gains in Water Available For Use / Savings in Demand under the selected programme (Ml/d) input as +ve 2031-32: 0.070637; Gains in Water Available For Use / Savings in Demand under the selected programme (Ml/d) input as +ve 2032-33: 0.079714; Gains in Water Available For Use / Savings in Demand under the selected programme (Ml/d) input as +ve 2033-34: 0.08878; Gains in Water Available For Use / Savings in Demand under the selected programme (Ml/d) input as +ve 2034-35: 0.097836; Gains in Water Available For Use / Savings in Demand under the selected programme (Ml/d) input as +ve 2035-36: 0.10688; Gains in Water Available For Use / Savings in Demand under the selected programme (Ml/d) input as +ve 2036-37: 0.11592; Gains in Water Available For Use / Savings in Demand under the selected programme (Ml/d) input as +ve 2037-38: 0.12496; Gains in Water Available For Use / Savings in Demand under the selected programme (Ml/d) input as +ve 2038-39: 0.13398; Gains in Water Available For Use / Savings in Demand under the selected programme (Ml/d) input as +ve 2039-40: 0.14299; Gains in Water Available For Use / Savings in Demand under the selected programme (Ml/d) input as +ve 2040-41: 0.152; Gains in Water Available For Use / Savings in Demand under the selected programme (Ml/d) input as +ve 2041-42: 0.16099; Gains in Water Available For Use / Savings in Demand under the selected programme (Ml/d) input as +ve 2042-43: 0.16998; Gains in Water Available For Use / Savings in Demand under the selected programme (Ml/d) input as +ve 2043-44: 0.17895; Gains in Water Available For Use / Savings in Demand under the selected programme (Ml/d) input as +ve 2044-45: 0.18791; Gains in Water Available For Use / Savings in Demand under the selected programme (Ml/d) input as +ve 2045-46: 0.19686; Gains in Water Available For Use / Savings in Demand under the selected programme (Ml/d) input as +ve 2046-47: 0.2058; Gains in Water Available For Use / Savings in Demand under the selected programme (Ml/d) input as +ve 2047-48: 0.21472; Gains in Water Available For Use / Savings in Demand under the selected programme (Ml/d) input as +ve 2048-49: 0.22362; Gains in Water Available For Use / Savings in Demand under the selected programme (Ml/d) input as +ve 2049-50: 0.23251
51dF | NHH. WEF Visit Super High.AWSRTW | NHH. WEF Visit Super High.AWSRTW | Non-household water audit | Customer Options | N | Least Cost | AWSRTW | Ml/d | 2 | Gains in Water Available For Use / Savings in Demand under the selected programme (Ml/d) input as +ve 2019-20: 0; Gains in Water Available For Use / Savings in Demand under the selected programme (Ml/d) input as +ve 2020-21: 0; Gains in Water Available For Use / Savings in Demand under the selected programme (Ml/d) input as +ve 2021-22: 0; Gains in Water Available For Use / Savings in Demand under the selected programme (Ml/d) input as +ve 2022-23: 0; Gains in Water Available For Use / Savings in Demand under the selected programme (Ml/d) input as +ve 2023-24: 0; Gains in Water Available For Use / Savings in Demand under the selected programme (Ml/d) input as +ve 2024-25: 0; Gains in Water Available For Use / Savings in Demand under the selected programme (Ml/d) input as +ve 2025-26: 0.012754; Gains in Water Available For Use / Savings in Demand under the selected programme (Ml/d) input as +ve 2026-27: 0.024414; Gains in Water Available For Use / Savings in Demand under the selected programme (Ml/d) input as +ve 2027-28: 0.034939; Gains in Water Available For Use / Savings in Demand under the selected programme (Ml/d) input as +ve 2028-29: 0.044621; Gains in Water Available For Use / Savings in Demand under the selected programme (Ml/d) input as +ve 2029-30: 0.053984; Gains in Water Available For Use / Savings in Demand under the selected programme (Ml/d) input as +ve 2030-31: 0.063352; Gains in Water Available For Use / Savings in Demand under the selected programme (Ml/d) input as +ve 2031-32: 0.072711; Gains in Water Available For Use / Savings in Demand under the selected programme (Ml/d) input as +ve 2032-33: 0.082055; Gains in Water Available For Use / Savings in Demand under the selected programme (Ml/d) input as +ve 2033-34: 0.091387; Gains in Water Available For Use / Savings in Demand under the selected programme (Ml/d) input as +ve 2034-35: 0.10071; Gains in Water Available For Use / Savings in Demand under the selected programme (Ml/d) input as +ve 2035-36: 0.11002; Gains in Water Available For Use / Savings in Demand under the selected programme (Ml/d) input as +ve 2036-37: 0.11933; Gains in Water Available For Use / Savings in Demand under the selected programme (Ml/d) input as +ve 2037-38: 0.12863; Gains in Water Available For Use / Savings in Demand under the selected programme (Ml/d) input as +ve 2038-39: 0.13791; Gains in Water Available For Use / Savings in Demand under the selected programme (Ml/d) input as +ve 2039-40: 0.14719; Gains in Water Available For Use / Savings in Demand under the selected programme (Ml/d) input as +ve 2040-41: 0.15646; Gains in Water Available For Use / Savings in Demand under the selected programme (Ml/d) input as +ve 2041-42: 0.16572; Gains in Water Available For Use / Savings in Demand under the selected programme (Ml/d) input as +ve 2042-43: 0.17497; Gains in Water Available For Use / Savings in Demand under the selected programme (Ml/d) input as +ve 2043-44: 0.18421; Gains in Water Available For Use / Savings in Demand under the selected programme (Ml/d) input as +ve 2044-45: 0.19343; Gains in Water Available For Use / Savings in Demand under the selected programme (Ml/d) input as +ve 2045-46: 0.20264; Gains in Water Available For Use / Savings in Demand under the selected programme (Ml/d) input as +ve 2046-47: 0.21184; Gains in Water Available For Use / Savings in Demand under the selected programme (Ml/d) input as +ve 2047-48: 0.22102; Gains in Water Available For Use / Savings in Demand under the selected programme (Ml/d) input as +ve 2048-49: 0.23019; Gains in Water Available For Use / Savings in Demand under the selected programme (Ml/d) input as +ve 2049-50: 0.23934
51dF | NHH. WEF Visit Super High.AWSRTW | NHH. WEF Visit Super High.AWSRTW | Non-household water audit | Customer Options | N | Ofwat Core | AWSRTW | Ml/d | 2 | Gains in Water Available For Use / Savings in Demand under the selected programme (Ml/d) input as +ve 2019-20: 0; Gains in Water Available For Use / Savings in Demand under the selected programme (Ml/d) input as +ve 2020-21: 0; Gains in Water Available For Use / Savings in Demand under the selected programme (Ml/d) input as +ve 2021-22: 0; Gains in Water Available For Use / Savings in Demand under the selected programme (Ml/d) input as +ve 2022-23: 0; Gains in Water Available For Use / Savings in Demand under the selected programme (Ml/d) input as +ve 2023-24: 0; Gains in Water Available For Use / Savings in Demand under the selected programme (Ml/d) input as +ve 2024-25: 0; Gains in Water Available For Use / Savings in Demand under the selected programme (Ml/d) input as +ve 2025-26: 0.012754; Gains in Water Available For Use / Savings in Demand under the selected programme (Ml/d) input as +ve 2026-27: 0.024414; Gains in Water Available For Use / Savings in Demand under the selected programme (Ml/d) input as +ve 2027-28: 0.034939; Gains in Water Available For Use / Savings in Demand under the selected programme (Ml/d) input as +ve 2028-29: 0.044621; Gains in Water Available For Use / Savings in Demand under the selected programme (Ml/d) input as +ve 2029-30: 0.053984; Gains in Water Available For Use / Savings in Demand under the selected programme (Ml/d) input as +ve 2030-31: 0.063352; Gains in Water Available For Use / Savings in Demand under the selected programme (Ml/d) input as +ve 2031-32: 0.072711; Gains in Water Available For Use / Savings in Demand under the selected programme (Ml/d) input as +ve 2032-33: 0.082055; Gains in Water Available For Use / Savings in Demand under the selected programme (Ml/d) input as +ve 2033-34: 0.091387; Gains in Water Available For Use / Savings in Demand under the selected programme (Ml/d) input as +ve 2034-35: 0.10071; Gains in Water Available For Use / Savings in Demand under the selected programme (Ml/d) input as +ve 2035-36: 0.11002; Gains in Water Available For Use / Savings in Demand under the selected programme (Ml/d) input as +ve 2036-37: 0.11933; Gains in Water Available For Use / Savings in Demand under the selected programme (Ml/d) input as +ve 2037-38: 0.12863; Gains in Water Available For Use / Savings in Demand under the selected programme (Ml/d) input as +ve 2038-39: 0.13791; Gains in Water Available For Use / Savings in Demand under the selected programme (Ml/d) input as +ve 2039-40: 0.14719; Gains in Water Available For Use / Savings in Demand under the selected programme (Ml/d) input as +ve 2040-41: 0.15646; Gains in Water Available For Use / Savings in Demand under the selected programme (Ml/d) input as +ve 2041-42: 0.16572; Gains in Water Available For Use / Savings in Demand under the selected programme (Ml/d) input as +ve 2042-43: 0.17497; Gains in Water Available For Use / Savings in Demand under the selected programme (Ml/d) input as +ve 2043-44: 0.18421; Gains in Water Available For Use / Savings in Demand under the selected programme (Ml/d) input as +ve 2044-45: 0.19343; Gains in Water Available For Use / Savings in Demand under the selected programme (Ml/d) input as +ve 2045-46: 0.20264; Gains in Water Available For Use / Savings in Demand under the selected programme (Ml/d) input as +ve 2046-47: 0.21184; Gains in Water Available For Use / Savings in Demand under the selected programme (Ml/d) input as +ve 2047-48: 0.22102; Gains in Water Available For Use / Savings in Demand under the selected programme (Ml/d) input as +ve 2048-49: 0.23019; Gains in Water Available For Use / Savings in Demand under the selected programme (Ml/d) input as +ve 2049-50: 0.23934
51dP | NHH. WEF Visit Super High.AWSRTW | NHH. WEF Visit Super High.AWSRTW | Non-household water audit | Customer Options | N | Preferred | AWSRTW | Ml/d | 2 | Gains in Water Available For Use / Savings in Demand under the selected programme (Ml/d) input as +ve 2019-20: 0; Gains in Water Available For Use / Savings in Demand under the selected programme (Ml/d) input as +ve 2020-21: 0; Gains in Water Available For Use / Savings in Demand under the selected programme (Ml/d) input as +ve 2021-22: 0; Gains in Water Available For Use / Savings in Demand under the selected programme (Ml/d) input as +ve 2022-23: 0; Gains in Water Available For Use / Savings in Demand under the selected programme (Ml/d) input as +ve 2023-24: 0; Gains in Water Available For Use / Savings in Demand under the selected programme (Ml/d) input as +ve 2024-25: 0; Gains in Water Available For Use / Savings in Demand under the selected programme (Ml/d) input as +ve 2025-26: 0.012754; Gains in Water Available For Use / Savings in Demand under the selected programme (Ml/d) input as +ve 2026-27: 0.024414; Gains in Water Available For Use / Savings in Demand under the selected programme (Ml/d) input as +ve 2027-28: 0.034939; Gains in Water Available For Use / Savings in Demand under the selected programme (Ml/d) input as +ve 2028-29: 0.044621; Gains in Water Available For Use / Savings in Demand under the selected programme (Ml/d) input as +ve 2029-30: 0.053984; Gains in Water Available For Use / Savings in Demand under the selected programme (Ml/d) input as +ve 2030-31: 0.063352; Gains in Water Available For Use / Savings in Demand under the selected programme (Ml/d) input as +ve 2031-32: 0.072711; Gains in Water Available For Use / Savings in Demand under the selected programme (Ml/d) input as +ve 2032-33: 0.082055; Gains in Water Available For Use / Savings in Demand under the selected programme (Ml/d) input as +ve 2033-34: 0.091387; Gains in Water Available For Use / Savings in Demand under the selected programme (Ml/d) input as +ve 2034-35: 0.10071; Gains in Water Available For Use / Savings in Demand under the selected programme (Ml/d) input as +ve 2035-36: 0.11002; Gains in Water Available For Use / Savings in Demand under the selected programme (Ml/d) input as +ve 2036-37: 0.11933; Gains in Water Available For Use / Savings in Demand under the selected programme (Ml/d) input as +ve 2037-38: 0.12863; Gains in Water Available For Use / Savings in Demand under the selected programme (Ml/d) input as +ve 2038-39: 0.13791; Gains in Water Available For Use / Savings in Demand under the selected programme (Ml/d) input as +ve 2039-40: 0.14719; Gains in Water Available For Use / Savings in Demand under the selected programme (Ml/d) input as +ve 2040-41: 0.15646; Gains in Water Available For Use / Savings in Demand under the selected programme (Ml/d) input as +ve 2041-42: 0.16572; Gains in Water Available For Use / Savings in Demand under the selected programme (Ml/d) input as +ve 2042-43: 0.17497; Gains in Water Available For Use / Savings in Demand under the selected programme (Ml/d) input as +ve 2043-44: 0.18421; Gains in Water Available For Use / Savings in Demand under the selected programme (Ml/d) input as +ve 2044-45: 0.19343; Gains in Water Available For Use / Savings in Demand under the selected programme (Ml/d) input as +ve 2045-46: 0.20264; Gains in Water Available For Use / Savings in Demand under the selected programme (Ml/d) input as +ve 2046-47: 0.21184; Gains in Water Available For Use / Savings in Demand under the selected programme (Ml/d) input as +ve 2047-48: 0.22102; Gains in Water Available For Use / Savings in Demand under the selected programme (Ml/d) input as +ve 2048-49: 0.23019; Gains in Water Available For Use / Savings in Demand under the selected programme (Ml/d) input as +ve 2049-50: 0.23934
51dF | NHH. WEF Visit Upper.AWSRTW | NHH. WEF Visit Upper.AWSRTW | Non-household water audit | Customer Options | N | Least Cost | AWSRTW | Ml/d | 2 | Gains in Water Available For Use / Savings in Demand under the selected programme (Ml/d) input as +ve 2019-20: 0; Gains in Water Available For Use / Savings in Demand under the selected programme (Ml/d) input as +ve 2020-21: 0; Gains in Water Available For Use / Savings in Demand under the selected programme (Ml/d) input as +ve 2021-22: 0; Gains in Water Available For Use / Savings in Demand under the selected programme (Ml/d) input as +ve 2022-23: 0; Gains in Water Available For Use / Savings in Demand under the selected programme (Ml/d) input as +ve 2023-24: 0; Gains in Water Available For Use / Savings in Demand under the selected programme (Ml/d) input as +ve 2024-25: 0; Gains in Water Available For Use / Savings in Demand under the selected programme (Ml/d) input as +ve 2025-26: 0.0066929; Gains in Water Available For Use / Savings in Demand under the selected programme (Ml/d) input as +ve 2026-27: 0.012812; Gains in Water Available For Use / Savings in Demand under the selected programme (Ml/d) input as +ve 2027-28: 0.018335; Gains in Water Available For Use / Savings in Demand under the selected programme (Ml/d) input as +ve 2028-29: 0.023416; Gains in Water Available For Use / Savings in Demand under the selected programme (Ml/d) input as +ve 2029-30: 0.028329; Gains in Water Available For Use / Savings in Demand under the selected programme (Ml/d) input as +ve 2030-31: 0.033245; Gains in Water Available For Use / Savings in Demand under the selected programme (Ml/d) input as +ve 2031-32: 0.038156; Gains in Water Available For Use / Savings in Demand under the selected programme (Ml/d) input as +ve 2032-33: 0.043059; Gains in Water Available For Use / Savings in Demand under the selected programme (Ml/d) input as +ve 2033-34: 0.047957; Gains in Water Available For Use / Savings in Demand under the selected programme (Ml/d) input as +ve 2034-35: 0.052849; Gains in Water Available For Use / Savings in Demand under the selected programme (Ml/d) input as +ve 2035-36: 0.057736; Gains in Water Available For Use / Savings in Demand under the selected programme (Ml/d) input as +ve 2036-37: 0.06262; Gains in Water Available For Use / Savings in Demand under the selected programme (Ml/d) input as +ve 2037-38: 0.067498; Gains in Water Available For Use / Savings in Demand under the selected programme (Ml/d) input as +ve 2038-39: 0.072372; Gains in Water Available For Use / Savings in Demand under the selected programme (Ml/d) input as +ve 2039-40: 0.077241; Gains in Water Available For Use / Savings in Demand under the selected programme (Ml/d) input as +ve 2040-41: 0.082106; Gains in Water Available For Use / Savings in Demand under the selected programme (Ml/d) input as +ve 2041-42: 0.086965; Gains in Water Available For Use / Savings in Demand under the selected programme (Ml/d) input as +ve 2042-43: 0.091818; Gains in Water Available For Use / Savings in Demand under the selected programme (Ml/d) input as +ve 2043-44: 0.096666; Gains in Water Available For Use / Savings in Demand under the selected programme (Ml/d) input as +ve 2044-45: 0.10151; Gains in Water Available For Use / Savings in Demand under the selected programme (Ml/d) input as +ve 2045-46: 0.10634; Gains in Water Available For Use / Savings in Demand under the selected programme (Ml/d) input as +ve 2046-47: 0.11117; Gains in Water Available For Use / Savings in Demand under the selected programme (Ml/d) input as +ve 2047-48: 0.11599; Gains in Water Available For Use / Savings in Demand under the selected programme (Ml/d) input as +ve 2048-49: 0.1208; Gains in Water Available For Use / Savings in Demand under the selected programme (Ml/d) input as +ve 2049-50: 0.1256
51dF | NHH. WEF Visit Upper.AWSRTW | NHH. WEF Visit Upper.AWSRTW | Non-household water audit | Customer Options | N | Ofwat Core | AWSRTW | Ml/d | 2 | Gains in Water Available For Use / Savings in Demand under the selected programme (Ml/d) input as +ve 2019-20: 0; Gains in Water Available For Use / Savings in Demand under the selected programme (Ml/d) input as +ve 2020-21: 0; Gains in Water Available For Use / Savings in Demand under the selected programme (Ml/d) input as +ve 2021-22: 0; Gains in Water Available For Use / Savings in Demand under the selected programme (Ml/d) input as +ve 2022-23: 0; Gains in Water Available For Use / Savings in Demand under the selected programme (Ml/d) input as +ve 2023-24: 0; Gains in Water Available For Use / Savings in Demand under the selected programme (Ml/d) input as +ve 2024-25: 0; Gains in Water Available For Use / Savings in Demand under the selected programme (Ml/d) input as +ve 2025-26: 0.0066929; Gains in Water Available For Use / Savings in Demand under the selected programme (Ml/d) input as +ve 2026-27: 0.012812; Gains in Water Available For Use / Savings in Demand under the selected programme (Ml/d) input as +ve 2027-28: 0.018335; Gains in Water Available For Use / Savings in Demand under the selected programme (Ml/d) input as +ve 2028-29: 0.023416; Gains in Water Available For Use / Savings in Demand under the selected programme (Ml/d) input as +ve 2029-30: 0.028329; Gains in Water Available For Use / Savings in Demand under the selected programme (Ml/d) input as +ve 2030-31: 0.033245; Gains in Water Available For Use / Savings in Demand under the selected programme (Ml/d) input as +ve 2031-32: 0.038156; Gains in Water Available For Use / Savings in Demand under the selected programme (Ml/d) input as +ve 2032-33: 0.043059; Gains in Water Available For Use / Savings in Demand under the selected programme (Ml/d) input as +ve 2033-34: 0.047957; Gains in Water Available For Use / Savings in Demand under the selected programme (Ml/d) input as +ve 2034-35: 0.052849; Gains in Water Available For Use / Savings in Demand under the selected programme (Ml/d) input as +ve 2035-36: 0.057736; Gains in Water Available For Use / Savings in Demand under the selected programme (Ml/d) input as +ve 2036-37: 0.06262; Gains in Water Available For Use / Savings in Demand under the selected programme (Ml/d) input as +ve 2037-38: 0.067498; Gains in Water Available For Use / Savings in Demand under the selected programme (Ml/d) input as +ve 2038-39: 0.072372; Gains in Water Available For Use / Savings in Demand under the selected programme (Ml/d) input as +ve 2039-40: 0.077241; Gains in Water Available For Use / Savings in Demand under the selected programme (Ml/d) input as +ve 2040-41: 0.082106; Gains in Water Available For Use / Savings in Demand under the selected programme (Ml/d) input as +ve 2041-42: 0.086965; Gains in Water Available For Use / Savings in Demand under the selected programme (Ml/d) input as +ve 2042-43: 0.091818; Gains in Water Available For Use / Savings in Demand under the selected programme (Ml/d) input as +ve 2043-44: 0.096666; Gains in Water Available For Use / Savings in Demand under the selected programme (Ml/d) input as +ve 2044-45: 0.10151; Gains in Water Available For Use / Savings in Demand under the selected programme (Ml/d) input as +ve 2045-46: 0.10634; Gains in Water Available For Use / Savings in Demand under the selected programme (Ml/d) input as +ve 2046-47: 0.11117; Gains in Water Available For Use / Savings in Demand under the selected programme (Ml/d) input as +ve 2047-48: 0.11599; Gains in Water Available For Use / Savings in Demand under the selected programme (Ml/d) input as +ve 2048-49: 0.1208; Gains in Water Available For Use / Savings in Demand under the selected programme (Ml/d) input as +ve 2049-50: 0.1256
51dP | NHH. WEF Visit Upper.AWSRTW | NHH. WEF Visit Upper.AWSRTW | Non-household water audit | Customer Options | N | Preferred | AWSRTW | Ml/d | 2 | Gains in Water Available For Use / Savings in Demand under the selected programme (Ml/d) input as +ve 2019-20: 0; Gains in Water Available For Use / Savings in Demand under the selected programme (Ml/d) input as +ve 2020-21: 0; Gains in Water Available For Use / Savings in Demand under the selected programme (Ml/d) input as +ve 2021-22: 0; Gains in Water Available For Use / Savings in Demand under the selected programme (Ml/d) input as +ve 2022-23: 0; Gains in Water Available For Use / Savings in Demand under the selected programme (Ml/d) input as +ve 2023-24: 0; Gains in Water Available For Use / Savings in Demand under the selected programme (Ml/d) input as +ve 2024-25: 0; Gains in Water Available For Use / Savings in Demand under the selected programme (Ml/d) input as +ve 2025-26: 0.0066929; Gains in Water Available For Use / Savings in Demand under the selected programme (Ml/d) input as +ve 2026-27: 0.012812; Gains in Water Available For Use / Savings in Demand under the selected programme (Ml/d) input as +ve 2027-28: 0.018335; Gains in Water Available For Use / Savings in Demand under the selected programme (Ml/d) input as +ve 2028-29: 0.023416; Gains in Water Available For Use / Savings in Demand under the selected programme (Ml/d) input as +ve 2029-30: 0.028329; Gains in Water Available For Use / Savings in Demand under the selected programme (Ml/d) input as +ve 2030-31: 0.033245; Gains in Water Available For Use / Savings in Demand under the selected programme (Ml/d) input as +ve 2031-32: 0.038156; Gains in Water Available For Use / Savings in Demand under the selected programme (Ml/d) input as +ve 2032-33: 0.043059; Gains in Water Available For Use / Savings in Demand under the selected programme (Ml/d) input as +ve 2033-34: 0.047957; Gains in Water Available For Use / Savings in Demand under the selected programme (Ml/d) input as +ve 2034-35: 0.052849; Gains in Water Available For Use / Savings in Demand under the selected programme (Ml/d) input as +ve 2035-36: 0.057736; Gains in Water Available For Use / Savings in Demand under the selected programme (Ml/d) input as +ve 2036-37: 0.06262; Gains in Water Available For Use / Savings in Demand under the selected programme (Ml/d) input as +ve 2037-38: 0.067498; Gains in Water Available For Use / Savings in Demand under the selected programme (Ml/d) input as +ve 2038-39: 0.072372; Gains in Water Available For Use / Savings in Demand under the selected programme (Ml/d) input as +ve 2039-40: 0.077241; Gains in Water Available For Use / Savings in Demand under the selected programme (Ml/d) input as +ve 2040-41: 0.082106; Gains in Water Available For Use / Savings in Demand under the selected programme (Ml/d) input as +ve 2041-42: 0.086965; Gains in Water Available For Use / Savings in Demand under the selected programme (Ml/d) input as +ve 2042-43: 0.091818; Gains in Water Available For Use / Savings in Demand under the selected programme (Ml/d) input as +ve 2043-44: 0.096666; Gains in Water Available For Use / Savings in Demand under the selected programme (Ml/d) input as +ve 2044-45: 0.10151; Gains in Water Available For Use / Savings in Demand under the selected programme (Ml/d) input as +ve 2045-46: 0.10634; Gains in Water Available For Use / Savings in Demand under the selected programme (Ml/d) input as +ve 2046-47: 0.11117; Gains in Water Available For Use / Savings in Demand under the selected programme (Ml/d) input as +ve 2047-48: 0.11599; Gains in Water Available For Use / Savings in Demand under the selected programme (Ml/d) input as +ve 2048-49: 0.1208; Gains in Water Available For Use / Savings in Demand under the selected programme (Ml/d) input as +ve 2049-50: 0.1256
51dF | Smart Metering.AWSRTW | Smart Metering.AWSRTW | Metering other selective | Customer Options | N | Least Cost | AWSRTW | Ml/d | 2 | Gains in Water Available For Use / Savings in Demand under the selected programme (Ml/d) input as +ve 2019-20: 0; Gains in Water Available For Use / Savings in Demand under the selected programme (Ml/d) input as +ve 2020-21: 0; Gains in Water Available For Use / Savings in Demand under the selected programme (Ml/d) input as +ve 2021-22: 0; Gains in Water Available For Use / Savings in Demand under the selected programme (Ml/d) input as +ve 2022-23: 0; Gains in Water Available For Use / Savings in Demand under the selected programme (Ml/d) input as +ve 2023-24: 0; Gains in Water Available For Use / Savings in Demand under the selected programme (Ml/d) input as +ve 2024-25: 0; Gains in Water Available For Use / Savings in Demand under the selected programme (Ml/d) input as +ve 2025-26: 0.37962; Gains in Water Available For Use / Savings in Demand under the selected programme (Ml/d) input as +ve 2026-27: 0.42264; Gains in Water Available For Use / Savings in Demand under the selected programme (Ml/d) input as +ve 2027-28: 0.46565; Gains in Water Available For Use / Savings in Demand under the selected programme (Ml/d) input as +ve 2028-29: 0.50817; Gains in Water Available For Use / Savings in Demand under the selected programme (Ml/d) input as +ve 2029-30: 0.55127; Gains in Water Available For Use / Savings in Demand under the selected programme (Ml/d) input as +ve 2030-31: 0.59593; Gains in Water Available For Use / Savings in Demand under the selected programme (Ml/d) input as +ve 2031-32: 0.64164; Gains in Water Available For Use / Savings in Demand under the selected programme (Ml/d) input as +ve 2032-33: 0.64653; Gains in Water Available For Use / Savings in Demand under the selected programme (Ml/d) input as +ve 2033-34: 0.65141; Gains in Water Available For Use / Savings in Demand under the selected programme (Ml/d) input as +ve 2034-35: 0.65644; Gains in Water Available For Use / Savings in Demand under the selected programme (Ml/d) input as +ve 2035-36: 0.66132; Gains in Water Available For Use / Savings in Demand under the selected programme (Ml/d) input as +ve 2036-37: 0.66619; Gains in Water Available For Use / Savings in Demand under the selected programme (Ml/d) input as +ve 2037-38: 0.67118; Gains in Water Available For Use / Savings in Demand under the selected programme (Ml/d) input as +ve 2038-39: 0.67639; Gains in Water Available For Use / Savings in Demand under the selected programme (Ml/d) input as +ve 2039-40: 0.68191; Gains in Water Available For Use / Savings in Demand under the selected programme (Ml/d) input as +ve 2040-41: 0.68819; Gains in Water Available For Use / Savings in Demand under the selected programme (Ml/d) input as +ve 2041-42: 0.69381; Gains in Water Available For Use / Savings in Demand under the selected programme (Ml/d) input as +ve 2042-43: 0.69953; Gains in Water Available For Use / Savings in Demand under the selected programme (Ml/d) input as +ve 2043-44: 0.70531; Gains in Water Available For Use / Savings in Demand under the selected programme (Ml/d) input as +ve 2044-45: 0.71116; Gains in Water Available For Use / Savings in Demand under the selected programme (Ml/d) input as +ve 2045-46: 0.7164; Gains in Water Available For Use / Savings in Demand under the selected programme (Ml/d) input as +ve 2046-47: 0.72176; Gains in Water Available For Use / Savings in Demand under the selected programme (Ml/d) input as +ve 2047-48: 0.72728; Gains in Water Available For Use / Savings in Demand under the selected programme (Ml/d) input as +ve 2048-49: 0.73293; Gains in Water Available For Use / Savings in Demand under the selected programme (Ml/d) input as +ve 2049-50: 0.73807
51dF | Smart Metering.AWSRTW | Smart Metering.AWSRTW | Metering other selective | Customer Options | N | Ofwat Core | AWSRTW | Ml/d | 2 | Gains in Water Available For Use / Savings in Demand under the selected programme (Ml/d) input as +ve 2019-20: 0; Gains in Water Available For Use / Savings in Demand under the selected programme (Ml/d) input as +ve 2020-21: 0; Gains in Water Available For Use / Savings in Demand under the selected programme (Ml/d) input as +ve 2021-22: 0; Gains in Water Available For Use / Savings in Demand under the selected programme (Ml/d) input as +ve 2022-23: 0; Gains in Water Available For Use / Savings in Demand under the selected programme (Ml/d) input as +ve 2023-24: 0; Gains in Water Available For Use / Savings in Demand under the selected programme (Ml/d) input as +ve 2024-25: 0; Gains in Water Available For Use / Savings in Demand under the selected programme (Ml/d) input as +ve 2025-26: 0.37962; Gains in Water Available For Use / Savings in Demand under the selected programme (Ml/d) input as +ve 2026-27: 0.42264; Gains in Water Available For Use / Savings in Demand under the selected programme (Ml/d) input as +ve 2027-28: 0.46565; Gains in Water Available For Use / Savings in Demand under the selected programme (Ml/d) input as +ve 2028-29: 0.50817; Gains in Water Available For Use / Savings in Demand under the selected programme (Ml/d) input as +ve 2029-30: 0.55127; Gains in Water Available For Use / Savings in Demand under the selected programme (Ml/d) input as +ve 2030-31: 0.59593; Gains in Water Available For Use / Savings in Demand under the selected programme (Ml/d) input as +ve 2031-32: 0.64164; Gains in Water Available For Use / Savings in Demand under the selected programme (Ml/d) input as +ve 2032-33: 0.64653; Gains in Water Available For Use / Savings in Demand under the selected programme (Ml/d) input as +ve 2033-34: 0.65141; Gains in Water Available For Use / Savings in Demand under the selected programme (Ml/d) input as +ve 2034-35: 0.65644; Gains in Water Available For Use / Savings in Demand under the selected programme (Ml/d) input as +ve 2035-36: 0.66132; Gains in Water Available For Use / Savings in Demand under the selected programme (Ml/d) input as +ve 2036-37: 0.66619; Gains in Water Available For Use / Savings in Demand under the selected programme (Ml/d) input as +ve 2037-38: 0.67118; Gains in Water Available For Use / Savings in Demand under the selected programme (Ml/d) input as +ve 2038-39: 0.67639; Gains in Water Available For Use / Savings in Demand under the selected programme (Ml/d) input as +ve 2039-40: 0.68191; Gains in Water Available For Use / Savings in Demand under the selected programme (Ml/d) input as +ve 2040-41: 0.68819; Gains in Water Available For Use / Savings in Demand under the selected programme (Ml/d) input as +ve 2041-42: 0.69381; Gains in Water Available For Use / Savings in Demand under the selected programme (Ml/d) input as +ve 2042-43: 0.69953; Gains in Water Available For Use / Savings in Demand under the selected programme (Ml/d) input as +ve 2043-44: 0.70531; Gains in Water Available For Use / Savings in Demand under the selected programme (Ml/d) input as +ve 2044-45: 0.71116; Gains in Water Available For Use / Savings in Demand under the selected programme (Ml/d) input as +ve 2045-46: 0.7164; Gains in Water Available For Use / Savings in Demand under the selected programme (Ml/d) input as +ve 2046-47: 0.72176; Gains in Water Available For Use / Savings in Demand under the selected programme (Ml/d) input as +ve 2047-48: 0.72728; Gains in Water Available For Use / Savings in Demand under the selected programme (Ml/d) input as +ve 2048-49: 0.73293; Gains in Water Available For Use / Savings in Demand under the selected programme (Ml/d) input as +ve 2049-50: 0.73807
51dP | Smart Metering.AWSRTW | Smart Metering.AWSRTW | Metering other selective | Customer Options | N | Preferred | AWSRTW | Ml/d | 2 | Gains in Water Available For Use / Savings in Demand under the selected programme (Ml/d) input as +ve 2019-20: 0; Gains in Water Available For Use / Savings in Demand under the selected programme (Ml/d) input as +ve 2020-21: 0; Gains in Water Available For Use / Savings in Demand under the selected programme (Ml/d) input as +ve 2021-22: 0; Gains in Water Available For Use / Savings in Demand under the selected programme (Ml/d) input as +ve 2022-23: 0; Gains in Water Available For Use / Savings in Demand under the selected programme (Ml/d) input as +ve 2023-24: 0; Gains in Water Available For Use / Savings in Demand under the selected programme (Ml/d) input as +ve 2024-25: 0; Gains in Water Available For Use / Savings in Demand under the selected programme (Ml/d) input as +ve 2025-26: 0.37962; Gains in Water Available For Use / Savings in Demand under the selected programme (Ml/d) input as +ve 2026-27: 0.42264; Gains in Water Available For Use / Savings in Demand under the selected programme (Ml/d) input as +ve 2027-28: 0.46565; Gains in Water Available For Use / Savings in Demand under the selected programme (Ml/d) input as +ve 2028-29: 0.50817; Gains in Water Available For Use / Savings in Demand under the selected programme (Ml/d) input as +ve 2029-30: 0.55127; Gains in Water Available For Use / Savings in Demand under the selected programme (Ml/d) input as +ve 2030-31: 0.59593; Gains in Water Available For Use / Savings in Demand under the selected programme (Ml/d) input as +ve 2031-32: 0.64164; Gains in Water Available For Use / Savings in Demand under the selected programme (Ml/d) input as +ve 2032-33: 0.64653; Gains in Water Available For Use / Savings in Demand under the selected programme (Ml/d) input as +ve 2033-34: 0.65141; Gains in Water Available For Use / Savings in Demand under the selected programme (Ml/d) input as +ve 2034-35: 0.65644; Gains in Water Available For Use / Savings in Demand under the selected programme (Ml/d) input as +ve 2035-36: 0.66132; Gains in Water Available For Use / Savings in Demand under the selected programme (Ml/d) input as +ve 2036-37: 0.66619; Gains in Water Available For Use / Savings in Demand under the selected programme (Ml/d) input as +ve 2037-38: 0.67118; Gains in Water Available For Use / Savings in Demand under the selected programme (Ml/d) input as +ve 2038-39: 0.67639; Gains in Water Available For Use / Savings in Demand under the selected programme (Ml/d) input as +ve 2039-40: 0.68191; Gains in Water Available For Use / Savings in Demand under the selected programme (Ml/d) input as +ve 2040-41: 0.68819; Gains in Water Available For Use / Savings in Demand under the selected programme (Ml/d) input as +ve 2041-42: 0.69381; Gains in Water Available For Use / Savings in Demand under the selected programme (Ml/d) input as +ve 2042-43: 0.69953; Gains in Water Available For Use / Savings in Demand under the selected programme (Ml/d) input as +ve 2043-44: 0.70531; Gains in Water Available For Use / Savings in Demand under the selected programme (Ml/d) input as +ve 2044-45: 0.71116; Gains in Water Available For Use / Savings in Demand under the selected programme (Ml/d) input as +ve 2045-46: 0.7164; Gains in Water Available For Use / Savings in Demand under the selected programme (Ml/d) input as +ve 2046-47: 0.72176; Gains in Water Available For Use / Savings in Demand under the selected programme (Ml/d) input as +ve 2047-48: 0.72728; Gains in Water Available For Use / Savings in Demand under the selected programme (Ml/d) input as +ve 2048-49: 0.73293; Gains in Water Available For Use / Savings in Demand under the selected programme (Ml/d) input as +ve 2049-50: 0.73807
51dF | USPL_HH_MET.AWSRTW | USPL_HH_MET.AWSRTW | Supply pipe repairs / replacement | Customer Options | N | Least Cost | AWSRTW | Ml/d | 2 | Gains in Water Available For Use / Savings in Demand under the selected programme (Ml/d) input as +ve 2019-20: 0; Gains in Water Available For Use / Savings in Demand under the selected programme (Ml/d) input as +ve 2020-21: 0; Gains in Water Available For Use / Savings in Demand under the selected programme (Ml/d) input as +ve 2021-22: 0; Gains in Water Available For Use / Savings in Demand under the selected programme (Ml/d) input as +ve 2022-23: 0; Gains in Water Available For Use / Savings in Demand under the selected programme (Ml/d) input as +ve 2023-24: 0; Gains in Water Available For Use / Savings in Demand under the selected programme (Ml/d) input as +ve 2024-25: 0; Gains in Water Available For Use / Savings in Demand under the selected programme (Ml/d) input as +ve 2025-26: 0.072222; Gains in Water Available For Use / Savings in Demand under the selected programme (Ml/d) input as +ve 2026-27: 0.091322; Gains in Water Available For Use / Savings in Demand under the selected programme (Ml/d) input as +ve 2027-28: 0.11052; Gains in Water Available For Use / Savings in Demand under the selected programme (Ml/d) input as +ve 2028-29: 0.12962; Gains in Water Available For Use / Savings in Demand under the selected programme (Ml/d) input as +ve 2029-30: 0.14892; Gains in Water Available For Use / Savings in Demand under the selected programme (Ml/d) input as +ve 2030-31: 0.16873; Gains in Water Available For Use / Savings in Demand under the selected programme (Ml/d) input as +ve 2031-32: 0.18897; Gains in Water Available For Use / Savings in Demand under the selected programme (Ml/d) input as +ve 2032-33: 0.19057; Gains in Water Available For Use / Savings in Demand under the selected programme (Ml/d) input as +ve 2033-34: 0.19216; Gains in Water Available For Use / Savings in Demand under the selected programme (Ml/d) input as +ve 2034-35: 0.19378; Gains in Water Available For Use / Savings in Demand under the selected programme (Ml/d) input as +ve 2035-36: 0.19538; Gains in Water Available For Use / Savings in Demand under the selected programme (Ml/d) input as +ve 2036-37: 0.197; Gains in Water Available For Use / Savings in Demand under the selected programme (Ml/d) input as +ve 2037-38: 0.19863; Gains in Water Available For Use / Savings in Demand under the selected programme (Ml/d) input as +ve 2038-39: 0.20029; Gains in Water Available For Use / Savings in Demand under the selected programme (Ml/d) input as +ve 2039-40: 0.20197; Gains in Water Available For Use / Savings in Demand under the selected programme (Ml/d) input as +ve 2040-41: 0.20365; Gains in Water Available For Use / Savings in Demand under the selected programme (Ml/d) input as +ve 2041-42: 0.20534; Gains in Water Available For Use / Savings in Demand under the selected programme (Ml/d) input as +ve 2042-43: 0.20705; Gains in Water Available For Use / Savings in Demand under the selected programme (Ml/d) input as +ve 2043-44: 0.20877; Gains in Water Available For Use / Savings in Demand under the selected programme (Ml/d) input as +ve 2044-45: 0.21049; Gains in Water Available For Use / Savings in Demand under the selected programme (Ml/d) input as +ve 2045-46: 0.21213; Gains in Water Available For Use / Savings in Demand under the selected programme (Ml/d) input as +ve 2046-47: 0.21379; Gains in Water Available For Use / Savings in Demand under the selected programme (Ml/d) input as +ve 2047-48: 0.21548; Gains in Water Available For Use / Savings in Demand under the selected programme (Ml/d) input as +ve 2048-49: 0.21719; Gains in Water Available For Use / Savings in Demand under the selected programme (Ml/d) input as +ve 2049-50: 0.21882
51dF | USPL_HH_MET.AWSRTW | USPL_HH_MET.AWSRTW | Supply pipe repairs / replacement | Customer Options | N | Ofwat Core | AWSRTW | Ml/d | 2 | Gains in Water Available For Use / Savings in Demand under the selected programme (Ml/d) input as +ve 2019-20: 0; Gains in Water Available For Use / Savings in Demand under the selected programme (Ml/d) input as +ve 2020-21: 0; Gains in Water Available For Use / Savings in Demand under the selected programme (Ml/d) input as +ve 2021-22: 0; Gains in Water Available For Use / Savings in Demand under the selected programme (Ml/d) input as +ve 2022-23: 0; Gains in Water Available For Use / Savings in Demand under the selected programme (Ml/d) input as +ve 2023-24: 0; Gains in Water Available For Use / Savings in Demand under the selected programme (Ml/d) input as +ve 2024-25: 0; Gains in Water Available For Use / Savings in Demand under the selected programme (Ml/d) input as +ve 2025-26: 0.072222; Gains in Water Available For Use / Savings in Demand under the selected programme (Ml/d) input as +ve 2026-27: 0.091322; Gains in Water Available For Use / Savings in Demand under the selected programme (Ml/d) input as +ve 2027-28: 0.11052; Gains in Water Available For Use / Savings in Demand under the selected programme (Ml/d) input as +ve 2028-29: 0.12962; Gains in Water Available For Use / Savings in Demand under the selected programme (Ml/d) input as +ve 2029-30: 0.14892; Gains in Water Available For Use / Savings in Demand under the selected programme (Ml/d) input as +ve 2030-31: 0.16873; Gains in Water Available For Use / Savings in Demand under the selected programme (Ml/d) input as +ve 2031-32: 0.18897; Gains in Water Available For Use / Savings in Demand under the selected programme (Ml/d) input as +ve 2032-33: 0.19057; Gains in Water Available For Use / Savings in Demand under the selected programme (Ml/d) input as +ve 2033-34: 0.19216; Gains in Water Available For Use / Savings in Demand under the selected programme (Ml/d) input as +ve 2034-35: 0.19378; Gains in Water Available For Use / Savings in Demand under the selected programme (Ml/d) input as +ve 2035-36: 0.19538; Gains in Water Available For Use / Savings in Demand under the selected programme (Ml/d) input as +ve 2036-37: 0.197; Gains in Water Available For Use / Savings in Demand under the selected programme (Ml/d) input as +ve 2037-38: 0.19863; Gains in Water Available For Use / Savings in Demand under the selected programme (Ml/d) input as +ve 2038-39: 0.20029; Gains in Water Available For Use / Savings in Demand under the selected programme (Ml/d) input as +ve 2039-40: 0.20197; Gains in Water Available For Use / Savings in Demand under the selected programme (Ml/d) input as +ve 2040-41: 0.20365; Gains in Water Available For Use / Savings in Demand under the selected programme (Ml/d) input as +ve 2041-42: 0.20534; Gains in Water Available For Use / Savings in Demand under the selected programme (Ml/d) input as +ve 2042-43: 0.20705; Gains in Water Available For Use / Savings in Demand under the selected programme (Ml/d) input as +ve 2043-44: 0.20877; Gains in Water Available For Use / Savings in Demand under the selected programme (Ml/d) input as +ve 2044-45: 0.21049; Gains in Water Available For Use / Savings in Demand under the selected programme (Ml/d) input as +ve 2045-46: 0.21213; Gains in Water Available For Use / Savings in Demand under the selected programme (Ml/d) input as +ve 2046-47: 0.21379; Gains in Water Available For Use / Savings in Demand under the selected programme (Ml/d) input as +ve 2047-48: 0.21548; Gains in Water Available For Use / Savings in Demand under the selected programme (Ml/d) input as +ve 2048-49: 0.21719; Gains in Water Available For Use / Savings in Demand under the selected programme (Ml/d) input as +ve 2049-50: 0.21882
51dP | USPL_HH_MET.AWSRTW | USPL_HH_MET.AWSRTW | Supply pipe repairs / replacement | Customer Options | N | Preferred | AWSRTW | Ml/d | 2 | Gains in Water Available For Use / Savings in Demand under the selected programme (Ml/d) input as +ve 2019-20: 0; Gains in Water Available For Use / Savings in Demand under the selected programme (Ml/d) input as +ve 2020-21: 0; Gains in Water Available For Use / Savings in Demand under the selected programme (Ml/d) input as +ve 2021-22: 0; Gains in Water Available For Use / Savings in Demand under the selected programme (Ml/d) input as +ve 2022-23: 0; Gains in Water Available For Use / Savings in Demand under the selected programme (Ml/d) input as +ve 2023-24: 0; Gains in Water Available For Use / Savings in Demand under the selected programme (Ml/d) input as +ve 2024-25: 0; Gains in Water Available For Use / Savings in Demand under the selected programme (Ml/d) input as +ve 2025-26: 0.072222; Gains in Water Available For Use / Savings in Demand under the selected programme (Ml/d) input as +ve 2026-27: 0.091322; Gains in Water Available For Use / Savings in Demand under the selected programme (Ml/d) input as +ve 2027-28: 0.11052; Gains in Water Available For Use / Savings in Demand under the selected programme (Ml/d) input as +ve 2028-29: 0.12962; Gains in Water Available For Use / Savings in Demand under the selected programme (Ml/d) input as +ve 2029-30: 0.14892; Gains in Water Available For Use / Savings in Demand under the selected programme (Ml/d) input as +ve 2030-31: 0.16873; Gains in Water Available For Use / Savings in Demand under the selected programme (Ml/d) input as +ve 2031-32: 0.18897; Gains in Water Available For Use / Savings in Demand under the selected programme (Ml/d) input as +ve 2032-33: 0.19057; Gains in Water Available For Use / Savings in Demand under the selected programme (Ml/d) input as +ve 2033-34: 0.19216; Gains in Water Available For Use / Savings in Demand under the selected programme (Ml/d) input as +ve 2034-35: 0.19378; Gains in Water Available For Use / Savings in Demand under the selected programme (Ml/d) input as +ve 2035-36: 0.19538; Gains in Water Available For Use / Savings in Demand under the selected programme (Ml/d) input as +ve 2036-37: 0.197; Gains in Water Available For Use / Savings in Demand under the selected programme (Ml/d) input as +ve 2037-38: 0.19863; Gains in Water Available For Use / Savings in Demand under the selected programme (Ml/d) input as +ve 2038-39: 0.20029; Gains in Water Available For Use / Savings in Demand under the selected programme (Ml/d) input as +ve 2039-40: 0.20197; Gains in Water Available For Use / Savings in Demand under the selected programme (Ml/d) input as +ve 2040-41: 0.20365; Gains in Water Available For Use / Savings in Demand under the selected programme (Ml/d) input as +ve 2041-42: 0.20534; Gains in Water Available For Use / Savings in Demand under the selected programme (Ml/d) input as +ve 2042-43: 0.20705; Gains in Water Available For Use / Savings in Demand under the selected programme (Ml/d) input as +ve 2043-44: 0.20877; Gains in Water Available For Use / Savings in Demand under the selected programme (Ml/d) input as +ve 2044-45: 0.21049; Gains in Water Available For Use / Savings in Demand under the selected programme (Ml/d) input as +ve 2045-46: 0.21213; Gains in Water Available For Use / Savings in Demand under the selected programme (Ml/d) input as +ve 2046-47: 0.21379; Gains in Water Available For Use / Savings in Demand under the selected programme (Ml/d) input as +ve 2047-48: 0.21548; Gains in Water Available For Use / Savings in Demand under the selected programme (Ml/d) input as +ve 2048-49: 0.21719; Gains in Water Available For Use / Savings in Demand under the selected programme (Ml/d) input as +ve 2049-50: 0.21882
51dF | USPL_ShSupplies.AWSRTW | USPL_ShSupplies.AWSRTW | Supply pipe repairs / replacement | Customer Options | N | Least Cost | AWSRTW | Ml/d | 2 | Gains in Water Available For Use / Savings in Demand under the selected programme (Ml/d) input as +ve 2019-20: 0; Gains in Water Available For Use / Savings in Demand under the selected programme (Ml/d) input as +ve 2020-21: 0; Gains in Water Available For Use / Savings in Demand under the selected programme (Ml/d) input as +ve 2021-22: 0; Gains in Water Available For Use / Savings in Demand under the selected programme (Ml/d) input as +ve 2022-23: 0; Gains in Water Available For Use / Savings in Demand under the selected programme (Ml/d) input as +ve 2023-24: 0; Gains in Water Available For Use / Savings in Demand under the selected programme (Ml/d) input as +ve 2024-25: 0; Gains in Water Available For Use / Savings in Demand under the selected programme (Ml/d) input as +ve 2025-26: 0; Gains in Water Available For Use / Savings in Demand under the selected programme (Ml/d) input as +ve 2026-27: 0.041775; Gains in Water Available For Use / Savings in Demand under the selected programme (Ml/d) input as +ve 2027-28: 0.041775; Gains in Water Available For Use / Savings in Demand under the selected programme (Ml/d) input as +ve 2028-29: 0.041775; Gains in Water Available For Use / Savings in Demand under the selected programme (Ml/d) input as +ve 2029-30: 0.041775; Gains in Water Available For Use / Savings in Demand under the selected programme (Ml/d) input as +ve 2030-31: 0.041775; Gains in Water Available For Use / Savings in Demand under the selected programme (Ml/d) input as +ve 2031-32: 0.041775; Gains in Water Available For Use / Savings in Demand under the selected programme (Ml/d) input as +ve 2032-33: 0.041775; Gains in Water Available For Use / Savings in Demand under the selected programme (Ml/d) input as +ve 2033-34: 0.041775; Gains in Water Available For Use / Savings in Demand under the selected programme (Ml/d) input as +ve 2034-35: 0.041775; Gains in Water Available For Use / Savings in Demand under the selected programme (Ml/d) input as +ve 2035-36: 0.041775; Gains in Water Available For Use / Savings in Demand under the selected programme (Ml/d) input as +ve 2036-37: 0.041775; Gains in Water Available For Use / Savings in Demand under the selected programme (Ml/d) input as +ve 2037-38: 0.041775; Gains in Water Available For Use / Savings in Demand under the selected programme (Ml/d) input as +ve 2038-39: 0.041775; Gains in Water Available For Use / Savings in Demand under the selected programme (Ml/d) input as +ve 2039-40: 0.041775; Gains in Water Available For Use / Savings in Demand under the selected programme (Ml/d) input as +ve 2040-41: 0.041775; Gains in Water Available For Use / Savings in Demand under the selected programme (Ml/d) input as +ve 2041-42: 0.041775; Gains in Water Available For Use / Savings in Demand under the selected programme (Ml/d) input as +ve 2042-43: 0.041775; Gains in Water Available For Use / Savings in Demand under the selected programme (Ml/d) input as +ve 2043-44: 0.041775; Gains in Water Available For Use / Savings in Demand under the selected programme (Ml/d) input as +ve 2044-45: 0.041775; Gains in Water Available For Use / Savings in Demand under the selected programme (Ml/d) input as +ve 2045-46: 0.041775; Gains in Water Available For Use / Savings in Demand under the selected programme (Ml/d) input as +ve 2046-47: 0.041775; Gains in Water Available For Use / Savings in Demand under the selected programme (Ml/d) input as +ve 2047-48: 0.041775; Gains in Water Available For Use / Savings in Demand under the selected programme (Ml/d) input as +ve 2048-49: 0.041775; Gains in Water Available For Use / Savings in Demand under the selected programme (Ml/d) input as +ve 2049-50: 0.041775
51dF | USPL_ShSupplies.AWSRTW | USPL_ShSupplies.AWSRTW | Supply pipe repairs / replacement | Customer Options | N | Ofwat Core | AWSRTW | Ml/d | 2 | Gains in Water Available For Use / Savings in Demand under the selected programme (Ml/d) input as +ve 2019-20: 0; Gains in Water Available For Use / Savings in Demand under the selected programme (Ml/d) input as +ve 2020-21: 0; Gains in Water Available For Use / Savings in Demand under the selected programme (Ml/d) input as +ve 2021-22: 0; Gains in Water Available For Use / Savings in Demand under the selected programme (Ml/d) input as +ve 2022-23: 0; Gains in Water Available For Use / Savings in Demand under the selected programme (Ml/d) input as +ve 2023-24: 0; Gains in Water Available For Use / Savings in Demand under the selected programme (Ml/d) input as +ve 2024-25: 0; Gains in Water Available For Use / Savings in Demand under the selected programme (Ml/d) input as +ve 2025-26: 0; Gains in Water Available For Use / Savings in Demand under the selected programme (Ml/d) input as +ve 2026-27: 0.041775; Gains in Water Available For Use / Savings in Demand under the selected programme (Ml/d) input as +ve 2027-28: 0.041775; Gains in Water Available For Use / Savings in Demand under the selected programme (Ml/d) input as +ve 2028-29: 0.041775; Gains in Water Available For Use / Savings in Demand under the selected programme (Ml/d) input as +ve 2029-30: 0.041775; Gains in Water Available For Use / Savings in Demand under the selected programme (Ml/d) input as +ve 2030-31: 0.041775; Gains in Water Available For Use / Savings in Demand under the selected programme (Ml/d) input as +ve 2031-32: 0.041775; Gains in Water Available For Use / Savings in Demand under the selected programme (Ml/d) input as +ve 2032-33: 0.041775; Gains in Water Available For Use / Savings in Demand under the selected programme (Ml/d) input as +ve 2033-34: 0.041775; Gains in Water Available For Use / Savings in Demand under the selected programme (Ml/d) input as +ve 2034-35: 0.041775; Gains in Water Available For Use / Savings in Demand under the selected programme (Ml/d) input as +ve 2035-36: 0.041775; Gains in Water Available For Use / Savings in Demand under the selected programme (Ml/d) input as +ve 2036-37: 0.041775; Gains in Water Available For Use / Savings in Demand under the selected programme (Ml/d) input as +ve 2037-38: 0.041775; Gains in Water Available For Use / Savings in Demand under the selected programme (Ml/d) input as +ve 2038-39: 0.041775; Gains in Water Available For Use / Savings in Demand under the selected programme (Ml/d) input as +ve 2039-40: 0.041775; Gains in Water Available For Use / Savings in Demand under the selected programme (Ml/d) input as +ve 2040-41: 0.041775; Gains in Water Available For Use / Savings in Demand under the selected programme (Ml/d) input as +ve 2041-42: 0.041775; Gains in Water Available For Use / Savings in Demand under the selected programme (Ml/d) input as +ve 2042-43: 0.041775; Gains in Water Available For Use / Savings in Demand under the selected programme (Ml/d) input as +ve 2043-44: 0.041775; Gains in Water Available For Use / Savings in Demand under the selected programme (Ml/d) input as +ve 2044-45: 0.041775; Gains in Water Available For Use / Savings in Demand under the selected programme (Ml/d) input as +ve 2045-46: 0.041775; Gains in Water Available For Use / Savings in Demand under the selected programme (Ml/d) input as +ve 2046-47: 0.041775; Gains in Water Available For Use / Savings in Demand under the selected programme (Ml/d) input as +ve 2047-48: 0.041775; Gains in Water Available For Use / Savings in Demand under the selected programme (Ml/d) input as +ve 2048-49: 0.041775; Gains in Water Available For Use / Savings in Demand under the selected programme (Ml/d) input as +ve 2049-50: 0.041775
51dP | USPL_ShSupplies.AWSRTW | USPL_ShSupplies.AWSRTW | Supply pipe repairs / replacement | Customer Options | N | Preferred | AWSRTW | Ml/d | 2 | Gains in Water Available For Use / Savings in Demand under the selected programme (Ml/d) input as +ve 2019-20: 0; Gains in Water Available For Use / Savings in Demand under the selected programme (Ml/d) input as +ve 2020-21: 0; Gains in Water Available For Use / Savings in Demand under the selected programme (Ml/d) input as +ve 2021-22: 0; Gains in Water Available For Use / Savings in Demand under the selected programme (Ml/d) input as +ve 2022-23: 0; Gains in Water Available For Use / Savings in Demand under the selected programme (Ml/d) input as +ve 2023-24: 0; Gains in Water Available For Use / Savings in Demand under the selected programme (Ml/d) input as +ve 2024-25: 0; Gains in Water Available For Use / Savings in Demand under the selected programme (Ml/d) input as +ve 2025-26: 0; Gains in Water Available For Use / Savings in Demand under the selected programme (Ml/d) input as +ve 2026-27: 0.041775; Gains in Water Available For Use / Savings in Demand under the selected programme (Ml/d) input as +ve 2027-28: 0.041775; Gains in Water Available For Use / Savings in Demand under the selected programme (Ml/d) input as +ve 2028-29: 0.041775; Gains in Water Available For Use / Savings in Demand under the selected programme (Ml/d) input as +ve 2029-30: 0.041775; Gains in Water Available For Use / Savings in Demand under the selected programme (Ml/d) input as +ve 2030-31: 0.041775; Gains in Water Available For Use / Savings in Demand under the selected programme (Ml/d) input as +ve 2031-32: 0.041775; Gains in Water Available For Use / Savings in Demand under the selected programme (Ml/d) input as +ve 2032-33: 0.041775; Gains in Water Available For Use / Savings in Demand under the selected programme (Ml/d) input as +ve 2033-34: 0.041775; Gains in Water Available For Use / Savings in Demand under the selected programme (Ml/d) input as +ve 2034-35: 0.041775; Gains in Water Available For Use / Savings in Demand under the selected programme (Ml/d) input as +ve 2035-36: 0.041775; Gains in Water Available For Use / Savings in Demand under the selected programme (Ml/d) input as +ve 2036-37: 0.041775; Gains in Water Available For Use / Savings in Demand under the selected programme (Ml/d) input as +ve 2037-38: 0.041775; Gains in Water Available For Use / Savings in Demand under the selected programme (Ml/d) input as +ve 2038-39: 0.041775; Gains in Water Available For Use / Savings in Demand under the selected programme (Ml/d) input as +ve 2039-40: 0.041775; Gains in Water Available For Use / Savings in Demand under the selected programme (Ml/d) input as +ve 2040-41: 0.041775; Gains in Water Available For Use / Savings in Demand under the selected programme (Ml/d) input as +ve 2041-42: 0.041775; Gains in Water Available For Use / Savings in Demand under the selected programme (Ml/d) input as +ve 2042-43: 0.041775; Gains in Water Available For Use / Savings in Demand under the selected programme (Ml/d) input as +ve 2043-44: 0.041775; Gains in Water Available For Use / Savings in Demand under the selected programme (Ml/d) input as +ve 2044-45: 0.041775; Gains in Water Available For Use / Savings in Demand under the selected programme (Ml/d) input as +ve 2045-46: 0.041775; Gains in Water Available For Use / Savings in Demand under the selected programme (Ml/d) input as +ve 2046-47: 0.041775; Gains in Water Available For Use / Savings in Demand under the selected programme (Ml/d) input as +ve 2047-48: 0.041775; Gains in Water Available For Use / Savings in Demand under the selected programme (Ml/d) input as +ve 2048-49: 0.041775; Gains in Water Available For Use / Savings in Demand under the selected programme (Ml/d) input as +ve 2049-50: 0.041775
52cA | Adjustment to existing potable water import | EI14 | Internal potable transfer | Distribution Options | N | Ofwat Core | AWSRTW | Ml/d | 2 | Gains in Water Available For Use / Savings in Demand under the selected programme (Ml/d) input as +ve 2025-26: -16.17; Gains in Water Available For Use / Savings in Demand under the selected programme (Ml/d) input as +ve 2026-27: -16.95; Gains in Water Available For Use / Savings in Demand under the selected programme (Ml/d) input as +ve 2027-28: -16.57; Gains in Water Available For Use / Savings in Demand under the selected programme (Ml/d) input as +ve 2028-29: -1.06; Gains in Water Available For Use / Savings in Demand under the selected programme (Ml/d) input as +ve 2029-30: -1.5; Gains in Water Available For Use / Savings in Demand under the selected programme (Ml/d) input as +ve 2030-31: -1.67; Gains in Water Available For Use / Savings in Demand under the selected programme (Ml/d) input as +ve 2031-32: -2.19; Gains in Water Available For Use / Savings in Demand under the selected programme (Ml/d) input as +ve 2032-33: -2.27; Gains in Water Available For Use / Savings in Demand under the selected programme (Ml/d) input as +ve 2033-34: -2.36; Gains in Water Available For Use / Savings in Demand under the selected programme (Ml/d) input as +ve 2034-35: -2.52; Gains in Water Available For Use / Savings in Demand under the selected programme (Ml/d) input as +ve 2035-36: -2.64; Gains in Water Available For Use / Savings in Demand under the selected programme (Ml/d) input as +ve 2036-37: -2.98; Gains in Water Available For Use / Savings in Demand under the selected programme (Ml/d) input as +ve 2037-38: -3.15; Gains in Water Available For Use / Savings in Demand under the selected programme (Ml/d) input as +ve 2038-39: -3.31; Gains in Water Available For Use / Savings in Demand under the selected programme (Ml/d) input as +ve 2039-40: -3.49; Gains in Water Available For Use / Savings in Demand under the selected programme (Ml/d) input as +ve 2040-41: -3.64; Gains in Water Available For Use / Savings in Demand under the selected programme (Ml/d) input as +ve 2041-42: -3.8; Gains in Water Available For Use / Savings in Demand under the selected programme (Ml/d) input as +ve 2042-43: -3.96; Gains in Water Available For Use / Savings in Demand under the selected programme (Ml/d) input as +ve 2043-44: -4.12; Gains in Water Available For Use / Savings in Demand under the selected programme (Ml/d) input as +ve 2044-45: -4.28; Gains in Water Available For Use / Savings in Demand under the selected programme (Ml/d) input as +ve 2045-46: -4.5; Gains in Water Available For Use / Savings in Demand under the selected programme (Ml/d) input as +ve 2046-47: -4.64; Gains in Water Available For Use / Savings in Demand under the selected programme (Ml/d) input as +ve 2047-48: -4.74; Gains in Water Available For Use / Savings in Demand under the selected programme (Ml/d) input as +ve 2048-49: -4.9; Gains in Water Available For Use / Savings in Demand under the selected programme (Ml/d) input as +ve 2049-50: -5.01
52cA | Adjustment to existing potable water export | EE13 | Internal potable transfer | Distribution Options | N | Ofwat Core | AWSRTW | Ml/d | 2 | Gains in Water Available For Use / Savings in Demand under the selected programme (Ml/d) input as +ve 2025-26: 15.6; Gains in Water Available For Use / Savings in Demand under the selected programme (Ml/d) input as +ve 2026-27: 16.19; Gains in Water Available For Use / Savings in Demand under the selected programme (Ml/d) input as +ve 2027-28: 15.67; Gains in Water Available For Use / Savings in Demand under the selected programme (Ml/d) input as +ve 2028-29: 0; Gains in Water Available For Use / Savings in Demand under the selected programme (Ml/d) input as +ve 2029-30: 0; Gains in Water Available For Use / Savings in Demand under the selected programme (Ml/d) input as +ve 2030-31: 0; Gains in Water Available For Use / Savings in Demand under the selected programme (Ml/d) input as +ve 2031-32: 0; Gains in Water Available For Use / Savings in Demand under the selected programme (Ml/d) input as +ve 2032-33: 0; Gains in Water Available For Use / Savings in Demand under the selected programme (Ml/d) input as +ve 2033-34: 0; Gains in Water Available For Use / Savings in Demand under the selected programme (Ml/d) input as +ve 2034-35: 0; Gains in Water Available For Use / Savings in Demand under the selected programme (Ml/d) input as +ve 2035-36: 0; Gains in Water Available For Use / Savings in Demand under the selected programme (Ml/d) input as +ve 2036-37: 0; Gains in Water Available For Use / Savings in Demand under the selected programme (Ml/d) input as +ve 2037-38: 0; Gains in Water Available For Use / Savings in Demand under the selected programme (Ml/d) input as +ve 2038-39: 0; Gains in Water Available For Use / Savings in Demand under the selected programme (Ml/d) input as +ve 2039-40: 0; Gains in Water Available For Use / Savings in Demand under the selected programme (Ml/d) input as +ve 2040-41: 0; Gains in Water Available For Use / Savings in Demand under the selected programme (Ml/d) input as +ve 2041-42: 0; Gains in Water Available For Use / Savings in Demand under the selected programme (Ml/d) input as +ve 2042-43: 0; Gains in Water Available For Use / Savings in Demand under the selected programme (Ml/d) input as +ve 2043-44: 0; Gains in Water Available For Use / Savings in Demand under the selected programme (Ml/d) input as +ve 2044-45: 0; Gains in Water Available For Use / Savings in Demand under the selected programme (Ml/d) input as +ve 2045-46: 0; Gains in Water Available For Use / Savings in Demand under the selected programme (Ml/d) input as +ve 2046-47: 0; Gains in Water Available For Use / Savings in Demand under the selected programme (Ml/d) input as +ve 2047-48: 0; Gains in Water Available For Use / Savings in Demand under the selected programme (Ml/d) input as +ve 2048-49: 0; Gains in Water Available For Use / Savings in Demand under the selected programme (Ml/d) input as +ve 2049-50: 0
52cA | Adjustment to existing potable water import | EI14 | Internal potable transfer | Distribution Options | N | Least Cost | AWSRTW | Ml/d | 2 | Gains in Water Available For Use / Savings in Demand under the selected programme (Ml/d) input as +ve 2025-26: -16.17; Gains in Water Available For Use / Savings in Demand under the selected programme (Ml/d) input as +ve 2026-27: -16.95; Gains in Water Available For Use / Savings in Demand under the selected programme (Ml/d) input as +ve 2027-28: -16.57; Gains in Water Available For Use / Savings in Demand under the selected programme (Ml/d) input as +ve 2028-29: -1.06; Gains in Water Available For Use / Savings in Demand under the selected programme (Ml/d) input as +ve 2029-30: -1.5; Gains in Water Available For Use / Savings in Demand under the selected programme (Ml/d) input as +ve 2030-31: -1.67; Gains in Water Available For Use / Savings in Demand under the selected programme (Ml/d) input as +ve 2031-32: -2.19; Gains in Water Available For Use / Savings in Demand under the selected programme (Ml/d) input as +ve 2032-33: -2.27; Gains in Water Available For Use / Savings in Demand under the selected programme (Ml/d) input as +ve 2033-34: -2.36; Gains in Water Available For Use / Savings in Demand under the selected programme (Ml/d) input as +ve 2034-35: -2.52; Gains in Water Available For Use / Savings in Demand under the selected programme (Ml/d) input as +ve 2035-36: -2.64; Gains in Water Available For Use / Savings in Demand under the selected programme (Ml/d) input as +ve 2036-37: -2.98; Gains in Water Available For Use / Savings in Demand under the selected programme (Ml/d) input as +ve 2037-38: -3.15; Gains in Water Available For Use / Savings in Demand under the selected programme (Ml/d) input as +ve 2038-39: -3.31; Gains in Water Available For Use / Savings in Demand under the selected programme (Ml/d) input as +ve 2039-40: -3.49; Gains in Water Available For Use / Savings in Demand under the selected programme (Ml/d) input as +ve 2040-41: -3.64; Gains in Water Available For Use / Savings in Demand under the selected programme (Ml/d) input as +ve 2041-42: -3.8; Gains in Water Available For Use / Savings in Demand under the selected programme (Ml/d) input as +ve 2042-43: -3.96; Gains in Water Available For Use / Savings in Demand under the selected programme (Ml/d) input as +ve 2043-44: -4.12; Gains in Water Available For Use / Savings in Demand under the selected programme (Ml/d) input as +ve 2044-45: -4.28; Gains in Water Available For Use / Savings in Demand under the selected programme (Ml/d) input as +ve 2045-46: -4.5; Gains in Water Available For Use / Savings in Demand under the selected programme (Ml/d) input as +ve 2046-47: -4.64; Gains in Water Available For Use / Savings in Demand under the selected programme (Ml/d) input as +ve 2047-48: -4.74; Gains in Water Available For Use / Savings in Demand under the selected programme (Ml/d) input as +ve 2048-49: -4.9; Gains in Water Available For Use / Savings in Demand under the selected programme (Ml/d) input as +ve 2049-50: -5.01
52cA | Adjustment to existing potable water export | EE13 | Internal potable transfer | Distribution Options | N | Least Cost | AWSRTW | Ml/d | 2 | Gains in Water Available For Use / Savings in Demand under the selected programme (Ml/d) input as +ve 2025-26: 15.6; Gains in Water Available For Use / Savings in Demand under the selected programme (Ml/d) input as +ve 2026-27: 16.19; Gains in Water Available For Use / Savings in Demand under the selected programme (Ml/d) input as +ve 2027-28: 15.67; Gains in Water Available For Use / Savings in Demand under the selected programme (Ml/d) input as +ve 2028-29: 0; Gains in Water Available For Use / Savings in Demand under the selected programme (Ml/d) input as +ve 2029-30: 0; Gains in Water Available For Use / Savings in Demand under the selected programme (Ml/d) input as +ve 2030-31: 0; Gains in Water Available For Use / Savings in Demand under the selected programme (Ml/d) input as +ve 2031-32: 0; Gains in Water Available For Use / Savings in Demand under the selected programme (Ml/d) input as +ve 2032-33: 0; Gains in Water Available For Use / Savings in Demand under the selected programme (Ml/d) input as +ve 2033-34: 0; Gains in Water Available For Use / Savings in Demand under the selected programme (Ml/d) input as +ve 2034-35: 0; Gains in Water Available For Use / Savings in Demand under the selected programme (Ml/d) input as +ve 2035-36: 0; Gains in Water Available For Use / Savings in Demand under the selected programme (Ml/d) input as +ve 2036-37: 0; Gains in Water Available For Use / Savings in Demand under the selected programme (Ml/d) input as +ve 2037-38: 0; Gains in Water Available For Use / Savings in Demand under the selected programme (Ml/d) input as +ve 2038-39: 0; Gains in Water Available For Use / Savings in Demand under the selected programme (Ml/d) input as +ve 2039-40: 0; Gains in Water Available For Use / Savings in Demand under the selected programme (Ml/d) input as +ve 2040-41: 0; Gains in Water Available For Use / Savings in Demand under the selected programme (Ml/d) input as +ve 2041-42: 0; Gains in Water Available For Use / Savings in Demand under the selected programme (Ml/d) input as +ve 2042-43: 0; Gains in Water Available For Use / Savings in Demand under the selected programme (Ml/d) input as +ve 2043-44: 0; Gains in Water Available For Use / Savings in Demand under the selected programme (Ml/d) input as +ve 2044-45: 0; Gains in Water Available For Use / Savings in Demand under the selected programme (Ml/d) input as +ve 2045-46: 0; Gains in Water Available For Use / Savings in Demand under the selected programme (Ml/d) input as +ve 2046-47: 0; Gains in Water Available For Use / Savings in Demand under the selected programme (Ml/d) input as +ve 2047-48: 0; Gains in Water Available For Use / Savings in Demand under the selected programme (Ml/d) input as +ve 2048-49: 0; Gains in Water Available For Use / Savings in Demand under the selected programme (Ml/d) input as +ve 2049-50: 0
52cP | Adjustment to existing potable water import | EI14 | Internal potable transfer | Distribution Options | N | Preferred | AWSRTW | Ml/d | 2 | Gains in Water Available For Use / Savings in Demand under the selected programme (Ml/d) input as +ve 2025-26: -16.17; Gains in Water Available For Use / Savings in Demand under the selected programme (Ml/d) input as +ve 2026-27: -16.95; Gains in Water Available For Use / Savings in Demand under the selected programme (Ml/d) input as +ve 2027-28: -16.57; Gains in Water Available For Use / Savings in Demand under the selected programme (Ml/d) input as +ve 2028-29: -1.06; Gains in Water Available For Use / Savings in Demand under the selected programme (Ml/d) input as +ve 2029-30: -1.5; Gains in Water Available For Use / Savings in Demand under the selected programme (Ml/d) input as +ve 2030-31: -1.67; Gains in Water Available For Use / Savings in Demand under the selected programme (Ml/d) input as +ve 2031-32: -2.19; Gains in Water Available For Use / Savings in Demand under the selected programme (Ml/d) input as +ve 2032-33: -2.27; Gains in Water Available For Use / Savings in Demand under the selected programme (Ml/d) input as +ve 2033-34: -2.36; Gains in Water Available For Use / Savings in Demand under the selected programme (Ml/d) input as +ve 2034-35: -2.52; Gains in Water Available For Use / Savings in Demand under the selected programme (Ml/d) input as +ve 2035-36: -2.64; Gains in Water Available For Use / Savings in Demand under the selected programme (Ml/d) input as +ve 2036-37: -2.98; Gains in Water Available For Use / Savings in Demand under the selected programme (Ml/d) input as +ve 2037-38: -3.15; Gains in Water Available For Use / Savings in Demand under the selected programme (Ml/d) input as +ve 2038-39: -3.31; Gains in Water Available For Use / Savings in Demand under the selected programme (Ml/d) input as +ve 2039-40: -3.49; Gains in Water Available For Use / Savings in Demand under the selected programme (Ml/d) input as +ve 2040-41: -3.64; Gains in Water Available For Use / Savings in Demand under the selected programme (Ml/d) input as +ve 2041-42: -3.8; Gains in Water Available For Use / Savings in Demand under the selected programme (Ml/d) input as +ve 2042-43: -3.96; Gains in Water Available For Use / Savings in Demand under the selected programme (Ml/d) input as +ve 2043-44: -4.12; Gains in Water Available For Use / Savings in Demand under the selected programme (Ml/d) input as +ve 2044-45: -4.28; Gains in Water Available For Use / Savings in Demand under the selected programme (Ml/d) input as +ve 2045-46: -4.5; Gains in Water Available For Use / Savings in Demand under the selected programme (Ml/d) input as +ve 2046-47: -4.64; Gains in Water Available For Use / Savings in Demand under the selected programme (Ml/d) input as +ve 2047-48: -4.74; Gains in Water Available For Use / Savings in Demand under the selected programme (Ml/d) input as +ve 2048-49: -4.9; Gains in Water Available For Use / Savings in Demand under the selected programme (Ml/d) input as +ve 2049-50: -5.01
52cP | Adjustment to existing potable water export | EE13 | Internal potable transfer | Distribution Options | N | Preferred | AWSRTW | Ml/d | 2 | Gains in Water Available For Use / Savings in Demand under the selected programme (Ml/d) input as +ve 2025-26: 15.6; Gains in Water Available For Use / Savings in Demand under the selected programme (Ml/d) input as +ve 2026-27: 16.19; Gains in Water Available For Use / Savings in Demand under the selected programme (Ml/d) input as +ve 2027-28: 15.67; Gains in Water Available For Use / Savings in Demand under the selected programme (Ml/d) input as +ve 2028-29: 0; Gains in Water Available For Use / Savings in Demand under the selected programme (Ml/d) input as +ve 2029-30: 0; Gains in Water Available For Use / Savings in Demand under the selected programme (Ml/d) input as +ve 2030-31: 0; Gains in Water Available For Use / Savings in Demand under the selected programme (Ml/d) input as +ve 2031-32: 0; Gains in Water Available For Use / Savings in Demand under the selected programme (Ml/d) input as +ve 2032-33: 0; Gains in Water Available For Use / Savings in Demand under the selected programme (Ml/d) input as +ve 2033-34: 0; Gains in Water Available For Use / Savings in Demand under the selected programme (Ml/d) input as +ve 2034-35: 0; Gains in Water Available For Use / Savings in Demand under the selected programme (Ml/d) input as +ve 2035-36: 0; Gains in Water Available For Use / Savings in Demand under the selected programme (Ml/d) input as +ve 2036-37: 0; Gains in Water Available For Use / Savings in Demand under the selected programme (Ml/d) input as +ve 2037-38: 0; Gains in Water Available For Use / Savings in Demand under the selected programme (Ml/d) input as +ve 2038-39: 0; Gains in Water Available For Use / Savings in Demand under the selected programme (Ml/d) input as +ve 2039-40: 0; Gains in Water Available For Use / Savings in Demand under the selected programme (Ml/d) input as +ve 2040-41: 0; Gains in Water Available For Use / Savings in Demand under the selected programme (Ml/d) input as +ve 2041-42: 0; Gains in Water Available For Use / Savings in Demand under the selected programme (Ml/d) input as +ve 2042-43: 0; Gains in Water Available For Use / Savings in Demand under the selected programme (Ml/d) input as +ve 2043-44: 0; Gains in Water Available For Use / Savings in Demand under the selected programme (Ml/d) input as +ve 2044-45: 0; Gains in Water Available For Use / Savings in Demand under the selected programme (Ml/d) input as +ve 2045-46: 0; Gains in Water Available For Use / Savings in Demand under the selected programme (Ml/d) input as +ve 2046-47: 0; Gains in Water Available For Use / Savings in Demand under the selected programme (Ml/d) input as +ve 2047-48: 0; Gains in Water Available For Use / Savings in Demand under the selected programme (Ml/d) input as +ve 2048-49: 0; Gains in Water Available For Use / Savings in Demand under the selected programme (Ml/d) input as +ve 2049-50: 0
51cF | CC Mains Replacement.AWSRTW | CC Mains Replacement.AWSRTW | Mains replacement (not trunk mains) | Distribution Options | N | Least Cost | AWSRTW | Ml/d | 2 | 0 | 0 | 0 | 0 | 0 | 0 | 0.002204 | 0.0044079 | 0.0066119 | 0.0088158 | 0.01102 | 0.013224 | 0.015428 | 0.017632 | 0.019836 | 0.02204 | 0.024244 | 0.026447 | 0.028651 | 0.030855 | 0.033059 | 0.035263 | 0.037467 | 0.039671 | 0.041875 | 0.044079 | 0.046283 | 0.048487 | 0.050691 | 0.052895 | 0.055099 | 0.057303 | 0.059507 | 0.061711 | 0.063915 | 0.066119 | 0.068323 | 0.070527 | 0.072731 | 0.074935 | 0.077139 | 0.079342 | 0.081546 | 0.08375 | 0.085954 | 0.088158 | 0.090362 | 0.092566 | 0.09477 | 0.096974 | 0.099178 | 0.10138 | 0.10359 | 0.10579 | 0.10799 | 0.1102 | 0.1124 | 0.11461 | 0.11681 | 0.11901 | 0.12122 | 0.12342 | 0.12563 | 0.12783 | 0.13003 | 0.13224 | 0.13444 | 0.13665 | 0.13885 | 0.14105 | 0.14326 | 0.14546 | 0.14767 | 0.14987 | 0.15207 | 0.15428 | 0.15648 | 0.15868 | 0.16089 | 0.16309 | 0.1653
51cF | CC Mains Replacement.AWSRTW | CC Mains Replacement.AWSRTW | Mains replacement (not trunk mains) | Distribution Options | N | Ofwat Core | AWSRTW | Ml/d | 2 | 0 | 0 | 0 | 0 | 0 | 0 | 0.002204 | 0.0044079 | 0.0066119 | 0.0088158 | 0.01102 | 0.013224 | 0.015428 | 0.017632 | 0.019836 | 0.02204 | 0.024244 | 0.026447 | 0.028651 | 0.030855 | 0.033059 | 0.035263 | 0.037467 | 0.039671 | 0.041875 | 0.044079 | 0.046283 | 0.048487 | 0.050691 | 0.052895 | 0.055099 | 0.057303 | 0.059507 | 0.061711 | 0.063915 | 0.066119 | 0.068323 | 0.070527 | 0.072731 | 0.074935 | 0.077139 | 0.079342 | 0.081546 | 0.08375 | 0.085954 | 0.088158 | 0.090362 | 0.092566 | 0.09477 | 0.096974 | 0.099178 | 0.10138 | 0.10359 | 0.10579 | 0.10799 | 0.1102 | 0.1124 | 0.11461 | 0.11681 | 0.11901 | 0.12122 | 0.12342 | 0.12563 | 0.12783 | 0.13003 | 0.13224 | 0.13444 | 0.13665 | 0.13885 | 0.14105 | 0.14326 | 0.14546 | 0.14767 | 0.14987 | 0.15207 | 0.15428 | 0.15648 | 0.15868 | 0.16089 | 0.16309 | 0.1653
51cP | CC Mains Replacement.AWSRTW | CC Mains Replacement.AWSRTW | Mains replacement (not trunk mains) | Distribution Options | N | Preferred | AWSRTW | Ml/d | 2 | 0 | 0 | 0 | 0 | 0 | 0 | 0.002204 | 0.0044079 | 0.0066119 | 0.0088158 | 0.01102 | 0.013224 | 0.015428 | 0.017632 | 0.019836 | 0.02204 | 0.024244 | 0.026447 | 0.028651 | 0.030855 | 0.033059 | 0.035263 | 0.037467 | 0.039671 | 0.041875 | 0.044079 | 0.046283 | 0.048487 | 0.050691 | 0.052895 | 0.055099 | 0.057303 | 0.059507 | 0.061711 | 0.063915 | 0.066119 | 0.068323 | 0.070527 | 0.072731 | 0.074935 | 0.077139 | 0.079342 | 0.081546 | 0.08375 | 0.085954 | 0.088158 | 0.090362 | 0.092566 | 0.09477 | 0.096974 | 0.099178 | 0.10138 | 0.10359 | 0.10579 | 0.10799 | 0.1102 | 0.1124 | 0.11461 | 0.11681 | 0.11901 | 0.12122 | 0.12342 | 0.12563 | 0.12783 | 0.13003 | 0.13224 | 0.13444 | 0.13665 | 0.13885 | 0.14105 | 0.14326 | 0.14546 | 0.14767 | 0.14987 | 0.15207 | 0.15428 | 0.15648 | 0.15868 | 0.16089 | 0.16309 | 0.1653
52aA | South Humber Bank non-potable desal (Mablethorpe seawater) | SHB9 | Desalination | Resource Options | N | Ofwat Core | AWSSHB | Ml/d | 2 | Gains in Water Available For Use / Savings in Demand under the selected programme (Ml/d) input as +ve 2025-26: 0; Gains in Water Available For Use / Savings in Demand under the selected programme (Ml/d) input as +ve 2026-27: 0; Gains in Water Available For Use / Savings in Demand under the selected programme (Ml/d) input as +ve 2027-28: 0; Gains in Water Available For Use / Savings in Demand under the selected programme (Ml/d) input as +ve 2028-29: 0; Gains in Water Available For Use / Savings in Demand under the selected programme (Ml/d) input as +ve 2029-30: 0; Gains in Water Available For Use / Savings in Demand under the selected programme (Ml/d) input as +ve 2030-31: 0; Gains in Water Available For Use / Savings in Demand under the selected programme (Ml/d) input as +ve 2031-32: 0; Gains in Water Available For Use / Savings in Demand under the selected programme (Ml/d) input as +ve 2032-33: 0; Gains in Water Available For Use / Savings in Demand under the selected programme (Ml/d) input as +ve 2033-34: 0; Gains in Water Available For Use / Savings in Demand under the selected programme (Ml/d) input as +ve 2034-35: 0; Gains in Water Available For Use / Savings in Demand under the selected programme (Ml/d) input as +ve 2035-36: 0; Gains in Water Available For Use / Savings in Demand under the selected programme (Ml/d) input as +ve 2036-37: 60; Gains in Water Available For Use / Savings in Demand under the selected programme (Ml/d) input as +ve 2037-38: 60; Gains in Water Available For Use / Savings in Demand under the selected programme (Ml/d) input as +ve 2038-39: 60; Gains in Water Available For Use / Savings in Demand under the selected programme (Ml/d) input as +ve 2039-40: 60; Gains in Water Available For Use / Savings in Demand under the selected programme (Ml/d) input as +ve 2040-41: 60; Gains in Water Available For Use / Savings in Demand under the selected programme (Ml/d) input as +ve 2041-42: 60; Gains in Water Available For Use / Savings in Demand under the selected programme (Ml/d) input as +ve 2042-43: 60; Gains in Water Available For Use / Savings in Demand under the selected programme (Ml/d) input as +ve 2043-44: 60; Gains in Water Available For Use / Savings in Demand under the selected programme (Ml/d) input as +ve 2044-45: 60; Gains in Water Available For Use / Savings in Demand under the selected programme (Ml/d) input as +ve 2045-46: 60; Gains in Water Available For Use / Savings in Demand under the selected programme (Ml/d) input as +ve 2046-47: 60; Gains in Water Available For Use / Savings in Demand under the selected programme (Ml/d) input as +ve 2047-48: 60; Gains in Water Available For Use / Savings in Demand under the selected programme (Ml/d) input as +ve 2048-49: 60; Gains in Water Available For Use / Savings in Demand under the selected programme (Ml/d) input as +ve 2049-50: 60
52aA | South Humber Bank non-potable desal (Mablethorpe seawater) | SHB9 | Desalination | Resource Options | N | Least Cost | AWSSHB | Ml/d | 2 | Gains in Water Available For Use / Savings in Demand under the selected programme (Ml/d) input as +ve 2025-26: 0; Gains in Water Available For Use / Savings in Demand under the selected programme (Ml/d) input as +ve 2026-27: 0; Gains in Water Available For Use / Savings in Demand under the selected programme (Ml/d) input as +ve 2027-28: 0; Gains in Water Available For Use / Savings in Demand under the selected programme (Ml/d) input as +ve 2028-29: 0; Gains in Water Available For Use / Savings in Demand under the selected programme (Ml/d) input as +ve 2029-30: 0; Gains in Water Available For Use / Savings in Demand under the selected programme (Ml/d) input as +ve 2030-31: 0; Gains in Water Available For Use / Savings in Demand under the selected programme (Ml/d) input as +ve 2031-32: 0; Gains in Water Available For Use / Savings in Demand under the selected programme (Ml/d) input as +ve 2032-33: 0; Gains in Water Available For Use / Savings in Demand under the selected programme (Ml/d) input as +ve 2033-34: 0; Gains in Water Available For Use / Savings in Demand under the selected programme (Ml/d) input as +ve 2034-35: 0; Gains in Water Available For Use / Savings in Demand under the selected programme (Ml/d) input as +ve 2035-36: 0; Gains in Water Available For Use / Savings in Demand under the selected programme (Ml/d) input as +ve 2036-37: 60; Gains in Water Available For Use / Savings in Demand under the selected programme (Ml/d) input as +ve 2037-38: 60; Gains in Water Available For Use / Savings in Demand under the selected programme (Ml/d) input as +ve 2038-39: 60; Gains in Water Available For Use / Savings in Demand under the selected programme (Ml/d) input as +ve 2039-40: 60; Gains in Water Available For Use / Savings in Demand under the selected programme (Ml/d) input as +ve 2040-41: 60; Gains in Water Available For Use / Savings in Demand under the selected programme (Ml/d) input as +ve 2041-42: 60; Gains in Water Available For Use / Savings in Demand under the selected programme (Ml/d) input as +ve 2042-43: 60; Gains in Water Available For Use / Savings in Demand under the selected programme (Ml/d) input as +ve 2043-44: 60; Gains in Water Available For Use / Savings in Demand under the selected programme (Ml/d) input as +ve 2044-45: 60; Gains in Water Available For Use / Savings in Demand under the selected programme (Ml/d) input as +ve 2045-46: 60; Gains in Water Available For Use / Savings in Demand under the selected programme (Ml/d) input as +ve 2046-47: 60; Gains in Water Available For Use / Savings in Demand under the selected programme (Ml/d) input as +ve 2047-48: 60; Gains in Water Available For Use / Savings in Demand under the selected programme (Ml/d) input as +ve 2048-49: 60; Gains in Water Available For Use / Savings in Demand under the selected programme (Ml/d) input as +ve 2049-50: 60
52aP | South Humber Bank non-potable desal (Mablethorpe seawater) | SHB9 | Desalination | Resource Options | N | Preferred | AWSSHB | Ml/d | 2 | Gains in Water Available For Use / Savings in Demand under the selected programme (Ml/d) input as +ve 2025-26: 0; Gains in Water Available For Use / Savings in Demand under the selected programme (Ml/d) input as +ve 2026-27: 0; Gains in Water Available For Use / Savings in Demand under the selected programme (Ml/d) input as +ve 2027-28: 0; Gains in Water Available For Use / Savings in Demand under the selected programme (Ml/d) input as +ve 2028-29: 0; Gains in Water Available For Use / Savings in Demand under the selected programme (Ml/d) input as +ve 2029-30: 0; Gains in Water Available For Use / Savings in Demand under the selected programme (Ml/d) input as +ve 2030-31: 0; Gains in Water Available For Use / Savings in Demand under the selected programme (Ml/d) input as +ve 2031-32: 0; Gains in Water Available For Use / Savings in Demand under the selected programme (Ml/d) input as +ve 2032-33: 0; Gains in Water Available For Use / Savings in Demand under the selected programme (Ml/d) input as +ve 2033-34: 0; Gains in Water Available For Use / Savings in Demand under the selected programme (Ml/d) input as +ve 2034-35: 0; Gains in Water Available For Use / Savings in Demand under the selected programme (Ml/d) input as +ve 2035-36: 0; Gains in Water Available For Use / Savings in Demand under the selected programme (Ml/d) input as +ve 2036-37: 60; Gains in Water Available For Use / Savings in Demand under the selected programme (Ml/d) input as +ve 2037-38: 60; Gains in Water Available For Use / Savings in Demand under the selected programme (Ml/d) input as +ve 2038-39: 60; Gains in Water Available For Use / Savings in Demand under the selected programme (Ml/d) input as +ve 2039-40: 60; Gains in Water Available For Use / Savings in Demand under the selected programme (Ml/d) input as +ve 2040-41: 60; Gains in Water Available For Use / Savings in Demand under the selected programme (Ml/d) input as +ve 2041-42: 60; Gains in Water Available For Use / Savings in Demand under the selected programme (Ml/d) input as +ve 2042-43: 60; Gains in Water Available For Use / Savings in Demand under the selected programme (Ml/d) input as +ve 2043-44: 60; Gains in Water Available For Use / Savings in Demand under the selected programme (Ml/d) input as +ve 2044-45: 60; Gains in Water Available For Use / Savings in Demand under the selected programme (Ml/d) input as +ve 2045-46: 60; Gains in Water Available For Use / Savings in Demand under the selected programme (Ml/d) input as +ve 2046-47: 60; Gains in Water Available For Use / Savings in Demand under the selected programme (Ml/d) input as +ve 2047-48: 60; Gains in Water Available For Use / Savings in Demand under the selected programme (Ml/d) input as +ve 2048-49: 60; Gains in Water Available For Use / Savings in Demand under the selected programme (Ml/d) input as +ve 2049-50: 60
51dF | 1a WRMP24. Smart Showers.AWSSUE | WEF 1a.AWSSUE | Retrofitting indoor water efficiency devices | Customer Options | N | Least Cost | AWSSUE | Ml/d | 2 | Gains in Water Available For Use / Savings in Demand under the selected programme (Ml/d) input as +ve 2019-20: 0; Gains in Water Available For Use / Savings in Demand under the selected programme (Ml/d) input as +ve 2020-21: 0; Gains in Water Available For Use / Savings in Demand under the selected programme (Ml/d) input as +ve 2021-22: 0; Gains in Water Available For Use / Savings in Demand under the selected programme (Ml/d) input as +ve 2022-23: 0; Gains in Water Available For Use / Savings in Demand under the selected programme (Ml/d) input as +ve 2023-24: 0; Gains in Water Available For Use / Savings in Demand under the selected programme (Ml/d) input as +ve 2024-25: 0; Gains in Water Available For Use / Savings in Demand under the selected programme (Ml/d) input as +ve 2025-26: 0; Gains in Water Available For Use / Savings in Demand under the selected programme (Ml/d) input as +ve 2026-27: 0.003163; Gains in Water Available For Use / Savings in Demand under the selected programme (Ml/d) input as +ve 2027-28: 0.014203; Gains in Water Available For Use / Savings in Demand under the selected programme (Ml/d) input as +ve 2028-29: 0.029402; Gains in Water Available For Use / Savings in Demand under the selected programme (Ml/d) input as +ve 2029-30: 0.048287; Gains in Water Available For Use / Savings in Demand under the selected programme (Ml/d) input as +ve 2030-31: 0.067118; Gains in Water Available For Use / Savings in Demand under the selected programme (Ml/d) input as +ve 2031-32: 0.083488; Gains in Water Available For Use / Savings in Demand under the selected programme (Ml/d) input as +ve 2032-33: 0.09384; Gains in Water Available For Use / Savings in Demand under the selected programme (Ml/d) input as +ve 2033-34: 0.101; Gains in Water Available For Use / Savings in Demand under the selected programme (Ml/d) input as +ve 2034-35: 0.10533; Gains in Water Available For Use / Savings in Demand under the selected programme (Ml/d) input as +ve 2035-36: 0.10964; Gains in Water Available For Use / Savings in Demand under the selected programme (Ml/d) input as +ve 2036-37: 0.11394; Gains in Water Available For Use / Savings in Demand under the selected programme (Ml/d) input as +ve 2037-38: 0.11822; Gains in Water Available For Use / Savings in Demand under the selected programme (Ml/d) input as +ve 2038-39: 0.12248; Gains in Water Available For Use / Savings in Demand under the selected programme (Ml/d) input as +ve 2039-40: 0.12672; Gains in Water Available For Use / Savings in Demand under the selected programme (Ml/d) input as +ve 2040-41: 0.13094; Gains in Water Available For Use / Savings in Demand under the selected programme (Ml/d) input as +ve 2041-42: 0.13517; Gains in Water Available For Use / Savings in Demand under the selected programme (Ml/d) input as +ve 2042-43: 0.13938; Gains in Water Available For Use / Savings in Demand under the selected programme (Ml/d) input as +ve 2043-44: 0.14359; Gains in Water Available For Use / Savings in Demand under the selected programme (Ml/d) input as +ve 2044-45: 0.14779; Gains in Water Available For Use / Savings in Demand under the selected programme (Ml/d) input as +ve 2045-46: 0.15198; Gains in Water Available For Use / Savings in Demand under the selected programme (Ml/d) input as +ve 2046-47: 0.15618; Gains in Water Available For Use / Savings in Demand under the selected programme (Ml/d) input as +ve 2047-48: 0.16037; Gains in Water Available For Use / Savings in Demand under the selected programme (Ml/d) input as +ve 2048-49: 0.16456; Gains in Water Available For Use / Savings in Demand under the selected programme (Ml/d) input as +ve 2049-50: 0.16873
51dF | 1a WRMP24. Smart Showers.AWSSUE | WEF 1a.AWSSUE | Retrofitting indoor water efficiency devices | Customer Options | N | Ofwat Core | AWSSUE | Ml/d | 2 | Gains in Water Available For Use / Savings in Demand under the selected programme (Ml/d) input as +ve 2019-20: 0; Gains in Water Available For Use / Savings in Demand under the selected programme (Ml/d) input as +ve 2020-21: 0; Gains in Water Available For Use / Savings in Demand under the selected programme (Ml/d) input as +ve 2021-22: 0; Gains in Water Available For Use / Savings in Demand under the selected programme (Ml/d) input as +ve 2022-23: 0; Gains in Water Available For Use / Savings in Demand under the selected programme (Ml/d) input as +ve 2023-24: 0; Gains in Water Available For Use / Savings in Demand under the selected programme (Ml/d) input as +ve 2024-25: 0; Gains in Water Available For Use / Savings in Demand under the selected programme (Ml/d) input as +ve 2025-26: 0; Gains in Water Available For Use / Savings in Demand under the selected programme (Ml/d) input as +ve 2026-27: 0.003163; Gains in Water Available For Use / Savings in Demand under the selected programme (Ml/d) input as +ve 2027-28: 0.014203; Gains in Water Available For Use / Savings in Demand under the selected programme (Ml/d) input as +ve 2028-29: 0.029402; Gains in Water Available For Use / Savings in Demand under the selected programme (Ml/d) input as +ve 2029-30: 0.048287; Gains in Water Available For Use / Savings in Demand under the selected programme (Ml/d) input as +ve 2030-31: 0.067118; Gains in Water Available For Use / Savings in Demand under the selected programme (Ml/d) input as +ve 2031-32: 0.083488; Gains in Water Available For Use / Savings in Demand under the selected programme (Ml/d) input as +ve 2032-33: 0.09384; Gains in Water Available For Use / Savings in Demand under the selected programme (Ml/d) input as +ve 2033-34: 0.101; Gains in Water Available For Use / Savings in Demand under the selected programme (Ml/d) input as +ve 2034-35: 0.10533; Gains in Water Available For Use / Savings in Demand under the selected programme (Ml/d) input as +ve 2035-36: 0.10964; Gains in Water Available For Use / Savings in Demand under the selected programme (Ml/d) input as +ve 2036-37: 0.11394; Gains in Water Available For Use / Savings in Demand under the selected programme (Ml/d) input as +ve 2037-38: 0.11822; Gains in Water Available For Use / Savings in Demand under the selected programme (Ml/d) input as +ve 2038-39: 0.12248; Gains in Water Available For Use / Savings in Demand under the selected programme (Ml/d) input as +ve 2039-40: 0.12672; Gains in Water Available For Use / Savings in Demand under the selected programme (Ml/d) input as +ve 2040-41: 0.13094; Gains in Water Available For Use / Savings in Demand under the selected programme (Ml/d) input as +ve 2041-42: 0.13517; Gains in Water Available For Use / Savings in Demand under the selected programme (Ml/d) input as +ve 2042-43: 0.13938; Gains in Water Available For Use / Savings in Demand under the selected programme (Ml/d) input as +ve 2043-44: 0.14359; Gains in Water Available For Use / Savings in Demand under the selected programme (Ml/d) input as +ve 2044-45: 0.14779; Gains in Water Available For Use / Savings in Demand under the selected programme (Ml/d) input as +ve 2045-46: 0.15198; Gains in Water Available For Use / Savings in Demand under the selected programme (Ml/d) input as +ve 2046-47: 0.15618; Gains in Water Available For Use / Savings in Demand under the selected programme (Ml/d) input as +ve 2047-48: 0.16037; Gains in Water Available For Use / Savings in Demand under the selected programme (Ml/d) input as +ve 2048-49: 0.16456; Gains in Water Available For Use / Savings in Demand under the selected programme (Ml/d) input as +ve 2049-50: 0.16873
51dP | 1a WRMP24. Smart Showers.AWSSUE | WEF 1a.AWSSUE | Retrofitting indoor water efficiency devices | Customer Options | N | Preferred | AWSSUE | Ml/d | 2 | Gains in Water Available For Use / Savings in Demand under the selected programme (Ml/d) input as +ve 2019-20: 0; Gains in Water Available For Use / Savings in Demand under the selected programme (Ml/d) input as +ve 2020-21: 0; Gains in Water Available For Use / Savings in Demand under the selected programme (Ml/d) input as +ve 2021-22: 0; Gains in Water Available For Use / Savings in Demand under the selected programme (Ml/d) input as +ve 2022-23: 0; Gains in Water Available For Use / Savings in Demand under the selected programme (Ml/d) input as +ve 2023-24: 0; Gains in Water Available For Use / Savings in Demand under the selected programme (Ml/d) input as +ve 2024-25: 0; Gains in Water Available For Use / Savings in Demand under the selected programme (Ml/d) input as +ve 2025-26: 0; Gains in Water Available For Use / Savings in Demand under the selected programme (Ml/d) input as +ve 2026-27: 0.003163; Gains in Water Available For Use / Savings in Demand under the selected programme (Ml/d) input as +ve 2027-28: 0.014203; Gains in Water Available For Use / Savings in Demand under the selected programme (Ml/d) input as +ve 2028-29: 0.029402; Gains in Water Available For Use / Savings in Demand under the selected programme (Ml/d) input as +ve 2029-30: 0.048287; Gains in Water Available For Use / Savings in Demand under the selected programme (Ml/d) input as +ve 2030-31: 0.067118; Gains in Water Available For Use / Savings in Demand under the selected programme (Ml/d) input as +ve 2031-32: 0.083488; Gains in Water Available For Use / Savings in Demand under the selected programme (Ml/d) input as +ve 2032-33: 0.09384; Gains in Water Available For Use / Savings in Demand under the selected programme (Ml/d) input as +ve 2033-34: 0.101; Gains in Water Available For Use / Savings in Demand under the selected programme (Ml/d) input as +ve 2034-35: 0.10533; Gains in Water Available For Use / Savings in Demand under the selected programme (Ml/d) input as +ve 2035-36: 0.10964; Gains in Water Available For Use / Savings in Demand under the selected programme (Ml/d) input as +ve 2036-37: 0.11394; Gains in Water Available For Use / Savings in Demand under the selected programme (Ml/d) input as +ve 2037-38: 0.11822; Gains in Water Available For Use / Savings in Demand under the selected programme (Ml/d) input as +ve 2038-39: 0.12248; Gains in Water Available For Use / Savings in Demand under the selected programme (Ml/d) input as +ve 2039-40: 0.12672; Gains in Water Available For Use / Savings in Demand under the selected programme (Ml/d) input as +ve 2040-41: 0.13094; Gains in Water Available For Use / Savings in Demand under the selected programme (Ml/d) input as +ve 2041-42: 0.13517; Gains in Water Available For Use / Savings in Demand under the selected programme (Ml/d) input as +ve 2042-43: 0.13938; Gains in Water Available For Use / Savings in Demand under the selected programme (Ml/d) input as +ve 2043-44: 0.14359; Gains in Water Available For Use / Savings in Demand under the selected programme (Ml/d) input as +ve 2044-45: 0.14779; Gains in Water Available For Use / Savings in Demand under the selected programme (Ml/d) input as +ve 2045-46: 0.15198; Gains in Water Available For Use / Savings in Demand under the selected programme (Ml/d) input as +ve 2046-47: 0.15618; Gains in Water Available For Use / Savings in Demand under the selected programme (Ml/d) input as +ve 2047-48: 0.16037; Gains in Water Available For Use / Savings in Demand under the selected programme (Ml/d) input as +ve 2048-49: 0.16456; Gains in Water Available For Use / Savings in Demand under the selected programme (Ml/d) input as +ve 2049-50: 0.16873
51dF | 2c WRMP24. Garden Advice.AWSSUE | WEF 2c.AWSSUE | Water efficiency customer education / awareness | Customer Options | N | Least Cost | AWSSUE | Ml/d | 2 | Gains in Water Available For Use / Savings in Demand under the selected programme (Ml/d) input as +ve 2019-20: 0; Gains in Water Available For Use / Savings in Demand under the selected programme (Ml/d) input as +ve 2020-21: 0; Gains in Water Available For Use / Savings in Demand under the selected programme (Ml/d) input as +ve 2021-22: 0; Gains in Water Available For Use / Savings in Demand under the selected programme (Ml/d) input as +ve 2022-23: 0; Gains in Water Available For Use / Savings in Demand under the selected programme (Ml/d) input as +ve 2023-24: 0; Gains in Water Available For Use / Savings in Demand under the selected programme (Ml/d) input as +ve 2024-25: 0; Gains in Water Available For Use / Savings in Demand under the selected programme (Ml/d) input as +ve 2025-26: 0.0042414; Gains in Water Available For Use / Savings in Demand under the selected programme (Ml/d) input as +ve 2026-27: 0.0084836; Gains in Water Available For Use / Savings in Demand under the selected programme (Ml/d) input as +ve 2027-28: 0.012714; Gains in Water Available For Use / Savings in Demand under the selected programme (Ml/d) input as +ve 2028-29: 0.016932; Gains in Water Available For Use / Savings in Demand under the selected programme (Ml/d) input as +ve 2029-30: 0.021138; Gains in Water Available For Use / Savings in Demand under the selected programme (Ml/d) input as +ve 2030-31: 0.025333; Gains in Water Available For Use / Savings in Demand under the selected programme (Ml/d) input as +ve 2031-32: 0.029515; Gains in Water Available For Use / Savings in Demand under the selected programme (Ml/d) input as +ve 2032-33: 0.033686; Gains in Water Available For Use / Savings in Demand under the selected programme (Ml/d) input as +ve 2033-34: 0.03785; Gains in Water Available For Use / Savings in Demand under the selected programme (Ml/d) input as +ve 2034-35: 0.042006; Gains in Water Available For Use / Savings in Demand under the selected programme (Ml/d) input as +ve 2035-36: 0.04615; Gains in Water Available For Use / Savings in Demand under the selected programme (Ml/d) input as +ve 2036-37: 0.050282; Gains in Water Available For Use / Savings in Demand under the selected programme (Ml/d) input as +ve 2037-38: 0.054403; Gains in Water Available For Use / Savings in Demand under the selected programme (Ml/d) input as +ve 2038-39: 0.058511; Gains in Water Available For Use / Savings in Demand under the selected programme (Ml/d) input as +ve 2039-40: 0.062609; Gains in Water Available For Use / Savings in Demand under the selected programme (Ml/d) input as +ve 2040-41: 0.066697; Gains in Water Available For Use / Savings in Demand under the selected programme (Ml/d) input as +ve 2041-42: 0.070773; Gains in Water Available For Use / Savings in Demand under the selected programme (Ml/d) input as +ve 2042-43: 0.07484; Gains in Water Available For Use / Savings in Demand under the selected programme (Ml/d) input as +ve 2043-44: 0.078896; Gains in Water Available For Use / Savings in Demand under the selected programme (Ml/d) input as +ve 2044-45: 0.082943; Gains in Water Available For Use / Savings in Demand under the selected programme (Ml/d) input as +ve 2045-46: 0.08698; Gains in Water Available For Use / Savings in Demand under the selected programme (Ml/d) input as +ve 2046-47: 0.091009; Gains in Water Available For Use / Savings in Demand under the selected programme (Ml/d) input as +ve 2047-48: 0.09503; Gains in Water Available For Use / Savings in Demand under the selected programme (Ml/d) input as +ve 2048-49: 0.099042; Gains in Water Available For Use / Savings in Demand under the selected programme (Ml/d) input as +ve 2049-50: 0.10304
51dF | 2c WRMP24. Garden Advice.AWSSUE | WEF 2c.AWSSUE | Water efficiency customer education / awareness | Customer Options | N | Ofwat Core | AWSSUE | Ml/d | 2 | Gains in Water Available For Use / Savings in Demand under the selected programme (Ml/d) input as +ve 2019-20: 0; Gains in Water Available For Use / Savings in Demand under the selected programme (Ml/d) input as +ve 2020-21: 0; Gains in Water Available For Use / Savings in Demand under the selected programme (Ml/d) input as +ve 2021-22: 0; Gains in Water Available For Use / Savings in Demand under the selected programme (Ml/d) input as +ve 2022-23: 0; Gains in Water Available For Use / Savings in Demand under the selected programme (Ml/d) input as +ve 2023-24: 0; Gains in Water Available For Use / Savings in Demand under the selected programme (Ml/d) input as +ve 2024-25: 0; Gains in Water Available For Use / Savings in Demand under the selected programme (Ml/d) input as +ve 2025-26: 0.0042414; Gains in Water Available For Use / Savings in Demand under the selected programme (Ml/d) input as +ve 2026-27: 0.0084836; Gains in Water Available For Use / Savings in Demand under the selected programme (Ml/d) input as +ve 2027-28: 0.012714; Gains in Water Available For Use / Savings in Demand under the selected programme (Ml/d) input as +ve 2028-29: 0.016932; Gains in Water Available For Use / Savings in Demand under the selected programme (Ml/d) input as +ve 2029-30: 0.021138; Gains in Water Available For Use / Savings in Demand under the selected programme (Ml/d) input as +ve 2030-31: 0.025333; Gains in Water Available For Use / Savings in Demand under the selected programme (Ml/d) input as +ve 2031-32: 0.029515; Gains in Water Available For Use / Savings in Demand under the selected programme (Ml/d) input as +ve 2032-33: 0.033686; Gains in Water Available For Use / Savings in Demand under the selected programme (Ml/d) input as +ve 2033-34: 0.03785; Gains in Water Available For Use / Savings in Demand under the selected programme (Ml/d) input as +ve 2034-35: 0.042006; Gains in Water Available For Use / Savings in Demand under the selected programme (Ml/d) input as +ve 2035-36: 0.04615; Gains in Water Available For Use / Savings in Demand under the selected programme (Ml/d) input as +ve 2036-37: 0.050282; Gains in Water Available For Use / Savings in Demand under the selected programme (Ml/d) input as +ve 2037-38: 0.054403; Gains in Water Available For Use / Savings in Demand under the selected programme (Ml/d) input as +ve 2038-39: 0.058511; Gains in Water Available For Use / Savings in Demand under the selected programme (Ml/d) input as +ve 2039-40: 0.062609; Gains in Water Available For Use / Savings in Demand under the selected programme (Ml/d) input as +ve 2040-41: 0.066697; Gains in Water Available For Use / Savings in Demand under the selected programme (Ml/d) input as +ve 2041-42: 0.070773; Gains in Water Available For Use / Savings in Demand under the selected programme (Ml/d) input as +ve 2042-43: 0.07484; Gains in Water Available For Use / Savings in Demand under the selected programme (Ml/d) input as +ve 2043-44: 0.078896; Gains in Water Available For Use / Savings in Demand under the selected programme (Ml/d) input as +ve 2044-45: 0.082943; Gains in Water Available For Use / Savings in Demand under the selected programme (Ml/d) input as +ve 2045-46: 0.08698; Gains in Water Available For Use / Savings in Demand under the selected programme (Ml/d) input as +ve 2046-47: 0.091009; Gains in Water Available For Use / Savings in Demand under the selected programme (Ml/d) input as +ve 2047-48: 0.09503; Gains in Water Available For Use / Savings in Demand under the selected programme (Ml/d) input as +ve 2048-49: 0.099042; Gains in Water Available For Use / Savings in Demand under the selected programme (Ml/d) input as +ve 2049-50: 0.10304
51dP | 2c WRMP24. Garden Advice.AWSSUE | WEF 2c.AWSSUE | Water efficiency customer education / awareness | Customer Options | N | Preferred | AWSSUE | Ml/d | 2 | Gains in Water Available For Use / Savings in Demand under the selected programme (Ml/d) input as +ve 2019-20: 0; Gains in Water Available For Use / Savings in Demand under the selected programme (Ml/d) input as +ve 2020-21: 0; Gains in Water Available For Use / Savings in Demand under the selected programme (Ml/d) input as +ve 2021-22: 0; Gains in Water Available For Use / Savings in Demand under the selected programme (Ml/d) input as +ve 2022-23: 0; Gains in Water Available For Use / Savings in Demand under the selected programme (Ml/d) input as +ve 2023-24: 0; Gains in Water Available For Use / Savings in Demand under the selected programme (Ml/d) input as +ve 2024-25: 0; Gains in Water Available For Use / Savings in Demand under the selected programme (Ml/d) input as +ve 2025-26: 0.0042414; Gains in Water Available For Use / Savings in Demand under the selected programme (Ml/d) input as +ve 2026-27: 0.0084836; Gains in Water Available For Use / Savings in Demand under the selected programme (Ml/d) input as +ve 2027-28: 0.012714; Gains in Water Available For Use / Savings in Demand under the selected programme (Ml/d) input as +ve 2028-29: 0.016932; Gains in Water Available For Use / Savings in Demand under the selected programme (Ml/d) input as +ve 2029-30: 0.021138; Gains in Water Available For Use / Savings in Demand under the selected programme (Ml/d) input as +ve 2030-31: 0.025333; Gains in Water Available For Use / Savings in Demand under the selected programme (Ml/d) input as +ve 2031-32: 0.029515; Gains in Water Available For Use / Savings in Demand under the selected programme (Ml/d) input as +ve 2032-33: 0.033686; Gains in Water Available For Use / Savings in Demand under the selected programme (Ml/d) input as +ve 2033-34: 0.03785; Gains in Water Available For Use / Savings in Demand under the selected programme (Ml/d) input as +ve 2034-35: 0.042006; Gains in Water Available For Use / Savings in Demand under the selected programme (Ml/d) input as +ve 2035-36: 0.04615; Gains in Water Available For Use / Savings in Demand under the selected programme (Ml/d) input as +ve 2036-37: 0.050282; Gains in Water Available For Use / Savings in Demand under the selected programme (Ml/d) input as +ve 2037-38: 0.054403; Gains in Water Available For Use / Savings in Demand under the selected programme (Ml/d) input as +ve 2038-39: 0.058511; Gains in Water Available For Use / Savings in Demand under the selected programme (Ml/d) input as +ve 2039-40: 0.062609; Gains in Water Available For Use / Savings in Demand under the selected programme (Ml/d) input as +ve 2040-41: 0.066697; Gains in Water Available For Use / Savings in Demand under the selected programme (Ml/d) input as +ve 2041-42: 0.070773; Gains in Water Available For Use / Savings in Demand under the selected programme (Ml/d) input as +ve 2042-43: 0.07484; Gains in Water Available For Use / Savings in Demand under the selected programme (Ml/d) input as +ve 2043-44: 0.078896; Gains in Water Available For Use / Savings in Demand under the selected programme (Ml/d) input as +ve 2044-45: 0.082943; Gains in Water Available For Use / Savings in Demand under the selected programme (Ml/d) input as +ve 2045-46: 0.08698; Gains in Water Available For Use / Savings in Demand under the selected programme (Ml/d) input as +ve 2046-47: 0.091009; Gains in Water Available For Use / Savings in Demand under the selected programme (Ml/d) input as +ve 2047-48: 0.09503; Gains in Water Available For Use / Savings in Demand under the selected programme (Ml/d) input as +ve 2048-49: 0.099042; Gains in Water Available For Use / Savings in Demand under the selected programme (Ml/d) input as +ve 2049-50: 0.10304
51dF | 3a WRMP24. Community Reward.AWSSUE | WEF 3a.AWSSUE | Water efficiency customer education / awareness | Customer Options | N | Least Cost | AWSSUE | Ml/d | 2 | Gains in Water Available For Use / Savings in Demand under the selected programme (Ml/d) input as +ve 2019-20: 0; Gains in Water Available For Use / Savings in Demand under the selected programme (Ml/d) input as +ve 2020-21: 0; Gains in Water Available For Use / Savings in Demand under the selected programme (Ml/d) input as +ve 2021-22: 0; Gains in Water Available For Use / Savings in Demand under the selected programme (Ml/d) input as +ve 2022-23: 0; Gains in Water Available For Use / Savings in Demand under the selected programme (Ml/d) input as +ve 2023-24: 0; Gains in Water Available For Use / Savings in Demand under the selected programme (Ml/d) input as +ve 2024-25: 0; Gains in Water Available For Use / Savings in Demand under the selected programme (Ml/d) input as +ve 2025-26: 0; Gains in Water Available For Use / Savings in Demand under the selected programme (Ml/d) input as +ve 2026-27: 0.0010593; Gains in Water Available For Use / Savings in Demand under the selected programme (Ml/d) input as +ve 2027-28: 0.0045799; Gains in Water Available For Use / Savings in Demand under the selected programme (Ml/d) input as +ve 2028-29: 0.0093207; Gains in Water Available For Use / Savings in Demand under the selected programme (Ml/d) input as +ve 2029-30: 0.015058; Gains in Water Available For Use / Savings in Demand under the selected programme (Ml/d) input as +ve 2030-31: 0.020719; Gains in Water Available For Use / Savings in Demand under the selected programme (Ml/d) input as +ve 2031-32: 0.026309; Gains in Water Available For Use / Savings in Demand under the selected programme (Ml/d) input as +ve 2032-33: 0.031856; Gains in Water Available For Use / Savings in Demand under the selected programme (Ml/d) input as +ve 2033-34: 0.037368; Gains in Water Available For Use / Savings in Demand under the selected programme (Ml/d) input as +ve 2034-35: 0.042844; Gains in Water Available For Use / Savings in Demand under the selected programme (Ml/d) input as +ve 2035-36: 0.04828; Gains in Water Available For Use / Savings in Demand under the selected programme (Ml/d) input as +ve 2036-37: 0.053674; Gains in Water Available For Use / Savings in Demand under the selected programme (Ml/d) input as +ve 2037-38: 0.059031; Gains in Water Available For Use / Savings in Demand under the selected programme (Ml/d) input as +ve 2038-39: 0.064353; Gains in Water Available For Use / Savings in Demand under the selected programme (Ml/d) input as +ve 2039-40: 0.069652; Gains in Water Available For Use / Savings in Demand under the selected programme (Ml/d) input as +ve 2040-41: 0.074929; Gains in Water Available For Use / Savings in Demand under the selected programme (Ml/d) input as +ve 2041-42: 0.079486; Gains in Water Available For Use / Savings in Demand under the selected programme (Ml/d) input as +ve 2042-43: 0.082459; Gains in Water Available For Use / Savings in Demand under the selected programme (Ml/d) input as +ve 2043-44: 0.084667; Gains in Water Available For Use / Savings in Demand under the selected programme (Ml/d) input as +ve 2044-45: 0.086282; Gains in Water Available For Use / Savings in Demand under the selected programme (Ml/d) input as +ve 2045-46: 0.087951; Gains in Water Available For Use / Savings in Demand under the selected programme (Ml/d) input as +ve 2046-47: 0.08967; Gains in Water Available For Use / Savings in Demand under the selected programme (Ml/d) input as +ve 2047-48: 0.091411; Gains in Water Available For Use / Savings in Demand under the selected programme (Ml/d) input as +ve 2048-49: 0.093171; Gains in Water Available For Use / Savings in Demand under the selected programme (Ml/d) input as +ve 2049-50: 0.09495
51dF | 3a WRMP24. Community Reward.AWSSUE | WEF 3a.AWSSUE | Water efficiency customer education / awareness | Customer Options | N | Ofwat Core | AWSSUE | Ml/d | 2 | Gains in Water Available For Use / Savings in Demand under the selected programme (Ml/d) input as +ve 2019-20: 0; Gains in Water Available For Use / Savings in Demand under the selected programme (Ml/d) input as +ve 2020-21: 0; Gains in Water Available For Use / Savings in Demand under the selected programme (Ml/d) input as +ve 2021-22: 0; Gains in Water Available For Use / Savings in Demand under the selected programme (Ml/d) input as +ve 2022-23: 0; Gains in Water Available For Use / Savings in Demand under the selected programme (Ml/d) input as +ve 2023-24: 0; Gains in Water Available For Use / Savings in Demand under the selected programme (Ml/d) input as +ve 2024-25: 0; Gains in Water Available For Use / Savings in Demand under the selected programme (Ml/d) input as +ve 2025-26: 0; Gains in Water Available For Use / Savings in Demand under the selected programme (Ml/d) input as +ve 2026-27: 0.0010593; Gains in Water Available For Use / Savings in Demand under the selected programme (Ml/d) input as +ve 2027-28: 0.0045799; Gains in Water Available For Use / Savings in Demand under the selected programme (Ml/d) input as +ve 2028-29: 0.0093207; Gains in Water Available For Use / Savings in Demand under the selected programme (Ml/d) input as +ve 2029-30: 0.015058; Gains in Water Available For Use / Savings in Demand under the selected programme (Ml/d) input as +ve 2030-31: 0.020719; Gains in Water Available For Use / Savings in Demand under the selected programme (Ml/d) input as +ve 2031-32: 0.026309; Gains in Water Available For Use / Savings in Demand under the selected programme (Ml/d) input as +ve 2032-33: 0.031856; Gains in Water Available For Use / Savings in Demand under the selected programme (Ml/d) input as +ve 2033-34: 0.037368; Gains in Water Available For Use / Savings in Demand under the selected programme (Ml/d) input as +ve 2034-35: 0.042844; Gains in Water Available For Use / Savings in Demand under the selected programme (Ml/d) input as +ve 2035-36: 0.04828; Gains in Water Available For Use / Savings in Demand under the selected programme (Ml/d) input as +ve 2036-37: 0.053674; Gains in Water Available For Use / Savings in Demand under the selected programme (Ml/d) input as +ve 2037-38: 0.059031; Gains in Water Available For Use / Savings in Demand under the selected programme (Ml/d) input as +ve 2038-39: 0.064353; Gains in Water Available For Use / Savings in Demand under the selected programme (Ml/d) input as +ve 2039-40: 0.069652; Gains in Water Available For Use / Savings in Demand under the selected programme (Ml/d) input as +ve 2040-41: 0.074929; Gains in Water Available For Use / Savings in Demand under the selected programme (Ml/d) input as +ve 2041-42: 0.079486; Gains in Water Available For Use / Savings in Demand under the selected programme (Ml/d) input as +ve 2042-43: 0.082459; Gains in Water Available For Use / Savings in Demand under the selected programme (Ml/d) input as +ve 2043-44: 0.084667; Gains in Water Available For Use / Savings in Demand under the selected programme (Ml/d) input as +ve 2044-45: 0.086282; Gains in Water Available For Use / Savings in Demand under the selected programme (Ml/d) input as +ve 2045-46: 0.087951; Gains in Water Available For Use / Savings in Demand under the selected programme (Ml/d) input as +ve 2046-47: 0.08967; Gains in Water Available For Use / Savings in Demand under the selected programme (Ml/d) input as +ve 2047-48: 0.091411; Gains in Water Available For Use / Savings in Demand under the selected programme (Ml/d) input as +ve 2048-49: 0.093171; Gains in Water Available For Use / Savings in Demand under the selected programme (Ml/d) input as +ve 2049-50: 0.09495
51dP | 3a WRMP24. Community Reward.AWSSUE | WEF 3a.AWSSUE | Water efficiency customer education / awareness | Customer Options | N | Preferred | AWSSUE | Ml/d | 2 | Gains in Water Available For Use / Savings in Demand under the selected programme (Ml/d) input as +ve 2019-20: 0; Gains in Water Available For Use / Savings in Demand under the selected programme (Ml/d) input as +ve 2020-21: 0; Gains in Water Available For Use / Savings in Demand under the selected programme (Ml/d) input as +ve 2021-22: 0; Gains in Water Available For Use / Savings in Demand under the selected programme (Ml/d) input as +ve 2022-23: 0; Gains in Water Available For Use / Savings in Demand under the selected programme (Ml/d) input as +ve 2023-24: 0; Gains in Water Available For Use / Savings in Demand under the selected programme (Ml/d) input as +ve 2024-25: 0; Gains in Water Available For Use / Savings in Demand under the selected programme (Ml/d) input as +ve 2025-26: 0; Gains in Water Available For Use / Savings in Demand under the selected programme (Ml/d) input as +ve 2026-27: 0.0010593; Gains in Water Available For Use / Savings in Demand under the selected programme (Ml/d) input as +ve 2027-28: 0.0045799; Gains in Water Available For Use / Savings in Demand under the selected programme (Ml/d) input as +ve 2028-29: 0.0093207; Gains in Water Available For Use / Savings in Demand under the selected programme (Ml/d) input as +ve 2029-30: 0.015058; Gains in Water Available For Use / Savings in Demand under the selected programme (Ml/d) input as +ve 2030-31: 0.020719; Gains in Water Available For Use / Savings in Demand under the selected programme (Ml/d) input as +ve 2031-32: 0.026309; Gains in Water Available For Use / Savings in Demand under the selected programme (Ml/d) input as +ve 2032-33: 0.031856; Gains in Water Available For Use / Savings in Demand under the selected programme (Ml/d) input as +ve 2033-34: 0.037368; Gains in Water Available For Use / Savings in Demand under the selected programme (Ml/d) input as +ve 2034-35: 0.042844; Gains in Water Available For Use / Savings in Demand under the selected programme (Ml/d) input as +ve 2035-36: 0.04828; Gains in Water Available For Use / Savings in Demand under the selected programme (Ml/d) input as +ve 2036-37: 0.053674; Gains in Water Available For Use / Savings in Demand under the selected programme (Ml/d) input as +ve 2037-38: 0.059031; Gains in Water Available For Use / Savings in Demand under the selected programme (Ml/d) input as +ve 2038-39: 0.064353; Gains in Water Available For Use / Savings in Demand under the selected programme (Ml/d) input as +ve 2039-40: 0.069652; Gains in Water Available For Use / Savings in Demand under the selected programme (Ml/d) input as +ve 2040-41: 0.074929; Gains in Water Available For Use / Savings in Demand under the selected programme (Ml/d) input as +ve 2041-42: 0.079486; Gains in Water Available For Use / Savings in Demand under the selected programme (Ml/d) input as +ve 2042-43: 0.082459; Gains in Water Available For Use / Savings in Demand under the selected programme (Ml/d) input as +ve 2043-44: 0.084667; Gains in Water Available For Use / Savings in Demand under the selected programme (Ml/d) input as +ve 2044-45: 0.086282; Gains in Water Available For Use / Savings in Demand under the selected programme (Ml/d) input as +ve 2045-46: 0.087951; Gains in Water Available For Use / Savings in Demand under the selected programme (Ml/d) input as +ve 2046-47: 0.08967; Gains in Water Available For Use / Savings in Demand under the selected programme (Ml/d) input as +ve 2047-48: 0.091411; Gains in Water Available For Use / Savings in Demand under the selected programme (Ml/d) input as +ve 2048-49: 0.093171; Gains in Water Available For Use / Savings in Demand under the selected programme (Ml/d) input as +ve 2049-50: 0.09495
51dF | 4a WRMP24. PL Uplift - Vulnerable Customers.AWSSUE | WEF 4a.AWSSUE | Other water efficiency | Customer Options | N | Least Cost | AWSSUE | Ml/d | 2 | Gains in Water Available For Use / Savings in Demand under the selected programme (Ml/d) input as +ve 2019-20: 0; Gains in Water Available For Use / Savings in Demand under the selected programme (Ml/d) input as +ve 2020-21: 0; Gains in Water Available For Use / Savings in Demand under the selected programme (Ml/d) input as +ve 2021-22: 0; Gains in Water Available For Use / Savings in Demand under the selected programme (Ml/d) input as +ve 2022-23: 0; Gains in Water Available For Use / Savings in Demand under the selected programme (Ml/d) input as +ve 2023-24: 0; Gains in Water Available For Use / Savings in Demand under the selected programme (Ml/d) input as +ve 2024-25: 0; Gains in Water Available For Use / Savings in Demand under the selected programme (Ml/d) input as +ve 2025-26: 0; Gains in Water Available For Use / Savings in Demand under the selected programme (Ml/d) input as +ve 2026-27: 0.0031776; Gains in Water Available For Use / Savings in Demand under the selected programme (Ml/d) input as +ve 2027-28: 0.015294; Gains in Water Available For Use / Savings in Demand under the selected programme (Ml/d) input as +ve 2028-29: 0.027523; Gains in Water Available For Use / Savings in Demand under the selected programme (Ml/d) input as +ve 2029-30: 0.043241; Gains in Water Available For Use / Savings in Demand under the selected programme (Ml/d) input as +ve 2030-31: 0.049245; Gains in Water Available For Use / Savings in Demand under the selected programme (Ml/d) input as +ve 2031-32: 0.055338; Gains in Water Available For Use / Savings in Demand under the selected programme (Ml/d) input as +ve 2032-33: 0.055968; Gains in Water Available For Use / Savings in Demand under the selected programme (Ml/d) input as +ve 2033-34: 0.056581; Gains in Water Available For Use / Savings in Demand under the selected programme (Ml/d) input as +ve 2034-35: 0.05715; Gains in Water Available For Use / Savings in Demand under the selected programme (Ml/d) input as +ve 2035-36: 0.057653; Gains in Water Available For Use / Savings in Demand under the selected programme (Ml/d) input as +ve 2036-37: 0.058147; Gains in Water Available For Use / Savings in Demand under the selected programme (Ml/d) input as +ve 2037-38: 0.058634; Gains in Water Available For Use / Savings in Demand under the selected programme (Ml/d) input as +ve 2038-39: 0.059113; Gains in Water Available For Use / Savings in Demand under the selected programme (Ml/d) input as +ve 2039-40: 0.059583; Gains in Water Available For Use / Savings in Demand under the selected programme (Ml/d) input as +ve 2040-41: 0.060047; Gains in Water Available For Use / Savings in Demand under the selected programme (Ml/d) input as +ve 2041-42: 0.060504; Gains in Water Available For Use / Savings in Demand under the selected programme (Ml/d) input as +ve 2042-43: 0.060954; Gains in Water Available For Use / Savings in Demand under the selected programme (Ml/d) input as +ve 2043-44: 0.061397; Gains in Water Available For Use / Savings in Demand under the selected programme (Ml/d) input as +ve 2044-45: 0.061832; Gains in Water Available For Use / Savings in Demand under the selected programme (Ml/d) input as +ve 2045-46: 0.062216; Gains in Water Available For Use / Savings in Demand under the selected programme (Ml/d) input as +ve 2046-47: 0.062596; Gains in Water Available For Use / Savings in Demand under the selected programme (Ml/d) input as +ve 2047-48: 0.062971; Gains in Water Available For Use / Savings in Demand under the selected programme (Ml/d) input as +ve 2048-49: 0.063341; Gains in Water Available For Use / Savings in Demand under the selected programme (Ml/d) input as +ve 2049-50: 0.063665
51dF | 4a WRMP24. PL Uplift - Vulnerable Customers.AWSSUE | WEF 4a.AWSSUE | Other water efficiency | Customer Options | N | Ofwat Core | AWSSUE | Ml/d | 2 | Gains in Water Available For Use / Savings in Demand under the selected programme (Ml/d) input as +ve 2019-20: 0; Gains in Water Available For Use / Savings in Demand under the selected programme (Ml/d) input as +ve 2020-21: 0; Gains in Water Available For Use / Savings in Demand under the selected programme (Ml/d) input as +ve 2021-22: 0; Gains in Water Available For Use / Savings in Demand under the selected programme (Ml/d) input as +ve 2022-23: 0; Gains in Water Available For Use / Savings in Demand under the selected programme (Ml/d) input as +ve 2023-24: 0; Gains in Water Available For Use / Savings in Demand under the selected programme (Ml/d) input as +ve 2024-25: 0; Gains in Water Available For Use / Savings in Demand under the selected programme (Ml/d) input as +ve 2025-26: 0; Gains in Water Available For Use / Savings in Demand under the selected programme (Ml/d) input as +ve 2026-27: 0.0031776; Gains in Water Available For Use / Savings in Demand under the selected programme (Ml/d) input as +ve 2027-28: 0.015294; Gains in Water Available For Use / Savings in Demand under the selected programme (Ml/d) input as +ve 2028-29: 0.027523; Gains in Water Available For Use / Savings in Demand under the selected programme (Ml/d) input as +ve 2029-30: 0.043241; Gains in Water Available For Use / Savings in Demand under the selected programme (Ml/d) input as +ve 2030-31: 0.049245; Gains in Water Available For Use / Savings in Demand under the selected programme (Ml/d) input as +ve 2031-32: 0.055338; Gains in Water Available For Use / Savings in Demand under the selected programme (Ml/d) input as +ve 2032-33: 0.055968; Gains in Water Available For Use / Savings in Demand under the selected programme (Ml/d) input as +ve 2033-34: 0.056581; Gains in Water Available For Use / Savings in Demand under the selected programme (Ml/d) input as +ve 2034-35: 0.05715; Gains in Water Available For Use / Savings in Demand under the selected programme (Ml/d) input as +ve 2035-36: 0.057653; Gains in Water Available For Use / Savings in Demand under the selected programme (Ml/d) input as +ve 2036-37: 0.058147; Gains in Water Available For Use / Savings in Demand under the selected programme (Ml/d) input as +ve 2037-38: 0.058634; Gains in Water Available For Use / Savings in Demand under the selected programme (Ml/d) input as +ve 2038-39: 0.059113; Gains in Water Available For Use / Savings in Demand under the selected programme (Ml/d) input as +ve 2039-40: 0.059583; Gains in Water Available For Use / Savings in Demand under the selected programme (Ml/d) input as +ve 2040-41: 0.060047; Gains in Water Available For Use / Savings in Demand under the selected programme (Ml/d) input as +ve 2041-42: 0.060504; Gains in Water Available For Use / Savings in Demand under the selected programme (Ml/d) input as +ve 2042-43: 0.060954; Gains in Water Available For Use / Savings in Demand under the selected programme (Ml/d) input as +ve 2043-44: 0.061397; Gains in Water Available For Use / Savings in Demand under the selected programme (Ml/d) input as +ve 2044-45: 0.061832; Gains in Water Available For Use / Savings in Demand under the selected programme (Ml/d) input as +ve 2045-46: 0.062216; Gains in Water Available For Use / Savings in Demand under the selected programme (Ml/d) input as +ve 2046-47: 0.062596; Gains in Water Available For Use / Savings in Demand under the selected programme (Ml/d) input as +ve 2047-48: 0.062971; Gains in Water Available For Use / Savings in Demand under the selected programme (Ml/d) input as +ve 2048-49: 0.063341; Gains in Water Available For Use / Savings in Demand under the selected programme (Ml/d) input as +ve 2049-50: 0.063665
51dP | 4a WRMP24. PL Uplift - Vulnerable Customers.AWSSUE | WEF 4a.AWSSUE | Other water efficiency | Customer Options | N | Preferred | AWSSUE | Ml/d | 2 | Gains in Water Available For Use / Savings in Demand under the selected programme (Ml/d) input as +ve 2019-20: 0; Gains in Water Available For Use / Savings in Demand under the selected programme (Ml/d) input as +ve 2020-21: 0; Gains in Water Available For Use / Savings in Demand under the selected programme (Ml/d) input as +ve 2021-22: 0; Gains in Water Available For Use / Savings in Demand under the selected programme (Ml/d) input as +ve 2022-23: 0; Gains in Water Available For Use / Savings in Demand under the selected programme (Ml/d) input as +ve 2023-24: 0; Gains in Water Available For Use / Savings in Demand under the selected programme (Ml/d) input as +ve 2024-25: 0; Gains in Water Available For Use / Savings in Demand under the selected programme (Ml/d) input as +ve 2025-26: 0; Gains in Water Available For Use / Savings in Demand under the selected programme (Ml/d) input as +ve 2026-27: 0.0031776; Gains in Water Available For Use / Savings in Demand under the selected programme (Ml/d) input as +ve 2027-28: 0.015294; Gains in Water Available For Use / Savings in Demand under the selected programme (Ml/d) input as +ve 2028-29: 0.027523; Gains in Water Available For Use / Savings in Demand under the selected programme (Ml/d) input as +ve 2029-30: 0.043241; Gains in Water Available For Use / Savings in Demand under the selected programme (Ml/d) input as +ve 2030-31: 0.049245; Gains in Water Available For Use / Savings in Demand under the selected programme (Ml/d) input as +ve 2031-32: 0.055338; Gains in Water Available For Use / Savings in Demand under the selected programme (Ml/d) input as +ve 2032-33: 0.055968; Gains in Water Available For Use / Savings in Demand under the selected programme (Ml/d) input as +ve 2033-34: 0.056581; Gains in Water Available For Use / Savings in Demand under the selected programme (Ml/d) input as +ve 2034-35: 0.05715; Gains in Water Available For Use / Savings in Demand under the selected programme (Ml/d) input as +ve 2035-36: 0.057653; Gains in Water Available For Use / Savings in Demand under the selected programme (Ml/d) input as +ve 2036-37: 0.058147; Gains in Water Available For Use / Savings in Demand under the selected programme (Ml/d) input as +ve 2037-38: 0.058634; Gains in Water Available For Use / Savings in Demand under the selected programme (Ml/d) input as +ve 2038-39: 0.059113; Gains in Water Available For Use / Savings in Demand under the selected programme (Ml/d) input as +ve 2039-40: 0.059583; Gains in Water Available For Use / Savings in Demand under the selected programme (Ml/d) input as +ve 2040-41: 0.060047; Gains in Water Available For Use / Savings in Demand under the selected programme (Ml/d) input as +ve 2041-42: 0.060504; Gains in Water Available For Use / Savings in Demand under the selected programme (Ml/d) input as +ve 2042-43: 0.060954; Gains in Water Available For Use / Savings in Demand under the selected programme (Ml/d) input as +ve 2043-44: 0.061397; Gains in Water Available For Use / Savings in Demand under the selected programme (Ml/d) input as +ve 2044-45: 0.061832; Gains in Water Available For Use / Savings in Demand under the selected programme (Ml/d) input as +ve 2045-46: 0.062216; Gains in Water Available For Use / Savings in Demand under the selected programme (Ml/d) input as +ve 2046-47: 0.062596; Gains in Water Available For Use / Savings in Demand under the selected programme (Ml/d) input as +ve 2047-48: 0.062971; Gains in Water Available For Use / Savings in Demand under the selected programme (Ml/d) input as +ve 2048-49: 0.063341; Gains in Water Available For Use / Savings in Demand under the selected programme (Ml/d) input as +ve 2049-50: 0.063665
51dF | 4c-PL WRMP24. PL uplift - Non-Vulnerable Customers.AWSSUE | WEF 4c-PL.AWSSUE | Other water efficiency | Customer Options | N | Least Cost | AWSSUE | Ml/d | 2 | Gains in Water Available For Use / Savings in Demand under the selected programme (Ml/d) input as +ve 2019-20: 0; Gains in Water Available For Use / Savings in Demand under the selected programme (Ml/d) input as +ve 2020-21: 0; Gains in Water Available For Use / Savings in Demand under the selected programme (Ml/d) input as +ve 2021-22: 0; Gains in Water Available For Use / Savings in Demand under the selected programme (Ml/d) input as +ve 2022-23: 0; Gains in Water Available For Use / Savings in Demand under the selected programme (Ml/d) input as +ve 2023-24: 0; Gains in Water Available For Use / Savings in Demand under the selected programme (Ml/d) input as +ve 2024-25: 0; Gains in Water Available For Use / Savings in Demand under the selected programme (Ml/d) input as +ve 2025-26: 0; Gains in Water Available For Use / Savings in Demand under the selected programme (Ml/d) input as +ve 2026-27: 0.027435; Gains in Water Available For Use / Savings in Demand under the selected programme (Ml/d) input as +ve 2027-28: 0.13205; Gains in Water Available For Use / Savings in Demand under the selected programme (Ml/d) input as +ve 2028-29: 0.23763; Gains in Water Available For Use / Savings in Demand under the selected programme (Ml/d) input as +ve 2029-30: 0.37335; Gains in Water Available For Use / Savings in Demand under the selected programme (Ml/d) input as +ve 2030-31: 0.42519; Gains in Water Available For Use / Savings in Demand under the selected programme (Ml/d) input as +ve 2031-32: 0.47779; Gains in Water Available For Use / Savings in Demand under the selected programme (Ml/d) input as +ve 2032-33: 0.48323; Gains in Water Available For Use / Savings in Demand under the selected programme (Ml/d) input as +ve 2033-34: 0.48852; Gains in Water Available For Use / Savings in Demand under the selected programme (Ml/d) input as +ve 2034-35: 0.49344; Gains in Water Available For Use / Savings in Demand under the selected programme (Ml/d) input as +ve 2035-36: 0.49778; Gains in Water Available For Use / Savings in Demand under the selected programme (Ml/d) input as +ve 2036-37: 0.50205; Gains in Water Available For Use / Savings in Demand under the selected programme (Ml/d) input as +ve 2037-38: 0.50625; Gains in Water Available For Use / Savings in Demand under the selected programme (Ml/d) input as +ve 2038-39: 0.51039; Gains in Water Available For Use / Savings in Demand under the selected programme (Ml/d) input as +ve 2039-40: 0.51445; Gains in Water Available For Use / Savings in Demand under the selected programme (Ml/d) input as +ve 2040-41: 0.51845; Gains in Water Available For Use / Savings in Demand under the selected programme (Ml/d) input as +ve 2041-42: 0.5224; Gains in Water Available For Use / Savings in Demand under the selected programme (Ml/d) input as +ve 2042-43: 0.52628; Gains in Water Available For Use / Savings in Demand under the selected programme (Ml/d) input as +ve 2043-44: 0.5301; Gains in Water Available For Use / Savings in Demand under the selected programme (Ml/d) input as +ve 2044-45: 0.53386; Gains in Water Available For Use / Savings in Demand under the selected programme (Ml/d) input as +ve 2045-46: 0.53718; Gains in Water Available For Use / Savings in Demand under the selected programme (Ml/d) input as +ve 2046-47: 0.54046; Gains in Water Available For Use / Savings in Demand under the selected programme (Ml/d) input as +ve 2047-48: 0.54369; Gains in Water Available For Use / Savings in Demand under the selected programme (Ml/d) input as +ve 2048-49: 0.54689; Gains in Water Available For Use / Savings in Demand under the selected programme (Ml/d) input as +ve 2049-50: 0.54968
51dF | 4c-PL WRMP24. PL uplift - Non-Vulnerable Customers.AWSSUE | WEF 4c-PL.AWSSUE | Other water efficiency | Customer Options | N | Ofwat Core | AWSSUE | Ml/d | 2 | Gains in Water Available For Use / Savings in Demand under the selected programme (Ml/d) input as +ve 2019-20: 0; Gains in Water Available For Use / Savings in Demand under the selected programme (Ml/d) input as +ve 2020-21: 0; Gains in Water Available For Use / Savings in Demand under the selected programme (Ml/d) input as +ve 2021-22: 0; Gains in Water Available For Use / Savings in Demand under the selected programme (Ml/d) input as +ve 2022-23: 0; Gains in Water Available For Use / Savings in Demand under the selected programme (Ml/d) input as +ve 2023-24: 0; Gains in Water Available For Use / Savings in Demand under the selected programme (Ml/d) input as +ve 2024-25: 0; Gains in Water Available For Use / Savings in Demand under the selected programme (Ml/d) input as +ve 2025-26: 0; Gains in Water Available For Use / Savings in Demand under the selected programme (Ml/d) input as +ve 2026-27: 0.027435; Gains in Water Available For Use / Savings in Demand under the selected programme (Ml/d) input as +ve 2027-28: 0.13205; Gains in Water Available For Use / Savings in Demand under the selected programme (Ml/d) input as +ve 2028-29: 0.23763; Gains in Water Available For Use / Savings in Demand under the selected programme (Ml/d) input as +ve 2029-30: 0.37335; Gains in Water Available For Use / Savings in Demand under the selected programme (Ml/d) input as +ve 2030-31: 0.42519; Gains in Water Available For Use / Savings in Demand under the selected programme (Ml/d) input as +ve 2031-32: 0.47779; Gains in Water Available For Use / Savings in Demand under the selected programme (Ml/d) input as +ve 2032-33: 0.48323; Gains in Water Available For Use / Savings in Demand under the selected programme (Ml/d) input as +ve 2033-34: 0.48852; Gains in Water Available For Use / Savings in Demand under the selected programme (Ml/d) input as +ve 2034-35: 0.49344; Gains in Water Available For Use / Savings in Demand under the selected programme (Ml/d) input as +ve 2035-36: 0.49778; Gains in Water Available For Use / Savings in Demand under the selected programme (Ml/d) input as +ve 2036-37: 0.50205; Gains in Water Available For Use / Savings in Demand under the selected programme (Ml/d) input as +ve 2037-38: 0.50625; Gains in Water Available For Use / Savings in Demand under the selected programme (Ml/d) input as +ve 2038-39: 0.51039; Gains in Water Available For Use / Savings in Demand under the selected programme (Ml/d) input as +ve 2039-40: 0.51445; Gains in Water Available For Use / Savings in Demand under the selected programme (Ml/d) input as +ve 2040-41: 0.51845; Gains in Water Available For Use / Savings in Demand under the selected programme (Ml/d) input as +ve 2041-42: 0.5224; Gains in Water Available For Use / Savings in Demand under the selected programme (Ml/d) input as +ve 2042-43: 0.52628; Gains in Water Available For Use / Savings in Demand under the selected programme (Ml/d) input as +ve 2043-44: 0.5301; Gains in Water Available For Use / Savings in Demand under the selected programme (Ml/d) input as +ve 2044-45: 0.53386; Gains in Water Available For Use / Savings in Demand under the selected programme (Ml/d) input as +ve 2045-46: 0.53718; Gains in Water Available For Use / Savings in Demand under the selected programme (Ml/d) input as +ve 2046-47: 0.54046; Gains in Water Available For Use / Savings in Demand under the selected programme (Ml/d) input as +ve 2047-48: 0.54369; Gains in Water Available For Use / Savings in Demand under the selected programme (Ml/d) input as +ve 2048-49: 0.54689; Gains in Water Available For Use / Savings in Demand under the selected programme (Ml/d) input as +ve 2049-50: 0.54968
51dP | 4c-PL WRMP24. PL uplift - Non-Vulnerable Customers.AWSSUE | WEF 4c-PL.AWSSUE | Other water efficiency | Customer Options | N | Preferred | AWSSUE | Ml/d | 2 | Gains in Water Available For Use / Savings in Demand under the selected programme (Ml/d) input as +ve 2019-20: 0; Gains in Water Available For Use / Savings in Demand under the selected programme (Ml/d) input as +ve 2020-21: 0; Gains in Water Available For Use / Savings in Demand under the selected programme (Ml/d) input as +ve 2021-22: 0; Gains in Water Available For Use / Savings in Demand under the selected programme (Ml/d) input as +ve 2022-23: 0; Gains in Water Available For Use / Savings in Demand under the selected programme (Ml/d) input as +ve 2023-24: 0; Gains in Water Available For Use / Savings in Demand under the selected programme (Ml/d) input as +ve 2024-25: 0; Gains in Water Available For Use / Savings in Demand under the selected programme (Ml/d) input as +ve 2025-26: 0; Gains in Water Available For Use / Savings in Demand under the selected programme (Ml/d) input as +ve 2026-27: 0.027435; Gains in Water Available For Use / Savings in Demand under the selected programme (Ml/d) input as +ve 2027-28: 0.13205; Gains in Water Available For Use / Savings in Demand under the selected programme (Ml/d) input as +ve 2028-29: 0.23763; Gains in Water Available For Use / Savings in Demand under the selected programme (Ml/d) input as +ve 2029-30: 0.37335; Gains in Water Available For Use / Savings in Demand under the selected programme (Ml/d) input as +ve 2030-31: 0.42519; Gains in Water Available For Use / Savings in Demand under the selected programme (Ml/d) input as +ve 2031-32: 0.47779; Gains in Water Available For Use / Savings in Demand under the selected programme (Ml/d) input as +ve 2032-33: 0.48323; Gains in Water Available For Use / Savings in Demand under the selected programme (Ml/d) input as +ve 2033-34: 0.48852; Gains in Water Available For Use / Savings in Demand under the selected programme (Ml/d) input as +ve 2034-35: 0.49344; Gains in Water Available For Use / Savings in Demand under the selected programme (Ml/d) input as +ve 2035-36: 0.49778; Gains in Water Available For Use / Savings in Demand under the selected programme (Ml/d) input as +ve 2036-37: 0.50205; Gains in Water Available For Use / Savings in Demand under the selected programme (Ml/d) input as +ve 2037-38: 0.50625; Gains in Water Available For Use / Savings in Demand under the selected programme (Ml/d) input as +ve 2038-39: 0.51039; Gains in Water Available For Use / Savings in Demand under the selected programme (Ml/d) input as +ve 2039-40: 0.51445; Gains in Water Available For Use / Savings in Demand under the selected programme (Ml/d) input as +ve 2040-41: 0.51845; Gains in Water Available For Use / Savings in Demand under the selected programme (Ml/d) input as +ve 2041-42: 0.5224; Gains in Water Available For Use / Savings in Demand under the selected programme (Ml/d) input as +ve 2042-43: 0.52628; Gains in Water Available For Use / Savings in Demand under the selected programme (Ml/d) input as +ve 2043-44: 0.5301; Gains in Water Available For Use / Savings in Demand under the selected programme (Ml/d) input as +ve 2044-45: 0.53386; Gains in Water Available For Use / Savings in Demand under the selected programme (Ml/d) input as +ve 2045-46: 0.53718; Gains in Water Available For Use / Savings in Demand under the selected programme (Ml/d) input as +ve 2046-47: 0.54046; Gains in Water Available For Use / Savings in Demand under the selected programme (Ml/d) input as +ve 2047-48: 0.54369; Gains in Water Available For Use / Savings in Demand under the selected programme (Ml/d) input as +ve 2048-49: 0.54689; Gains in Water Available For Use / Savings in Demand under the selected programme (Ml/d) input as +ve 2049-50: 0.54968
51dF | 4d WRMP24. Leaky Loos Campaign.AWSSUE | WEF 4d.AWSSUE | Other water efficiency | Customer Options | N | Least Cost | AWSSUE | Ml/d | 2 | Gains in Water Available For Use / Savings in Demand under the selected programme (Ml/d) input as +ve 2019-20: 0; Gains in Water Available For Use / Savings in Demand under the selected programme (Ml/d) input as +ve 2020-21: 0; Gains in Water Available For Use / Savings in Demand under the selected programme (Ml/d) input as +ve 2021-22: 0; Gains in Water Available For Use / Savings in Demand under the selected programme (Ml/d) input as +ve 2022-23: 0; Gains in Water Available For Use / Savings in Demand under the selected programme (Ml/d) input as +ve 2023-24: 0; Gains in Water Available For Use / Savings in Demand under the selected programme (Ml/d) input as +ve 2024-25: 0; Gains in Water Available For Use / Savings in Demand under the selected programme (Ml/d) input as +ve 2025-26: 0.1086; Gains in Water Available For Use / Savings in Demand under the selected programme (Ml/d) input as +ve 2026-27: 0.20585; Gains in Water Available For Use / Savings in Demand under the selected programme (Ml/d) input as +ve 2027-28: 0.26449; Gains in Water Available For Use / Savings in Demand under the selected programme (Ml/d) input as +ve 2028-29: 0.2956; Gains in Water Available For Use / Savings in Demand under the selected programme (Ml/d) input as +ve 2029-30: 0.2971; Gains in Water Available For Use / Savings in Demand under the selected programme (Ml/d) input as +ve 2030-31: 0.2971; Gains in Water Available For Use / Savings in Demand under the selected programme (Ml/d) input as +ve 2031-32: 0.2971; Gains in Water Available For Use / Savings in Demand under the selected programme (Ml/d) input as +ve 2032-33: 0.2971; Gains in Water Available For Use / Savings in Demand under the selected programme (Ml/d) input as +ve 2033-34: 0.2971; Gains in Water Available For Use / Savings in Demand under the selected programme (Ml/d) input as +ve 2034-35: 0.2971; Gains in Water Available For Use / Savings in Demand under the selected programme (Ml/d) input as +ve 2035-36: 0.2971; Gains in Water Available For Use / Savings in Demand under the selected programme (Ml/d) input as +ve 2036-37: 0.2971; Gains in Water Available For Use / Savings in Demand under the selected programme (Ml/d) input as +ve 2037-38: 0.2971; Gains in Water Available For Use / Savings in Demand under the selected programme (Ml/d) input as +ve 2038-39: 0.2971; Gains in Water Available For Use / Savings in Demand under the selected programme (Ml/d) input as +ve 2039-40: 0.2971; Gains in Water Available For Use / Savings in Demand under the selected programme (Ml/d) input as +ve 2040-41: 0.1885; Gains in Water Available For Use / Savings in Demand under the selected programme (Ml/d) input as +ve 2041-42: 0.091251; Gains in Water Available For Use / Savings in Demand under the selected programme (Ml/d) input as +ve 2042-43: 0.03261; Gains in Water Available For Use / Savings in Demand under the selected programme (Ml/d) input as +ve 2043-44: 0.0014974; Gains in Water Available For Use / Savings in Demand under the selected programme (Ml/d) input as +ve 2044-45: 0; Gains in Water Available For Use / Savings in Demand under the selected programme (Ml/d) input as +ve 2045-46: 0; Gains in Water Available For Use / Savings in Demand under the selected programme (Ml/d) input as +ve 2046-47: 0; Gains in Water Available For Use / Savings in Demand under the selected programme (Ml/d) input as +ve 2047-48: 0; Gains in Water Available For Use / Savings in Demand under the selected programme (Ml/d) input as +ve 2048-49: 0; Gains in Water Available For Use / Savings in Demand under the selected programme (Ml/d) input as +ve 2049-50: 0
51dF | 4d WRMP24. Leaky Loos Campaign.AWSSUE | WEF 4d.AWSSUE | Other water efficiency | Customer Options | N | Ofwat Core | AWSSUE | Ml/d | 2 | Gains in Water Available For Use / Savings in Demand under the selected programme (Ml/d) input as +ve 2019-20: 0; Gains in Water Available For Use / Savings in Demand under the selected programme (Ml/d) input as +ve 2020-21: 0; Gains in Water Available For Use / Savings in Demand under the selected programme (Ml/d) input as +ve 2021-22: 0; Gains in Water Available For Use / Savings in Demand under the selected programme (Ml/d) input as +ve 2022-23: 0; Gains in Water Available For Use / Savings in Demand under the selected programme (Ml/d) input as +ve 2023-24: 0; Gains in Water Available For Use / Savings in Demand under the selected programme (Ml/d) input as +ve 2024-25: 0; Gains in Water Available For Use / Savings in Demand under the selected programme (Ml/d) input as +ve 2025-26: 0.1086; Gains in Water Available For Use / Savings in Demand under the selected programme (Ml/d) input as +ve 2026-27: 0.20585; Gains in Water Available For Use / Savings in Demand under the selected programme (Ml/d) input as +ve 2027-28: 0.26449; Gains in Water Available For Use / Savings in Demand under the selected programme (Ml/d) input as +ve 2028-29: 0.2956; Gains in Water Available For Use / Savings in Demand under the selected programme (Ml/d) input as +ve 2029-30: 0.2971; Gains in Water Available For Use / Savings in Demand under the selected programme (Ml/d) input as +ve 2030-31: 0.2971; Gains in Water Available For Use / Savings in Demand under the selected programme (Ml/d) input as +ve 2031-32: 0.2971; Gains in Water Available For Use / Savings in Demand under the selected programme (Ml/d) input as +ve 2032-33: 0.2971; Gains in Water Available For Use / Savings in Demand under the selected programme (Ml/d) input as +ve 2033-34: 0.2971; Gains in Water Available For Use / Savings in Demand under the selected programme (Ml/d) input as +ve 2034-35: 0.2971; Gains in Water Available For Use / Savings in Demand under the selected programme (Ml/d) input as +ve 2035-36: 0.2971; Gains in Water Available For Use / Savings in Demand under the selected programme (Ml/d) input as +ve 2036-37: 0.2971; Gains in Water Available For Use / Savings in Demand under the selected programme (Ml/d) input as +ve 2037-38: 0.2971; Gains in Water Available For Use / Savings in Demand under the selected programme (Ml/d) input as +ve 2038-39: 0.2971; Gains in Water Available For Use / Savings in Demand under the selected programme (Ml/d) input as +ve 2039-40: 0.2971; Gains in Water Available For Use / Savings in Demand under the selected programme (Ml/d) input as +ve 2040-41: 0.1885; Gains in Water Available For Use / Savings in Demand under the selected programme (Ml/d) input as +ve 2041-42: 0.091251; Gains in Water Available For Use / Savings in Demand under the selected programme (Ml/d) input as +ve 2042-43: 0.03261; Gains in Water Available For Use / Savings in Demand under the selected programme (Ml/d) input as +ve 2043-44: 0.0014974; Gains in Water Available For Use / Savings in Demand under the selected programme (Ml/d) input as +ve 2044-45: 0; Gains in Water Available For Use / Savings in Demand under the selected programme (Ml/d) input as +ve 2045-46: 0; Gains in Water Available For Use / Savings in Demand under the selected programme (Ml/d) input as +ve 2046-47: 0; Gains in Water Available For Use / Savings in Demand under the selected programme (Ml/d) input as +ve 2047-48: 0; Gains in Water Available For Use / Savings in Demand under the selected programme (Ml/d) input as +ve 2048-49: 0; Gains in Water Available For Use / Savings in Demand under the selected programme (Ml/d) input as +ve 2049-50: 0
51dP | 4d WRMP24. Leaky Loos Campaign.AWSSUE | WEF 4d.AWSSUE | Other water efficiency | Customer Options | N | Preferred | AWSSUE | Ml/d | 2 | Gains in Water Available For Use / Savings in Demand under the selected programme (Ml/d) input as +ve 2019-20: 0; Gains in Water Available For Use / Savings in Demand under the selected programme (Ml/d) input as +ve 2020-21: 0; Gains in Water Available For Use / Savings in Demand under the selected programme (Ml/d) input as +ve 2021-22: 0; Gains in Water Available For Use / Savings in Demand under the selected programme (Ml/d) input as +ve 2022-23: 0; Gains in Water Available For Use / Savings in Demand under the selected programme (Ml/d) input as +ve 2023-24: 0; Gains in Water Available For Use / Savings in Demand under the selected programme (Ml/d) input as +ve 2024-25: 0; Gains in Water Available For Use / Savings in Demand under the selected programme (Ml/d) input as +ve 2025-26: 0.1086; Gains in Water Available For Use / Savings in Demand under the selected programme (Ml/d) input as +ve 2026-27: 0.20585; Gains in Water Available For Use / Savings in Demand under the selected programme (Ml/d) input as +ve 2027-28: 0.26449; Gains in Water Available For Use / Savings in Demand under the selected programme (Ml/d) input as +ve 2028-29: 0.2956; Gains in Water Available For Use / Savings in Demand under the selected programme (Ml/d) input as +ve 2029-30: 0.2971; Gains in Water Available For Use / Savings in Demand under the selected programme (Ml/d) input as +ve 2030-31: 0.2971; Gains in Water Available For Use / Savings in Demand under the selected programme (Ml/d) input as +ve 2031-32: 0.2971; Gains in Water Available For Use / Savings in Demand under the selected programme (Ml/d) input as +ve 2032-33: 0.2971; Gains in Water Available For Use / Savings in Demand under the selected programme (Ml/d) input as +ve 2033-34: 0.2971; Gains in Water Available For Use / Savings in Demand under the selected programme (Ml/d) input as +ve 2034-35: 0.2971; Gains in Water Available For Use / Savings in Demand under the selected programme (Ml/d) input as +ve 2035-36: 0.2971; Gains in Water Available For Use / Savings in Demand under the selected programme (Ml/d) input as +ve 2036-37: 0.2971; Gains in Water Available For Use / Savings in Demand under the selected programme (Ml/d) input as +ve 2037-38: 0.2971; Gains in Water Available For Use / Savings in Demand under the selected programme (Ml/d) input as +ve 2038-39: 0.2971; Gains in Water Available For Use / Savings in Demand under the selected programme (Ml/d) input as +ve 2039-40: 0.2971; Gains in Water Available For Use / Savings in Demand under the selected programme (Ml/d) input as +ve 2040-41: 0.1885; Gains in Water Available For Use / Savings in Demand under the selected programme (Ml/d) input as +ve 2041-42: 0.091251; Gains in Water Available For Use / Savings in Demand under the selected programme (Ml/d) input as +ve 2042-43: 0.03261; Gains in Water Available For Use / Savings in Demand under the selected programme (Ml/d) input as +ve 2043-44: 0.0014974; Gains in Water Available For Use / Savings in Demand under the selected programme (Ml/d) input as +ve 2044-45: 0; Gains in Water Available For Use / Savings in Demand under the selected programme (Ml/d) input as +ve 2045-46: 0; Gains in Water Available For Use / Savings in Demand under the selected programme (Ml/d) input as +ve 2046-47: 0; Gains in Water Available For Use / Savings in Demand under the selected programme (Ml/d) input as +ve 2047-48: 0; Gains in Water Available For Use / Savings in Demand under the selected programme (Ml/d) input as +ve 2048-49: 0; Gains in Water Available For Use / Savings in Demand under the selected programme (Ml/d) input as +ve 2049-50: 0
51cF | Find and Fix.AWSSUE | Find and Fix.AWSSUE | Active leakage management | Distribution Options | N | Least Cost | AWSSUE | Ml/d | 2 | Gains in Water Available For Use / Savings in Demand under the selected programme (Ml/d) input as +ve 2019-20: 0; Gains in Water Available For Use / Savings in Demand under the selected programme (Ml/d) input as +ve 2020-21: 0; Gains in Water Available For Use / Savings in Demand under the selected programme (Ml/d) input as +ve 2021-22: 0; Gains in Water Available For Use / Savings in Demand under the selected programme (Ml/d) input as +ve 2022-23: 0; Gains in Water Available For Use / Savings in Demand under the selected programme (Ml/d) input as +ve 2023-24: 0; Gains in Water Available For Use / Savings in Demand under the selected programme (Ml/d) input as +ve 2024-25: 0; Gains in Water Available For Use / Savings in Demand under the selected programme (Ml/d) input as +ve 2025-26: 0.028899; Gains in Water Available For Use / Savings in Demand under the selected programme (Ml/d) input as +ve 2026-27: 0.028899; Gains in Water Available For Use / Savings in Demand under the selected programme (Ml/d) input as +ve 2027-28: 0.028899; Gains in Water Available For Use / Savings in Demand under the selected programme (Ml/d) input as +ve 2028-29: 0.028899; Gains in Water Available For Use / Savings in Demand under the selected programme (Ml/d) input as +ve 2029-30: 0.028899; Gains in Water Available For Use / Savings in Demand under the selected programme (Ml/d) input as +ve 2030-31: 0.028899; Gains in Water Available For Use / Savings in Demand under the selected programme (Ml/d) input as +ve 2031-32: 0.028899; Gains in Water Available For Use / Savings in Demand under the selected programme (Ml/d) input as +ve 2032-33: 0.054165; Gains in Water Available For Use / Savings in Demand under the selected programme (Ml/d) input as +ve 2033-34: 0.054165; Gains in Water Available For Use / Savings in Demand under the selected programme (Ml/d) input as +ve 2034-35: 0.054165; Gains in Water Available For Use / Savings in Demand under the selected programme (Ml/d) input as +ve 2035-36: 0.074379; Gains in Water Available For Use / Savings in Demand under the selected programme (Ml/d) input as +ve 2036-37: 0.074379; Gains in Water Available For Use / Savings in Demand under the selected programme (Ml/d) input as +ve 2037-38: 0.074379; Gains in Water Available For Use / Savings in Demand under the selected programme (Ml/d) input as +ve 2038-39: 0.091718; Gains in Water Available For Use / Savings in Demand under the selected programme (Ml/d) input as +ve 2039-40: 0.10751; Gains in Water Available For Use / Savings in Demand under the selected programme (Ml/d) input as +ve 2040-41: 0.10751; Gains in Water Available For Use / Savings in Demand under the selected programme (Ml/d) input as +ve 2041-42: 0.10751; Gains in Water Available For Use / Savings in Demand under the selected programme (Ml/d) input as +ve 2042-43: 0.12049; Gains in Water Available For Use / Savings in Demand under the selected programme (Ml/d) input as +ve 2043-44: 0.13227; Gains in Water Available For Use / Savings in Demand under the selected programme (Ml/d) input as +ve 2044-45: 0.13227; Gains in Water Available For Use / Savings in Demand under the selected programme (Ml/d) input as +ve 2045-46: 0.13227; Gains in Water Available For Use / Savings in Demand under the selected programme (Ml/d) input as +ve 2046-47: 0.15684; Gains in Water Available For Use / Savings in Demand under the selected programme (Ml/d) input as +ve 2047-48: 0.19329; Gains in Water Available For Use / Savings in Demand under the selected programme (Ml/d) input as +ve 2048-49: 0.22045; Gains in Water Available For Use / Savings in Demand under the selected programme (Ml/d) input as +ve 2049-50: 0.2388
51cF | Find and Fix.AWSSUE | Find and Fix.AWSSUE | Active leakage management | Distribution Options | N | Ofwat Core | AWSSUE | Ml/d | 2 | Gains in Water Available For Use / Savings in Demand under the selected programme (Ml/d) input as +ve 2019-20: 0; Gains in Water Available For Use / Savings in Demand under the selected programme (Ml/d) input as +ve 2020-21: 0; Gains in Water Available For Use / Savings in Demand under the selected programme (Ml/d) input as +ve 2021-22: 0; Gains in Water Available For Use / Savings in Demand under the selected programme (Ml/d) input as +ve 2022-23: 0; Gains in Water Available For Use / Savings in Demand under the selected programme (Ml/d) input as +ve 2023-24: 0; Gains in Water Available For Use / Savings in Demand under the selected programme (Ml/d) input as +ve 2024-25: 0; Gains in Water Available For Use / Savings in Demand under the selected programme (Ml/d) input as +ve 2025-26: 0.028899; Gains in Water Available For Use / Savings in Demand under the selected programme (Ml/d) input as +ve 2026-27: 0.028899; Gains in Water Available For Use / Savings in Demand under the selected programme (Ml/d) input as +ve 2027-28: 0.028899; Gains in Water Available For Use / Savings in Demand under the selected programme (Ml/d) input as +ve 2028-29: 0.028899; Gains in Water Available For Use / Savings in Demand under the selected programme (Ml/d) input as +ve 2029-30: 0.028899; Gains in Water Available For Use / Savings in Demand under the selected programme (Ml/d) input as +ve 2030-31: 0.028899; Gains in Water Available For Use / Savings in Demand under the selected programme (Ml/d) input as +ve 2031-32: 0.028899; Gains in Water Available For Use / Savings in Demand under the selected programme (Ml/d) input as +ve 2032-33: 0.054165; Gains in Water Available For Use / Savings in Demand under the selected programme (Ml/d) input as +ve 2033-34: 0.054165; Gains in Water Available For Use / Savings in Demand under the selected programme (Ml/d) input as +ve 2034-35: 0.054165; Gains in Water Available For Use / Savings in Demand under the selected programme (Ml/d) input as +ve 2035-36: 0.074379; Gains in Water Available For Use / Savings in Demand under the selected programme (Ml/d) input as +ve 2036-37: 0.074379; Gains in Water Available For Use / Savings in Demand under the selected programme (Ml/d) input as +ve 2037-38: 0.074379; Gains in Water Available For Use / Savings in Demand under the selected programme (Ml/d) input as +ve 2038-39: 0.091718; Gains in Water Available For Use / Savings in Demand under the selected programme (Ml/d) input as +ve 2039-40: 0.10751; Gains in Water Available For Use / Savings in Demand under the selected programme (Ml/d) input as +ve 2040-41: 0.10751; Gains in Water Available For Use / Savings in Demand under the selected programme (Ml/d) input as +ve 2041-42: 0.10751; Gains in Water Available For Use / Savings in Demand under the selected programme (Ml/d) input as +ve 2042-43: 0.12049; Gains in Water Available For Use / Savings in Demand under the selected programme (Ml/d) input as +ve 2043-44: 0.13227; Gains in Water Available For Use / Savings in Demand under the selected programme (Ml/d) input as +ve 2044-45: 0.13227; Gains in Water Available For Use / Savings in Demand under the selected programme (Ml/d) input as +ve 2045-46: 0.13227; Gains in Water Available For Use / Savings in Demand under the selected programme (Ml/d) input as +ve 2046-47: 0.15684; Gains in Water Available For Use / Savings in Demand under the selected programme (Ml/d) input as +ve 2047-48: 0.19329; Gains in Water Available For Use / Savings in Demand under the selected programme (Ml/d) input as +ve 2048-49: 0.22045; Gains in Water Available For Use / Savings in Demand under the selected programme (Ml/d) input as +ve 2049-50: 0.2388
51cP | Find and Fix.AWSSUE | Find and Fix.AWSSUE | Active leakage management | Distribution Options | N | Preferred | AWSSUE | Ml/d | 2 | Gains in Water Available For Use / Savings in Demand under the selected programme (Ml/d) input as +ve 2019-20: 0; Gains in Water Available For Use / Savings in Demand under the selected programme (Ml/d) input as +ve 2020-21: 0; Gains in Water Available For Use / Savings in Demand under the selected programme (Ml/d) input as +ve 2021-22: 0; Gains in Water Available For Use / Savings in Demand under the selected programme (Ml/d) input as +ve 2022-23: 0; Gains in Water Available For Use / Savings in Demand under the selected programme (Ml/d) input as +ve 2023-24: 0; Gains in Water Available For Use / Savings in Demand under the selected programme (Ml/d) input as +ve 2024-25: 0; Gains in Water Available For Use / Savings in Demand under the selected programme (Ml/d) input as +ve 2025-26: 0.028899; Gains in Water Available For Use / Savings in Demand under the selected programme (Ml/d) input as +ve 2026-27: 0.028899; Gains in Water Available For Use / Savings in Demand under the selected programme (Ml/d) input as +ve 2027-28: 0.028899; Gains in Water Available For Use / Savings in Demand under the selected programme (Ml/d) input as +ve 2028-29: 0.028899; Gains in Water Available For Use / Savings in Demand under the selected programme (Ml/d) input as +ve 2029-30: 0.028899; Gains in Water Available For Use / Savings in Demand under the selected programme (Ml/d) input as +ve 2030-31: 0.028899; Gains in Water Available For Use / Savings in Demand under the selected programme (Ml/d) input as +ve 2031-32: 0.028899; Gains in Water Available For Use / Savings in Demand under the selected programme (Ml/d) input as +ve 2032-33: 0.054165; Gains in Water Available For Use / Savings in Demand under the selected programme (Ml/d) input as +ve 2033-34: 0.054165; Gains in Water Available For Use / Savings in Demand under the selected programme (Ml/d) input as +ve 2034-35: 0.054165; Gains in Water Available For Use / Savings in Demand under the selected programme (Ml/d) input as +ve 2035-36: 0.074379; Gains in Water Available For Use / Savings in Demand under the selected programme (Ml/d) input as +ve 2036-37: 0.074379; Gains in Water Available For Use / Savings in Demand under the selected programme (Ml/d) input as +ve 2037-38: 0.074379; Gains in Water Available For Use / Savings in Demand under the selected programme (Ml/d) input as +ve 2038-39: 0.091718; Gains in Water Available For Use / Savings in Demand under the selected programme (Ml/d) input as +ve 2039-40: 0.10751; Gains in Water Available For Use / Savings in Demand under the selected programme (Ml/d) input as +ve 2040-41: 0.10751; Gains in Water Available For Use / Savings in Demand under the selected programme (Ml/d) input as +ve 2041-42: 0.10751; Gains in Water Available For Use / Savings in Demand under the selected programme (Ml/d) input as +ve 2042-43: 0.12049; Gains in Water Available For Use / Savings in Demand under the selected programme (Ml/d) input as +ve 2043-44: 0.13227; Gains in Water Available For Use / Savings in Demand under the selected programme (Ml/d) input as +ve 2044-45: 0.13227; Gains in Water Available For Use / Savings in Demand under the selected programme (Ml/d) input as +ve 2045-46: 0.13227; Gains in Water Available For Use / Savings in Demand under the selected programme (Ml/d) input as +ve 2046-47: 0.15684; Gains in Water Available For Use / Savings in Demand under the selected programme (Ml/d) input as +ve 2047-48: 0.19329; Gains in Water Available For Use / Savings in Demand under the selected programme (Ml/d) input as +ve 2048-49: 0.22045; Gains in Water Available For Use / Savings in Demand under the selected programme (Ml/d) input as +ve 2049-50: 0.2388
51dF | G2. Mandatory water labelling.AWSSUE | WEF g2.AWSSUE | Water efficiency customer education / awareness | Customer Options | N | Least Cost | AWSSUE | Ml/d | 2 | Gains in Water Available For Use / Savings in Demand under the selected programme (Ml/d) input as +ve 2019-20: 0; Gains in Water Available For Use / Savings in Demand under the selected programme (Ml/d) input as +ve 2020-21: 0; Gains in Water Available For Use / Savings in Demand under the selected programme (Ml/d) input as +ve 2021-22: 0; Gains in Water Available For Use / Savings in Demand under the selected programme (Ml/d) input as +ve 2022-23: 0; Gains in Water Available For Use / Savings in Demand under the selected programme (Ml/d) input as +ve 2023-24: 0; Gains in Water Available For Use / Savings in Demand under the selected programme (Ml/d) input as +ve 2024-25: 0; Gains in Water Available For Use / Savings in Demand under the selected programme (Ml/d) input as +ve 2025-26: 0; Gains in Water Available For Use / Savings in Demand under the selected programme (Ml/d) input as +ve 2026-27: 0; Gains in Water Available For Use / Savings in Demand under the selected programme (Ml/d) input as +ve 2027-28: 0; Gains in Water Available For Use / Savings in Demand under the selected programme (Ml/d) input as +ve 2028-29: 0.11976; Gains in Water Available For Use / Savings in Demand under the selected programme (Ml/d) input as +ve 2029-30: 0.24056; Gains in Water Available For Use / Savings in Demand under the selected programme (Ml/d) input as +ve 2030-31: 0.36266; Gains in Water Available For Use / Savings in Demand under the selected programme (Ml/d) input as +ve 2031-32: 0.48518; Gains in Water Available For Use / Savings in Demand under the selected programme (Ml/d) input as +ve 2032-33: 0.60885; Gains in Water Available For Use / Savings in Demand under the selected programme (Ml/d) input as +ve 2033-34: 0.73363; Gains in Water Available For Use / Savings in Demand under the selected programme (Ml/d) input as +ve 2034-35: 1.111; Gains in Water Available For Use / Savings in Demand under the selected programme (Ml/d) input as +ve 2035-36: 1.4895; Gains in Water Available For Use / Savings in Demand under the selected programme (Ml/d) input as +ve 2036-37: 1.8694; Gains in Water Available For Use / Savings in Demand under the selected programme (Ml/d) input as +ve 2037-38: 2.252; Gains in Water Available For Use / Savings in Demand under the selected programme (Ml/d) input as +ve 2038-39: 2.637; Gains in Water Available For Use / Savings in Demand under the selected programme (Ml/d) input as +ve 2039-40: 3.0289; Gains in Water Available For Use / Savings in Demand under the selected programme (Ml/d) input as +ve 2040-41: 3.4234; Gains in Water Available For Use / Savings in Demand under the selected programme (Ml/d) input as +ve 2041-42: 3.8221; Gains in Water Available For Use / Savings in Demand under the selected programme (Ml/d) input as +ve 2042-43: 4.2248; Gains in Water Available For Use / Savings in Demand under the selected programme (Ml/d) input as +ve 2043-44: 4.6316; Gains in Water Available For Use / Savings in Demand under the selected programme (Ml/d) input as +ve 2044-45: 4.7752; Gains in Water Available For Use / Savings in Demand under the selected programme (Ml/d) input as +ve 2045-46: 4.9193; Gains in Water Available For Use / Savings in Demand under the selected programme (Ml/d) input as +ve 2046-47: 5.0646; Gains in Water Available For Use / Savings in Demand under the selected programme (Ml/d) input as +ve 2047-48: 5.2119; Gains in Water Available For Use / Savings in Demand under the selected programme (Ml/d) input as +ve 2048-49: 5.3606; Gains in Water Available For Use / Savings in Demand under the selected programme (Ml/d) input as +ve 2049-50: 5.5109
51dF | G2. Mandatory water labelling.AWSSUE | WEF g2.AWSSUE | Water efficiency customer education / awareness | Customer Options | N | Ofwat Core | AWSSUE | Ml/d | 2 | Gains in Water Available For Use / Savings in Demand under the selected programme (Ml/d) input as +ve 2019-20: 0; Gains in Water Available For Use / Savings in Demand under the selected programme (Ml/d) input as +ve 2020-21: 0; Gains in Water Available For Use / Savings in Demand under the selected programme (Ml/d) input as +ve 2021-22: 0; Gains in Water Available For Use / Savings in Demand under the selected programme (Ml/d) input as +ve 2022-23: 0; Gains in Water Available For Use / Savings in Demand under the selected programme (Ml/d) input as +ve 2023-24: 0; Gains in Water Available For Use / Savings in Demand under the selected programme (Ml/d) input as +ve 2024-25: 0; Gains in Water Available For Use / Savings in Demand under the selected programme (Ml/d) input as +ve 2025-26: 0; Gains in Water Available For Use / Savings in Demand under the selected programme (Ml/d) input as +ve 2026-27: 0; Gains in Water Available For Use / Savings in Demand under the selected programme (Ml/d) input as +ve 2027-28: 0; Gains in Water Available For Use / Savings in Demand under the selected programme (Ml/d) input as +ve 2028-29: 0.11976; Gains in Water Available For Use / Savings in Demand under the selected programme (Ml/d) input as +ve 2029-30: 0.24056; Gains in Water Available For Use / Savings in Demand under the selected programme (Ml/d) input as +ve 2030-31: 0.36266; Gains in Water Available For Use / Savings in Demand under the selected programme (Ml/d) input as +ve 2031-32: 0.48518; Gains in Water Available For Use / Savings in Demand under the selected programme (Ml/d) input as +ve 2032-33: 0.60885; Gains in Water Available For Use / Savings in Demand under the selected programme (Ml/d) input as +ve 2033-34: 0.73363; Gains in Water Available For Use / Savings in Demand under the selected programme (Ml/d) input as +ve 2034-35: 1.111; Gains in Water Available For Use / Savings in Demand under the selected programme (Ml/d) input as +ve 2035-36: 1.4895; Gains in Water Available For Use / Savings in Demand under the selected programme (Ml/d) input as +ve 2036-37: 1.8694; Gains in Water Available For Use / Savings in Demand under the selected programme (Ml/d) input as +ve 2037-38: 2.252; Gains in Water Available For Use / Savings in Demand under the selected programme (Ml/d) input as +ve 2038-39: 2.637; Gains in Water Available For Use / Savings in Demand under the selected programme (Ml/d) input as +ve 2039-40: 3.0289; Gains in Water Available For Use / Savings in Demand under the selected programme (Ml/d) input as +ve 2040-41: 3.4234; Gains in Water Available For Use / Savings in Demand under the selected programme (Ml/d) input as +ve 2041-42: 3.8221; Gains in Water Available For Use / Savings in Demand under the selected programme (Ml/d) input as +ve 2042-43: 4.2248; Gains in Water Available For Use / Savings in Demand under the selected programme (Ml/d) input as +ve 2043-44: 4.6316; Gains in Water Available For Use / Savings in Demand under the selected programme (Ml/d) input as +ve 2044-45: 4.7752; Gains in Water Available For Use / Savings in Demand under the selected programme (Ml/d) input as +ve 2045-46: 4.9193; Gains in Water Available For Use / Savings in Demand under the selected programme (Ml/d) input as +ve 2046-47: 5.0646; Gains in Water Available For Use / Savings in Demand under the selected programme (Ml/d) input as +ve 2047-48: 5.2119; Gains in Water Available For Use / Savings in Demand under the selected programme (Ml/d) input as +ve 2048-49: 5.3606; Gains in Water Available For Use / Savings in Demand under the selected programme (Ml/d) input as +ve 2049-50: 5.5109
51dP | G2. Mandatory water labelling.AWSSUE | WEF g2.AWSSUE | Water efficiency customer education / awareness | Customer Options | N | Preferred | AWSSUE | Ml/d | 2 | Gains in Water Available For Use / Savings in Demand under the selected programme (Ml/d) input as +ve 2019-20: 0; Gains in Water Available For Use / Savings in Demand under the selected programme (Ml/d) input as +ve 2020-21: 0; Gains in Water Available For Use / Savings in Demand under the selected programme (Ml/d) input as +ve 2021-22: 0; Gains in Water Available For Use / Savings in Demand under the selected programme (Ml/d) input as +ve 2022-23: 0; Gains in Water Available For Use / Savings in Demand under the selected programme (Ml/d) input as +ve 2023-24: 0; Gains in Water Available For Use / Savings in Demand under the selected programme (Ml/d) input as +ve 2024-25: 0; Gains in Water Available For Use / Savings in Demand under the selected programme (Ml/d) input as +ve 2025-26: 0; Gains in Water Available For Use / Savings in Demand under the selected programme (Ml/d) input as +ve 2026-27: 0; Gains in Water Available For Use / Savings in Demand under the selected programme (Ml/d) input as +ve 2027-28: 0; Gains in Water Available For Use / Savings in Demand under the selected programme (Ml/d) input as +ve 2028-29: 0.11976; Gains in Water Available For Use / Savings in Demand under the selected programme (Ml/d) input as +ve 2029-30: 0.24056; Gains in Water Available For Use / Savings in Demand under the selected programme (Ml/d) input as +ve 2030-31: 0.36266; Gains in Water Available For Use / Savings in Demand under the selected programme (Ml/d) input as +ve 2031-32: 0.48518; Gains in Water Available For Use / Savings in Demand under the selected programme (Ml/d) input as +ve 2032-33: 0.60885; Gains in Water Available For Use / Savings in Demand under the selected programme (Ml/d) input as +ve 2033-34: 0.73363; Gains in Water Available For Use / Savings in Demand under the selected programme (Ml/d) input as +ve 2034-35: 1.111; Gains in Water Available For Use / Savings in Demand under the selected programme (Ml/d) input as +ve 2035-36: 1.4895; Gains in Water Available For Use / Savings in Demand under the selected programme (Ml/d) input as +ve 2036-37: 1.8694; Gains in Water Available For Use / Savings in Demand under the selected programme (Ml/d) input as +ve 2037-38: 2.252; Gains in Water Available For Use / Savings in Demand under the selected programme (Ml/d) input as +ve 2038-39: 2.637; Gains in Water Available For Use / Savings in Demand under the selected programme (Ml/d) input as +ve 2039-40: 3.0289; Gains in Water Available For Use / Savings in Demand under the selected programme (Ml/d) input as +ve 2040-41: 3.4234; Gains in Water Available For Use / Savings in Demand under the selected programme (Ml/d) input as +ve 2041-42: 3.8221; Gains in Water Available For Use / Savings in Demand under the selected programme (Ml/d) input as +ve 2042-43: 4.2248; Gains in Water Available For Use / Savings in Demand under the selected programme (Ml/d) input as +ve 2043-44: 4.6316; Gains in Water Available For Use / Savings in Demand under the selected programme (Ml/d) input as +ve 2044-45: 4.7752; Gains in Water Available For Use / Savings in Demand under the selected programme (Ml/d) input as +ve 2045-46: 4.9193; Gains in Water Available For Use / Savings in Demand under the selected programme (Ml/d) input as +ve 2046-47: 5.0646; Gains in Water Available For Use / Savings in Demand under the selected programme (Ml/d) input as +ve 2047-48: 5.2119; Gains in Water Available For Use / Savings in Demand under the selected programme (Ml/d) input as +ve 2048-49: 5.3606; Gains in Water Available For Use / Savings in Demand under the selected programme (Ml/d) input as +ve 2049-50: 5.5109
51dF | LEA: NHH. NHH CSPL repairs.AWSSUE | LEA: NHH. NHH CSPL repairs.AWSSUE | Supply pipe repairs / replacement | Customer Options | N | Least Cost | AWSSUE | Ml/d | 2 | Gains in Water Available For Use / Savings in Demand under the selected programme (Ml/d) input as +ve 2019-20: 0; Gains in Water Available For Use / Savings in Demand under the selected programme (Ml/d) input as +ve 2020-21: 0; Gains in Water Available For Use / Savings in Demand under the selected programme (Ml/d) input as +ve 2021-22: 0; Gains in Water Available For Use / Savings in Demand under the selected programme (Ml/d) input as +ve 2022-23: 0; Gains in Water Available For Use / Savings in Demand under the selected programme (Ml/d) input as +ve 2023-24: 0; Gains in Water Available For Use / Savings in Demand under the selected programme (Ml/d) input as +ve 2024-25: 0; Gains in Water Available For Use / Savings in Demand under the selected programme (Ml/d) input as +ve 2025-26: 0.00013663; Gains in Water Available For Use / Savings in Demand under the selected programme (Ml/d) input as +ve 2026-27: 0.0021035; Gains in Water Available For Use / Savings in Demand under the selected programme (Ml/d) input as +ve 2027-28: 0.0038834; Gains in Water Available For Use / Savings in Demand under the selected programme (Ml/d) input as +ve 2028-29: 0.0055236; Gains in Water Available For Use / Savings in Demand under the selected programme (Ml/d) input as +ve 2029-30: 0.0072047; Gains in Water Available For Use / Savings in Demand under the selected programme (Ml/d) input as +ve 2030-31: 0.0088863; Gains in Water Available For Use / Savings in Demand under the selected programme (Ml/d) input as +ve 2031-32: 0.010569; Gains in Water Available For Use / Savings in Demand under the selected programme (Ml/d) input as +ve 2032-33: 0.012252; Gains in Water Available For Use / Savings in Demand under the selected programme (Ml/d) input as +ve 2033-34: 0.013937; Gains in Water Available For Use / Savings in Demand under the selected programme (Ml/d) input as +ve 2034-35: 0.015622; Gains in Water Available For Use / Savings in Demand under the selected programme (Ml/d) input as +ve 2035-36: 0.017308; Gains in Water Available For Use / Savings in Demand under the selected programme (Ml/d) input as +ve 2036-37: 0.018995; Gains in Water Available For Use / Savings in Demand under the selected programme (Ml/d) input as +ve 2037-38: 0.020682; Gains in Water Available For Use / Savings in Demand under the selected programme (Ml/d) input as +ve 2038-39: 0.02237; Gains in Water Available For Use / Savings in Demand under the selected programme (Ml/d) input as +ve 2039-40: 0.024058; Gains in Water Available For Use / Savings in Demand under the selected programme (Ml/d) input as +ve 2040-41: 0.025747; Gains in Water Available For Use / Savings in Demand under the selected programme (Ml/d) input as +ve 2041-42: 0.027436; Gains in Water Available For Use / Savings in Demand under the selected programme (Ml/d) input as +ve 2042-43: 0.029125; Gains in Water Available For Use / Savings in Demand under the selected programme (Ml/d) input as +ve 2043-44: 0.030814; Gains in Water Available For Use / Savings in Demand under the selected programme (Ml/d) input as +ve 2044-45: 0.032503; Gains in Water Available For Use / Savings in Demand under the selected programme (Ml/d) input as +ve 2045-46: 0.034192; Gains in Water Available For Use / Savings in Demand under the selected programme (Ml/d) input as +ve 2046-47: 0.03588; Gains in Water Available For Use / Savings in Demand under the selected programme (Ml/d) input as +ve 2047-48: 0.037568; Gains in Water Available For Use / Savings in Demand under the selected programme (Ml/d) input as +ve 2048-49: 0.039255; Gains in Water Available For Use / Savings in Demand under the selected programme (Ml/d) input as +ve 2049-50: 0.04094
51dF | LEA: NHH. NHH CSPL repairs.AWSSUE | LEA: NHH. NHH CSPL repairs.AWSSUE | Supply pipe repairs / replacement | Customer Options | N | Ofwat Core | AWSSUE | Ml/d | 2 | Gains in Water Available For Use / Savings in Demand under the selected programme (Ml/d) input as +ve 2019-20: 0; Gains in Water Available For Use / Savings in Demand under the selected programme (Ml/d) input as +ve 2020-21: 0; Gains in Water Available For Use / Savings in Demand under the selected programme (Ml/d) input as +ve 2021-22: 0; Gains in Water Available For Use / Savings in Demand under the selected programme (Ml/d) input as +ve 2022-23: 0; Gains in Water Available For Use / Savings in Demand under the selected programme (Ml/d) input as +ve 2023-24: 0; Gains in Water Available For Use / Savings in Demand under the selected programme (Ml/d) input as +ve 2024-25: 0; Gains in Water Available For Use / Savings in Demand under the selected programme (Ml/d) input as +ve 2025-26: 0.00013663; Gains in Water Available For Use / Savings in Demand under the selected programme (Ml/d) input as +ve 2026-27: 0.0021035; Gains in Water Available For Use / Savings in Demand under the selected programme (Ml/d) input as +ve 2027-28: 0.0038834; Gains in Water Available For Use / Savings in Demand under the selected programme (Ml/d) input as +ve 2028-29: 0.0055236; Gains in Water Available For Use / Savings in Demand under the selected programme (Ml/d) input as +ve 2029-30: 0.0072047; Gains in Water Available For Use / Savings in Demand under the selected programme (Ml/d) input as +ve 2030-31: 0.0088863; Gains in Water Available For Use / Savings in Demand under the selected programme (Ml/d) input as +ve 2031-32: 0.010569; Gains in Water Available For Use / Savings in Demand under the selected programme (Ml/d) input as +ve 2032-33: 0.012252; Gains in Water Available For Use / Savings in Demand under the selected programme (Ml/d) input as +ve 2033-34: 0.013937; Gains in Water Available For Use / Savings in Demand under the selected programme (Ml/d) input as +ve 2034-35: 0.015622; Gains in Water Available For Use / Savings in Demand under the selected programme (Ml/d) input as +ve 2035-36: 0.017308; Gains in Water Available For Use / Savings in Demand under the selected programme (Ml/d) input as +ve 2036-37: 0.018995; Gains in Water Available For Use / Savings in Demand under the selected programme (Ml/d) input as +ve 2037-38: 0.020682; Gains in Water Available For Use / Savings in Demand under the selected programme (Ml/d) input as +ve 2038-39: 0.02237; Gains in Water Available For Use / Savings in Demand under the selected programme (Ml/d) input as +ve 2039-40: 0.024058; Gains in Water Available For Use / Savings in Demand under the selected programme (Ml/d) input as +ve 2040-41: 0.025747; Gains in Water Available For Use / Savings in Demand under the selected programme (Ml/d) input as +ve 2041-42: 0.027436; Gains in Water Available For Use / Savings in Demand under the selected programme (Ml/d) input as +ve 2042-43: 0.029125; Gains in Water Available For Use / Savings in Demand under the selected programme (Ml/d) input as +ve 2043-44: 0.030814; Gains in Water Available For Use / Savings in Demand under the selected programme (Ml/d) input as +ve 2044-45: 0.032503; Gains in Water Available For Use / Savings in Demand under the selected programme (Ml/d) input as +ve 2045-46: 0.034192; Gains in Water Available For Use / Savings in Demand under the selected programme (Ml/d) input as +ve 2046-47: 0.03588; Gains in Water Available For Use / Savings in Demand under the selected programme (Ml/d) input as +ve 2047-48: 0.037568; Gains in Water Available For Use / Savings in Demand under the selected programme (Ml/d) input as +ve 2048-49: 0.039255; Gains in Water Available For Use / Savings in Demand under the selected programme (Ml/d) input as +ve 2049-50: 0.04094
51dP | LEA: NHH. NHH CSPL repairs.AWSSUE | LEA: NHH. NHH CSPL repairs.AWSSUE | Supply pipe repairs / replacement | Customer Options | N | Preferred | AWSSUE | Ml/d | 2 | Gains in Water Available For Use / Savings in Demand under the selected programme (Ml/d) input as +ve 2019-20: 0; Gains in Water Available For Use / Savings in Demand under the selected programme (Ml/d) input as +ve 2020-21: 0; Gains in Water Available For Use / Savings in Demand under the selected programme (Ml/d) input as +ve 2021-22: 0; Gains in Water Available For Use / Savings in Demand under the selected programme (Ml/d) input as +ve 2022-23: 0; Gains in Water Available For Use / Savings in Demand under the selected programme (Ml/d) input as +ve 2023-24: 0; Gains in Water Available For Use / Savings in Demand under the selected programme (Ml/d) input as +ve 2024-25: 0; Gains in Water Available For Use / Savings in Demand under the selected programme (Ml/d) input as +ve 2025-26: 0.00013663; Gains in Water Available For Use / Savings in Demand under the selected programme (Ml/d) input as +ve 2026-27: 0.0021035; Gains in Water Available For Use / Savings in Demand under the selected programme (Ml/d) input as +ve 2027-28: 0.0038834; Gains in Water Available For Use / Savings in Demand under the selected programme (Ml/d) input as +ve 2028-29: 0.0055236; Gains in Water Available For Use / Savings in Demand under the selected programme (Ml/d) input as +ve 2029-30: 0.0072047; Gains in Water Available For Use / Savings in Demand under the selected programme (Ml/d) input as +ve 2030-31: 0.0088863; Gains in Water Available For Use / Savings in Demand under the selected programme (Ml/d) input as +ve 2031-32: 0.010569; Gains in Water Available For Use / Savings in Demand under the selected programme (Ml/d) input as +ve 2032-33: 0.012252; Gains in Water Available For Use / Savings in Demand under the selected programme (Ml/d) input as +ve 2033-34: 0.013937; Gains in Water Available For Use / Savings in Demand under the selected programme (Ml/d) input as +ve 2034-35: 0.015622; Gains in Water Available For Use / Savings in Demand under the selected programme (Ml/d) input as +ve 2035-36: 0.017308; Gains in Water Available For Use / Savings in Demand under the selected programme (Ml/d) input as +ve 2036-37: 0.018995; Gains in Water Available For Use / Savings in Demand under the selected programme (Ml/d) input as +ve 2037-38: 0.020682; Gains in Water Available For Use / Savings in Demand under the selected programme (Ml/d) input as +ve 2038-39: 0.02237; Gains in Water Available For Use / Savings in Demand under the selected programme (Ml/d) input as +ve 2039-40: 0.024058; Gains in Water Available For Use / Savings in Demand under the selected programme (Ml/d) input as +ve 2040-41: 0.025747; Gains in Water Available For Use / Savings in Demand under the selected programme (Ml/d) input as +ve 2041-42: 0.027436; Gains in Water Available For Use / Savings in Demand under the selected programme (Ml/d) input as +ve 2042-43: 0.029125; Gains in Water Available For Use / Savings in Demand under the selected programme (Ml/d) input as +ve 2043-44: 0.030814; Gains in Water Available For Use / Savings in Demand under the selected programme (Ml/d) input as +ve 2044-45: 0.032503; Gains in Water Available For Use / Savings in Demand under the selected programme (Ml/d) input as +ve 2045-46: 0.034192; Gains in Water Available For Use / Savings in Demand under the selected programme (Ml/d) input as +ve 2046-47: 0.03588; Gains in Water Available For Use / Savings in Demand under the selected programme (Ml/d) input as +ve 2047-48: 0.037568; Gains in Water Available For Use / Savings in Demand under the selected programme (Ml/d) input as +ve 2048-49: 0.039255; Gains in Water Available For Use / Savings in Demand under the selected programme (Ml/d) input as +ve 2049-50: 0.04094
51cF | Mains Replacement (MR1500).AWSSUE | Mains Replacement (MR1500).AWSSUE | Mains replacement (not trunk mains) | Distribution Options | N | Ofwat Core | AWSSUE | Ml/d | 2 | Gains in Water Available For Use / Savings in Demand under the selected programme (Ml/d) input as +ve 2019-20: 0; Gains in Water Available For Use / Savings in Demand under the selected programme (Ml/d) input as +ve 2020-21: 0; Gains in Water Available For Use / Savings in Demand under the selected programme (Ml/d) input as +ve 2021-22: 0; Gains in Water Available For Use / Savings in Demand under the selected programme (Ml/d) input as +ve 2022-23: 0; Gains in Water Available For Use / Savings in Demand under the selected programme (Ml/d) input as +ve 2023-24: 0; Gains in Water Available For Use / Savings in Demand under the selected programme (Ml/d) input as +ve 2024-25: 0; Gains in Water Available For Use / Savings in Demand under the selected programme (Ml/d) input as +ve 2025-26: 0; Gains in Water Available For Use / Savings in Demand under the selected programme (Ml/d) input as +ve 2026-27: 0; Gains in Water Available For Use / Savings in Demand under the selected programme (Ml/d) input as +ve 2027-28: 0; Gains in Water Available For Use / Savings in Demand under the selected programme (Ml/d) input as +ve 2028-29: 0; Gains in Water Available For Use / Savings in Demand under the selected programme (Ml/d) input as +ve 2029-30: 0; Gains in Water Available For Use / Savings in Demand under the selected programme (Ml/d) input as +ve 2030-31: 0; Gains in Water Available For Use / Savings in Demand under the selected programme (Ml/d) input as +ve 2031-32: 0; Gains in Water Available For Use / Savings in Demand under the selected programme (Ml/d) input as +ve 2032-33: 0; Gains in Water Available For Use / Savings in Demand under the selected programme (Ml/d) input as +ve 2033-34: 0; Gains in Water Available For Use / Savings in Demand under the selected programme (Ml/d) input as +ve 2034-35: 0; Gains in Water Available For Use / Savings in Demand under the selected programme (Ml/d) input as +ve 2035-36: 0; Gains in Water Available For Use / Savings in Demand under the selected programme (Ml/d) input as +ve 2036-37: 0; Gains in Water Available For Use / Savings in Demand under the selected programme (Ml/d) input as +ve 2037-38: 0; Gains in Water Available For Use / Savings in Demand under the selected programme (Ml/d) input as +ve 2038-39: 0; Gains in Water Available For Use / Savings in Demand under the selected programme (Ml/d) input as +ve 2039-40: 0; Gains in Water Available For Use / Savings in Demand under the selected programme (Ml/d) input as +ve 2040-41: 0; Gains in Water Available For Use / Savings in Demand under the selected programme (Ml/d) input as +ve 2041-42: 0; Gains in Water Available For Use / Savings in Demand under the selected programme (Ml/d) input as +ve 2042-43: 0.22763; Gains in Water Available For Use / Savings in Demand under the selected programme (Ml/d) input as +ve 2043-44: 0.22763; Gains in Water Available For Use / Savings in Demand under the selected programme (Ml/d) input as +ve 2044-45: 0.22763; Gains in Water Available For Use / Savings in Demand under the selected programme (Ml/d) input as +ve 2045-46: 0.22763; Gains in Water Available For Use / Savings in Demand under the selected programme (Ml/d) input as +ve 2046-47: 0.3833; Gains in Water Available For Use / Savings in Demand under the selected programme (Ml/d) input as +ve 2047-48: 0.3833; Gains in Water Available For Use / Savings in Demand under the selected programme (Ml/d) input as +ve 2048-49: 0.50019; Gains in Water Available For Use / Savings in Demand under the selected programme (Ml/d) input as +ve 2049-50: 0.50019
51cP | Mains Replacement (MRMax).AWSSUE | Mains Replacement (MRMax).AWSSUE | Mains replacement (not trunk mains) | Distribution Options | N | Preferred | AWSSUE | Ml/d | 2 | Gains in Water Available For Use / Savings in Demand under the selected programme (Ml/d) input as +ve 2019-20: 0; Gains in Water Available For Use / Savings in Demand under the selected programme (Ml/d) input as +ve 2020-21: 0; Gains in Water Available For Use / Savings in Demand under the selected programme (Ml/d) input as +ve 2021-22: 0; Gains in Water Available For Use / Savings in Demand under the selected programme (Ml/d) input as +ve 2022-23: 0; Gains in Water Available For Use / Savings in Demand under the selected programme (Ml/d) input as +ve 2023-24: 0; Gains in Water Available For Use / Savings in Demand under the selected programme (Ml/d) input as +ve 2024-25: 0; Gains in Water Available For Use / Savings in Demand under the selected programme (Ml/d) input as +ve 2025-26: 0; Gains in Water Available For Use / Savings in Demand under the selected programme (Ml/d) input as +ve 2026-27: 0; Gains in Water Available For Use / Savings in Demand under the selected programme (Ml/d) input as +ve 2027-28: 0; Gains in Water Available For Use / Savings in Demand under the selected programme (Ml/d) input as +ve 2028-29: 0; Gains in Water Available For Use / Savings in Demand under the selected programme (Ml/d) input as +ve 2029-30: 0; Gains in Water Available For Use / Savings in Demand under the selected programme (Ml/d) input as +ve 2030-31: 0; Gains in Water Available For Use / Savings in Demand under the selected programme (Ml/d) input as +ve 2031-32: 0; Gains in Water Available For Use / Savings in Demand under the selected programme (Ml/d) input as +ve 2032-33: 0; Gains in Water Available For Use / Savings in Demand under the selected programme (Ml/d) input as +ve 2033-34: 0; Gains in Water Available For Use / Savings in Demand under the selected programme (Ml/d) input as +ve 2034-35: 0; Gains in Water Available For Use / Savings in Demand under the selected programme (Ml/d) input as +ve 2035-36: 0.23128; Gains in Water Available For Use / Savings in Demand under the selected programme (Ml/d) input as +ve 2036-37: 0.23128; Gains in Water Available For Use / Savings in Demand under the selected programme (Ml/d) input as +ve 2037-38: 0.38944; Gains in Water Available For Use / Savings in Demand under the selected programme (Ml/d) input as +ve 2038-39: 0.38944; Gains in Water Available For Use / Savings in Demand under the selected programme (Ml/d) input as +ve 2039-40: 0.50821; Gains in Water Available For Use / Savings in Demand under the selected programme (Ml/d) input as +ve 2040-41: 0.50286; Gains in Water Available For Use / Savings in Demand under the selected programme (Ml/d) input as +ve 2041-42: 0.59411; Gains in Water Available For Use / Savings in Demand under the selected programme (Ml/d) input as +ve 2042-43: 0.74985; Gains in Water Available For Use / Savings in Demand under the selected programme (Ml/d) input as +ve 2043-44: 1.0021; Gains in Water Available For Use / Savings in Demand under the selected programme (Ml/d) input as +ve 2044-45: 1.0504; Gains in Water Available For Use / Savings in Demand under the selected programme (Ml/d) input as +ve 2045-46: 1.0938; Gains in Water Available For Use / Savings in Demand under the selected programme (Ml/d) input as +ve 2046-47: 1.165; Gains in Water Available For Use / Savings in Demand under the selected programme (Ml/d) input as +ve 2047-48: 1.2405; Gains in Water Available For Use / Savings in Demand under the selected programme (Ml/d) input as +ve 2048-49: 1.3412; Gains in Water Available For Use / Savings in Demand under the selected programme (Ml/d) input as +ve 2049-50: 1.3412
51dF | NHH. NHH PL repairs.AWSSUE | NHH. NHH PL repairs.AWSSUE | Non-household water audit | Customer Options | N | Least Cost | AWSSUE | Ml/d | 2 | Gains in Water Available For Use / Savings in Demand under the selected programme (Ml/d) input as +ve 2019-20: 0; Gains in Water Available For Use / Savings in Demand under the selected programme (Ml/d) input as +ve 2020-21: 0; Gains in Water Available For Use / Savings in Demand under the selected programme (Ml/d) input as +ve 2021-22: 0; Gains in Water Available For Use / Savings in Demand under the selected programme (Ml/d) input as +ve 2022-23: 0; Gains in Water Available For Use / Savings in Demand under the selected programme (Ml/d) input as +ve 2023-24: 0; Gains in Water Available For Use / Savings in Demand under the selected programme (Ml/d) input as +ve 2024-25: 0; Gains in Water Available For Use / Savings in Demand under the selected programme (Ml/d) input as +ve 2025-26: 0.0040745; Gains in Water Available For Use / Savings in Demand under the selected programme (Ml/d) input as +ve 2026-27: 0.057999; Gains in Water Available For Use / Savings in Demand under the selected programme (Ml/d) input as +ve 2027-28: 0.1068; Gains in Water Available For Use / Savings in Demand under the selected programme (Ml/d) input as +ve 2028-29: 0.15178; Gains in Water Available For Use / Savings in Demand under the selected programme (Ml/d) input as +ve 2029-30: 0.19817; Gains in Water Available For Use / Savings in Demand under the selected programme (Ml/d) input as +ve 2030-31: 0.24457; Gains in Water Available For Use / Savings in Demand under the selected programme (Ml/d) input as +ve 2031-32: 0.29099; Gains in Water Available For Use / Savings in Demand under the selected programme (Ml/d) input as +ve 2032-33: 0.33745; Gains in Water Available For Use / Savings in Demand under the selected programme (Ml/d) input as +ve 2033-34: 0.38394; Gains in Water Available For Use / Savings in Demand under the selected programme (Ml/d) input as +ve 2034-35: 0.43045; Gains in Water Available For Use / Savings in Demand under the selected programme (Ml/d) input as +ve 2035-36: 0.47697; Gains in Water Available For Use / Savings in Demand under the selected programme (Ml/d) input as +ve 2036-37: 0.52351; Gains in Water Available For Use / Savings in Demand under the selected programme (Ml/d) input as +ve 2037-38: 0.57007; Gains in Water Available For Use / Savings in Demand under the selected programme (Ml/d) input as +ve 2038-39: 0.61665; Gains in Water Available For Use / Savings in Demand under the selected programme (Ml/d) input as +ve 2039-40: 0.66324; Gains in Water Available For Use / Savings in Demand under the selected programme (Ml/d) input as +ve 2040-41: 0.70984; Gains in Water Available For Use / Savings in Demand under the selected programme (Ml/d) input as +ve 2041-42: 0.75645; Gains in Water Available For Use / Savings in Demand under the selected programme (Ml/d) input as +ve 2042-43: 0.80307; Gains in Water Available For Use / Savings in Demand under the selected programme (Ml/d) input as +ve 2043-44: 0.84969; Gains in Water Available For Use / Savings in Demand under the selected programme (Ml/d) input as +ve 2044-45: 0.8963; Gains in Water Available For Use / Savings in Demand under the selected programme (Ml/d) input as +ve 2045-46: 0.9429; Gains in Water Available For Use / Savings in Demand under the selected programme (Ml/d) input as +ve 2046-47: 0.9895; Gains in Water Available For Use / Savings in Demand under the selected programme (Ml/d) input as +ve 2047-48: 1.0361; Gains in Water Available For Use / Savings in Demand under the selected programme (Ml/d) input as +ve 2048-49: 1.0826; Gains in Water Available For Use / Savings in Demand under the selected programme (Ml/d) input as +ve 2049-50: 1.1292
51dF | NHH. NHH PL repairs.AWSSUE | NHH. NHH PL repairs.AWSSUE | Non-household water audit | Customer Options | N | Ofwat Core | AWSSUE | Ml/d | 2 | Gains in Water Available For Use / Savings in Demand under the selected programme (Ml/d) input as +ve 2019-20: 0; Gains in Water Available For Use / Savings in Demand under the selected programme (Ml/d) input as +ve 2020-21: 0; Gains in Water Available For Use / Savings in Demand under the selected programme (Ml/d) input as +ve 2021-22: 0; Gains in Water Available For Use / Savings in Demand under the selected programme (Ml/d) input as +ve 2022-23: 0; Gains in Water Available For Use / Savings in Demand under the selected programme (Ml/d) input as +ve 2023-24: 0; Gains in Water Available For Use / Savings in Demand under the selected programme (Ml/d) input as +ve 2024-25: 0; Gains in Water Available For Use / Savings in Demand under the selected programme (Ml/d) input as +ve 2025-26: 0.0040745; Gains in Water Available For Use / Savings in Demand under the selected programme (Ml/d) input as +ve 2026-27: 0.057999; Gains in Water Available For Use / Savings in Demand under the selected programme (Ml/d) input as +ve 2027-28: 0.1068; Gains in Water Available For Use / Savings in Demand under the selected programme (Ml/d) input as +ve 2028-29: 0.15178; Gains in Water Available For Use / Savings in Demand under the selected programme (Ml/d) input as +ve 2029-30: 0.19817; Gains in Water Available For Use / Savings in Demand under the selected programme (Ml/d) input as +ve 2030-31: 0.24457; Gains in Water Available For Use / Savings in Demand under the selected programme (Ml/d) input as +ve 2031-32: 0.29099; Gains in Water Available For Use / Savings in Demand under the selected programme (Ml/d) input as +ve 2032-33: 0.33745; Gains in Water Available For Use / Savings in Demand under the selected programme (Ml/d) input as +ve 2033-34: 0.38394; Gains in Water Available For Use / Savings in Demand under the selected programme (Ml/d) input as +ve 2034-35: 0.43045; Gains in Water Available For Use / Savings in Demand under the selected programme (Ml/d) input as +ve 2035-36: 0.47697; Gains in Water Available For Use / Savings in Demand under the selected programme (Ml/d) input as +ve 2036-37: 0.52351; Gains in Water Available For Use / Savings in Demand under the selected programme (Ml/d) input as +ve 2037-38: 0.57007; Gains in Water Available For Use / Savings in Demand under the selected programme (Ml/d) input as +ve 2038-39: 0.61665; Gains in Water Available For Use / Savings in Demand under the selected programme (Ml/d) input as +ve 2039-40: 0.66324; Gains in Water Available For Use / Savings in Demand under the selected programme (Ml/d) input as +ve 2040-41: 0.70984; Gains in Water Available For Use / Savings in Demand under the selected programme (Ml/d) input as +ve 2041-42: 0.75645; Gains in Water Available For Use / Savings in Demand under the selected programme (Ml/d) input as +ve 2042-43: 0.80307; Gains in Water Available For Use / Savings in Demand under the selected programme (Ml/d) input as +ve 2043-44: 0.84969; Gains in Water Available For Use / Savings in Demand under the selected programme (Ml/d) input as +ve 2044-45: 0.8963; Gains in Water Available For Use / Savings in Demand under the selected programme (Ml/d) input as +ve 2045-46: 0.9429; Gains in Water Available For Use / Savings in Demand under the selected programme (Ml/d) input as +ve 2046-47: 0.9895; Gains in Water Available For Use / Savings in Demand under the selected programme (Ml/d) input as +ve 2047-48: 1.0361; Gains in Water Available For Use / Savings in Demand under the selected programme (Ml/d) input as +ve 2048-49: 1.0826; Gains in Water Available For Use / Savings in Demand under the selected programme (Ml/d) input as +ve 2049-50: 1.1292
51dP | NHH. NHH PL repairs.AWSSUE | NHH. NHH PL repairs.AWSSUE | Non-household water audit | Customer Options | N | Preferred | AWSSUE | Ml/d | 2 | Gains in Water Available For Use / Savings in Demand under the selected programme (Ml/d) input as +ve 2019-20: 0; Gains in Water Available For Use / Savings in Demand under the selected programme (Ml/d) input as +ve 2020-21: 0; Gains in Water Available For Use / Savings in Demand under the selected programme (Ml/d) input as +ve 2021-22: 0; Gains in Water Available For Use / Savings in Demand under the selected programme (Ml/d) input as +ve 2022-23: 0; Gains in Water Available For Use / Savings in Demand under the selected programme (Ml/d) input as +ve 2023-24: 0; Gains in Water Available For Use / Savings in Demand under the selected programme (Ml/d) input as +ve 2024-25: 0; Gains in Water Available For Use / Savings in Demand under the selected programme (Ml/d) input as +ve 2025-26: 0.0040745; Gains in Water Available For Use / Savings in Demand under the selected programme (Ml/d) input as +ve 2026-27: 0.057999; Gains in Water Available For Use / Savings in Demand under the selected programme (Ml/d) input as +ve 2027-28: 0.1068; Gains in Water Available For Use / Savings in Demand under the selected programme (Ml/d) input as +ve 2028-29: 0.15178; Gains in Water Available For Use / Savings in Demand under the selected programme (Ml/d) input as +ve 2029-30: 0.19817; Gains in Water Available For Use / Savings in Demand under the selected programme (Ml/d) input as +ve 2030-31: 0.24457; Gains in Water Available For Use / Savings in Demand under the selected programme (Ml/d) input as +ve 2031-32: 0.29099; Gains in Water Available For Use / Savings in Demand under the selected programme (Ml/d) input as +ve 2032-33: 0.33745; Gains in Water Available For Use / Savings in Demand under the selected programme (Ml/d) input as +ve 2033-34: 0.38394; Gains in Water Available For Use / Savings in Demand under the selected programme (Ml/d) input as +ve 2034-35: 0.43045; Gains in Water Available For Use / Savings in Demand under the selected programme (Ml/d) input as +ve 2035-36: 0.47697; Gains in Water Available For Use / Savings in Demand under the selected programme (Ml/d) input as +ve 2036-37: 0.52351; Gains in Water Available For Use / Savings in Demand under the selected programme (Ml/d) input as +ve 2037-38: 0.57007; Gains in Water Available For Use / Savings in Demand under the selected programme (Ml/d) input as +ve 2038-39: 0.61665; Gains in Water Available For Use / Savings in Demand under the selected programme (Ml/d) input as +ve 2039-40: 0.66324; Gains in Water Available For Use / Savings in Demand under the selected programme (Ml/d) input as +ve 2040-41: 0.70984; Gains in Water Available For Use / Savings in Demand under the selected programme (Ml/d) input as +ve 2041-42: 0.75645; Gains in Water Available For Use / Savings in Demand under the selected programme (Ml/d) input as +ve 2042-43: 0.80307; Gains in Water Available For Use / Savings in Demand under the selected programme (Ml/d) input as +ve 2043-44: 0.84969; Gains in Water Available For Use / Savings in Demand under the selected programme (Ml/d) input as +ve 2044-45: 0.8963; Gains in Water Available For Use / Savings in Demand under the selected programme (Ml/d) input as +ve 2045-46: 0.9429; Gains in Water Available For Use / Savings in Demand under the selected programme (Ml/d) input as +ve 2046-47: 0.9895; Gains in Water Available For Use / Savings in Demand under the selected programme (Ml/d) input as +ve 2047-48: 1.0361; Gains in Water Available For Use / Savings in Demand under the selected programme (Ml/d) input as +ve 2048-49: 1.0826; Gains in Water Available For Use / Savings in Demand under the selected programme (Ml/d) input as +ve 2049-50: 1.1292
51dF | NHH. NHH PL100 repairs.AWSSUE | NHH. NHH PL100 repairs.AWSSUE | Non-household water audit | Customer Options | N | Least Cost | AWSSUE | Ml/d | 2 | Gains in Water Available For Use / Savings in Demand under the selected programme (Ml/d) input as +ve 2019-20: 0; Gains in Water Available For Use / Savings in Demand under the selected programme (Ml/d) input as +ve 2020-21: 0; Gains in Water Available For Use / Savings in Demand under the selected programme (Ml/d) input as +ve 2021-22: 0; Gains in Water Available For Use / Savings in Demand under the selected programme (Ml/d) input as +ve 2022-23: 0; Gains in Water Available For Use / Savings in Demand under the selected programme (Ml/d) input as +ve 2023-24: 0; Gains in Water Available For Use / Savings in Demand under the selected programme (Ml/d) input as +ve 2024-25: 0; Gains in Water Available For Use / Savings in Demand under the selected programme (Ml/d) input as +ve 2025-26: 0.0010016; Gains in Water Available For Use / Savings in Demand under the selected programme (Ml/d) input as +ve 2026-27: 0.014258; Gains in Water Available For Use / Savings in Demand under the selected programme (Ml/d) input as +ve 2027-28: 0.026256; Gains in Water Available For Use / Savings in Demand under the selected programme (Ml/d) input as +ve 2028-29: 0.037313; Gains in Water Available For Use / Savings in Demand under the selected programme (Ml/d) input as +ve 2029-30: 0.048716; Gains in Water Available For Use / Savings in Demand under the selected programme (Ml/d) input as +ve 2030-31: 0.060122; Gains in Water Available For Use / Savings in Demand under the selected programme (Ml/d) input as +ve 2031-32: 0.071535; Gains in Water Available For Use / Savings in Demand under the selected programme (Ml/d) input as +ve 2032-33: 0.082956; Gains in Water Available For Use / Savings in Demand under the selected programme (Ml/d) input as +ve 2033-34: 0.094385; Gains in Water Available For Use / Savings in Demand under the selected programme (Ml/d) input as +ve 2034-35: 0.10582; Gains in Water Available For Use / Savings in Demand under the selected programme (Ml/d) input as +ve 2035-36: 0.11726; Gains in Water Available For Use / Savings in Demand under the selected programme (Ml/d) input as +ve 2036-37: 0.1287; Gains in Water Available For Use / Savings in Demand under the selected programme (Ml/d) input as +ve 2037-38: 0.14014; Gains in Water Available For Use / Savings in Demand under the selected programme (Ml/d) input as +ve 2038-39: 0.15159; Gains in Water Available For Use / Savings in Demand under the selected programme (Ml/d) input as +ve 2039-40: 0.16305; Gains in Water Available For Use / Savings in Demand under the selected programme (Ml/d) input as +ve 2040-41: 0.1745; Gains in Water Available For Use / Savings in Demand under the selected programme (Ml/d) input as +ve 2041-42: 0.18596; Gains in Water Available For Use / Savings in Demand under the selected programme (Ml/d) input as +ve 2042-43: 0.19742; Gains in Water Available For Use / Savings in Demand under the selected programme (Ml/d) input as +ve 2043-44: 0.20888; Gains in Water Available For Use / Savings in Demand under the selected programme (Ml/d) input as +ve 2044-45: 0.22034; Gains in Water Available For Use / Savings in Demand under the selected programme (Ml/d) input as +ve 2045-46: 0.2318; Gains in Water Available For Use / Savings in Demand under the selected programme (Ml/d) input as +ve 2046-47: 0.24325; Gains in Water Available For Use / Savings in Demand under the selected programme (Ml/d) input as +ve 2047-48: 0.2547; Gains in Water Available For Use / Savings in Demand under the selected programme (Ml/d) input as +ve 2048-49: 0.26615; Gains in Water Available For Use / Savings in Demand under the selected programme (Ml/d) input as +ve 2049-50: 0.27759
51dF | NHH. NHH PL100 repairs.AWSSUE | NHH. NHH PL100 repairs.AWSSUE | Non-household water audit | Customer Options | N | Ofwat Core | AWSSUE | Ml/d | 2 | Gains in Water Available For Use / Savings in Demand under the selected programme (Ml/d) input as +ve 2019-20: 0; Gains in Water Available For Use / Savings in Demand under the selected programme (Ml/d) input as +ve 2020-21: 0; Gains in Water Available For Use / Savings in Demand under the selected programme (Ml/d) input as +ve 2021-22: 0; Gains in Water Available For Use / Savings in Demand under the selected programme (Ml/d) input as +ve 2022-23: 0; Gains in Water Available For Use / Savings in Demand under the selected programme (Ml/d) input as +ve 2023-24: 0; Gains in Water Available For Use / Savings in Demand under the selected programme (Ml/d) input as +ve 2024-25: 0; Gains in Water Available For Use / Savings in Demand under the selected programme (Ml/d) input as +ve 2025-26: 0.0010016; Gains in Water Available For Use / Savings in Demand under the selected programme (Ml/d) input as +ve 2026-27: 0.014258; Gains in Water Available For Use / Savings in Demand under the selected programme (Ml/d) input as +ve 2027-28: 0.026256; Gains in Water Available For Use / Savings in Demand under the selected programme (Ml/d) input as +ve 2028-29: 0.037313; Gains in Water Available For Use / Savings in Demand under the selected programme (Ml/d) input as +ve 2029-30: 0.048716; Gains in Water Available For Use / Savings in Demand under the selected programme (Ml/d) input as +ve 2030-31: 0.060122; Gains in Water Available For Use / Savings in Demand under the selected programme (Ml/d) input as +ve 2031-32: 0.071535; Gains in Water Available For Use / Savings in Demand under the selected programme (Ml/d) input as +ve 2032-33: 0.082956; Gains in Water Available For Use / Savings in Demand under the selected programme (Ml/d) input as +ve 2033-34: 0.094385; Gains in Water Available For Use / Savings in Demand under the selected programme (Ml/d) input as +ve 2034-35: 0.10582; Gains in Water Available For Use / Savings in Demand under the selected programme (Ml/d) input as +ve 2035-36: 0.11726; Gains in Water Available For Use / Savings in Demand under the selected programme (Ml/d) input as +ve 2036-37: 0.1287; Gains in Water Available For Use / Savings in Demand under the selected programme (Ml/d) input as +ve 2037-38: 0.14014; Gains in Water Available For Use / Savings in Demand under the selected programme (Ml/d) input as +ve 2038-39: 0.15159; Gains in Water Available For Use / Savings in Demand under the selected programme (Ml/d) input as +ve 2039-40: 0.16305; Gains in Water Available For Use / Savings in Demand under the selected programme (Ml/d) input as +ve 2040-41: 0.1745; Gains in Water Available For Use / Savings in Demand under the selected programme (Ml/d) input as +ve 2041-42: 0.18596; Gains in Water Available For Use / Savings in Demand under the selected programme (Ml/d) input as +ve 2042-43: 0.19742; Gains in Water Available For Use / Savings in Demand under the selected programme (Ml/d) input as +ve 2043-44: 0.20888; Gains in Water Available For Use / Savings in Demand under the selected programme (Ml/d) input as +ve 2044-45: 0.22034; Gains in Water Available For Use / Savings in Demand under the selected programme (Ml/d) input as +ve 2045-46: 0.2318; Gains in Water Available For Use / Savings in Demand under the selected programme (Ml/d) input as +ve 2046-47: 0.24325; Gains in Water Available For Use / Savings in Demand under the selected programme (Ml/d) input as +ve 2047-48: 0.2547; Gains in Water Available For Use / Savings in Demand under the selected programme (Ml/d) input as +ve 2048-49: 0.26615; Gains in Water Available For Use / Savings in Demand under the selected programme (Ml/d) input as +ve 2049-50: 0.27759
51dP | NHH. NHH PL100 repairs.AWSSUE | NHH. NHH PL100 repairs.AWSSUE | Non-household water audit | Customer Options | N | Preferred | AWSSUE | Ml/d | 2 | Gains in Water Available For Use / Savings in Demand under the selected programme (Ml/d) input as +ve 2019-20: 0; Gains in Water Available For Use / Savings in Demand under the selected programme (Ml/d) input as +ve 2020-21: 0; Gains in Water Available For Use / Savings in Demand under the selected programme (Ml/d) input as +ve 2021-22: 0; Gains in Water Available For Use / Savings in Demand under the selected programme (Ml/d) input as +ve 2022-23: 0; Gains in Water Available For Use / Savings in Demand under the selected programme (Ml/d) input as +ve 2023-24: 0; Gains in Water Available For Use / Savings in Demand under the selected programme (Ml/d) input as +ve 2024-25: 0; Gains in Water Available For Use / Savings in Demand under the selected programme (Ml/d) input as +ve 2025-26: 0.0010016; Gains in Water Available For Use / Savings in Demand under the selected programme (Ml/d) input as +ve 2026-27: 0.014258; Gains in Water Available For Use / Savings in Demand under the selected programme (Ml/d) input as +ve 2027-28: 0.026256; Gains in Water Available For Use / Savings in Demand under the selected programme (Ml/d) input as +ve 2028-29: 0.037313; Gains in Water Available For Use / Savings in Demand under the selected programme (Ml/d) input as +ve 2029-30: 0.048716; Gains in Water Available For Use / Savings in Demand under the selected programme (Ml/d) input as +ve 2030-31: 0.060122; Gains in Water Available For Use / Savings in Demand under the selected programme (Ml/d) input as +ve 2031-32: 0.071535; Gains in Water Available For Use / Savings in Demand under the selected programme (Ml/d) input as +ve 2032-33: 0.082956; Gains in Water Available For Use / Savings in Demand under the selected programme (Ml/d) input as +ve 2033-34: 0.094385; Gains in Water Available For Use / Savings in Demand under the selected programme (Ml/d) input as +ve 2034-35: 0.10582; Gains in Water Available For Use / Savings in Demand under the selected programme (Ml/d) input as +ve 2035-36: 0.11726; Gains in Water Available For Use / Savings in Demand under the selected programme (Ml/d) input as +ve 2036-37: 0.1287; Gains in Water Available For Use / Savings in Demand under the selected programme (Ml/d) input as +ve 2037-38: 0.14014; Gains in Water Available For Use / Savings in Demand under the selected programme (Ml/d) input as +ve 2038-39: 0.15159; Gains in Water Available For Use / Savings in Demand under the selected programme (Ml/d) input as +ve 2039-40: 0.16305; Gains in Water Available For Use / Savings in Demand under the selected programme (Ml/d) input as +ve 2040-41: 0.1745; Gains in Water Available For Use / Savings in Demand under the selected programme (Ml/d) input as +ve 2041-42: 0.18596; Gains in Water Available For Use / Savings in Demand under the selected programme (Ml/d) input as +ve 2042-43: 0.19742; Gains in Water Available For Use / Savings in Demand under the selected programme (Ml/d) input as +ve 2043-44: 0.20888; Gains in Water Available For Use / Savings in Demand under the selected programme (Ml/d) input as +ve 2044-45: 0.22034; Gains in Water Available For Use / Savings in Demand under the selected programme (Ml/d) input as +ve 2045-46: 0.2318; Gains in Water Available For Use / Savings in Demand under the selected programme (Ml/d) input as +ve 2046-47: 0.24325; Gains in Water Available For Use / Savings in Demand under the selected programme (Ml/d) input as +ve 2047-48: 0.2547; Gains in Water Available For Use / Savings in Demand under the selected programme (Ml/d) input as +ve 2048-49: 0.26615; Gains in Water Available For Use / Savings in Demand under the selected programme (Ml/d) input as +ve 2049-50: 0.27759
51dF | NHH. WEF Visit Lower.AWSSUE | NHH. WEF Visit Lower.AWSSUE | Non-household water audit | Customer Options | N | Least Cost | AWSSUE | Ml/d | 2 | Gains in Water Available For Use / Savings in Demand under the selected programme (Ml/d) input as +ve 2019-20: 0; Gains in Water Available For Use / Savings in Demand under the selected programme (Ml/d) input as +ve 2020-21: 0; Gains in Water Available For Use / Savings in Demand under the selected programme (Ml/d) input as +ve 2021-22: 0; Gains in Water Available For Use / Savings in Demand under the selected programme (Ml/d) input as +ve 2022-23: 0; Gains in Water Available For Use / Savings in Demand under the selected programme (Ml/d) input as +ve 2023-24: 0; Gains in Water Available For Use / Savings in Demand under the selected programme (Ml/d) input as +ve 2024-25: 0; Gains in Water Available For Use / Savings in Demand under the selected programme (Ml/d) input as +ve 2025-26: 0.0024066; Gains in Water Available For Use / Savings in Demand under the selected programme (Ml/d) input as +ve 2026-27: 0.034257; Gains in Water Available For Use / Savings in Demand under the selected programme (Ml/d) input as +ve 2027-28: 0.063083; Gains in Water Available For Use / Savings in Demand under the selected programme (Ml/d) input as +ve 2028-29: 0.089648; Gains in Water Available For Use / Savings in Demand under the selected programme (Ml/d) input as +ve 2029-30: 0.11705; Gains in Water Available For Use / Savings in Demand under the selected programme (Ml/d) input as +ve 2030-31: 0.14445; Gains in Water Available For Use / Savings in Demand under the selected programme (Ml/d) input as +ve 2031-32: 0.17187; Gains in Water Available For Use / Savings in Demand under the selected programme (Ml/d) input as +ve 2032-33: 0.19931; Gains in Water Available For Use / Savings in Demand under the selected programme (Ml/d) input as +ve 2033-34: 0.22677; Gains in Water Available For Use / Savings in Demand under the selected programme (Ml/d) input as +ve 2034-35: 0.25424; Gains in Water Available For Use / Savings in Demand under the selected programme (Ml/d) input as +ve 2035-36: 0.28172; Gains in Water Available For Use / Savings in Demand under the selected programme (Ml/d) input as +ve 2036-37: 0.30921; Gains in Water Available For Use / Savings in Demand under the selected programme (Ml/d) input as +ve 2037-38: 0.33671; Gains in Water Available For Use / Savings in Demand under the selected programme (Ml/d) input as +ve 2038-39: 0.36422; Gains in Water Available For Use / Savings in Demand under the selected programme (Ml/d) input as +ve 2039-40: 0.39174; Gains in Water Available For Use / Savings in Demand under the selected programme (Ml/d) input as +ve 2040-41: 0.41926; Gains in Water Available For Use / Savings in Demand under the selected programme (Ml/d) input as +ve 2041-42: 0.44679; Gains in Water Available For Use / Savings in Demand under the selected programme (Ml/d) input as +ve 2042-43: 0.47433; Gains in Water Available For Use / Savings in Demand under the selected programme (Ml/d) input as +ve 2043-44: 0.50186; Gains in Water Available For Use / Savings in Demand under the selected programme (Ml/d) input as +ve 2044-45: 0.52939; Gains in Water Available For Use / Savings in Demand under the selected programme (Ml/d) input as +ve 2045-46: 0.55692; Gains in Water Available For Use / Savings in Demand under the selected programme (Ml/d) input as +ve 2046-47: 0.58444; Gains in Water Available For Use / Savings in Demand under the selected programme (Ml/d) input as +ve 2047-48: 0.61195; Gains in Water Available For Use / Savings in Demand under the selected programme (Ml/d) input as +ve 2048-49: 0.63945; Gains in Water Available For Use / Savings in Demand under the selected programme (Ml/d) input as +ve 2049-50: 0.66694
51dF | NHH. WEF Visit Lower.AWSSUE | NHH. WEF Visit Lower.AWSSUE | Non-household water audit | Customer Options | N | Ofwat Core | AWSSUE | Ml/d | 2 | Gains in Water Available For Use / Savings in Demand under the selected programme (Ml/d) input as +ve 2019-20: 0; Gains in Water Available For Use / Savings in Demand under the selected programme (Ml/d) input as +ve 2020-21: 0; Gains in Water Available For Use / Savings in Demand under the selected programme (Ml/d) input as +ve 2021-22: 0; Gains in Water Available For Use / Savings in Demand under the selected programme (Ml/d) input as +ve 2022-23: 0; Gains in Water Available For Use / Savings in Demand under the selected programme (Ml/d) input as +ve 2023-24: 0; Gains in Water Available For Use / Savings in Demand under the selected programme (Ml/d) input as +ve 2024-25: 0; Gains in Water Available For Use / Savings in Demand under the selected programme (Ml/d) input as +ve 2025-26: 0.0024066; Gains in Water Available For Use / Savings in Demand under the selected programme (Ml/d) input as +ve 2026-27: 0.034257; Gains in Water Available For Use / Savings in Demand under the selected programme (Ml/d) input as +ve 2027-28: 0.063083; Gains in Water Available For Use / Savings in Demand under the selected programme (Ml/d) input as +ve 2028-29: 0.089648; Gains in Water Available For Use / Savings in Demand under the selected programme (Ml/d) input as +ve 2029-30: 0.11705; Gains in Water Available For Use / Savings in Demand under the selected programme (Ml/d) input as +ve 2030-31: 0.14445; Gains in Water Available For Use / Savings in Demand under the selected programme (Ml/d) input as +ve 2031-32: 0.17187; Gains in Water Available For Use / Savings in Demand under the selected programme (Ml/d) input as +ve 2032-33: 0.19931; Gains in Water Available For Use / Savings in Demand under the selected programme (Ml/d) input as +ve 2033-34: 0.22677; Gains in Water Available For Use / Savings in Demand under the selected programme (Ml/d) input as +ve 2034-35: 0.25424; Gains in Water Available For Use / Savings in Demand under the selected programme (Ml/d) input as +ve 2035-36: 0.28172; Gains in Water Available For Use / Savings in Demand under the selected programme (Ml/d) input as +ve 2036-37: 0.30921; Gains in Water Available For Use / Savings in Demand under the selected programme (Ml/d) input as +ve 2037-38: 0.33671; Gains in Water Available For Use / Savings in Demand under the selected programme (Ml/d) input as +ve 2038-39: 0.36422; Gains in Water Available For Use / Savings in Demand under the selected programme (Ml/d) input as +ve 2039-40: 0.39174; Gains in Water Available For Use / Savings in Demand under the selected programme (Ml/d) input as +ve 2040-41: 0.41926; Gains in Water Available For Use / Savings in Demand under the selected programme (Ml/d) input as +ve 2041-42: 0.44679; Gains in Water Available For Use / Savings in Demand under the selected programme (Ml/d) input as +ve 2042-43: 0.47433; Gains in Water Available For Use / Savings in Demand under the selected programme (Ml/d) input as +ve 2043-44: 0.50186; Gains in Water Available For Use / Savings in Demand under the selected programme (Ml/d) input as +ve 2044-45: 0.52939; Gains in Water Available For Use / Savings in Demand under the selected programme (Ml/d) input as +ve 2045-46: 0.55692; Gains in Water Available For Use / Savings in Demand under the selected programme (Ml/d) input as +ve 2046-47: 0.58444; Gains in Water Available For Use / Savings in Demand under the selected programme (Ml/d) input as +ve 2047-48: 0.61195; Gains in Water Available For Use / Savings in Demand under the selected programme (Ml/d) input as +ve 2048-49: 0.63945; Gains in Water Available For Use / Savings in Demand under the selected programme (Ml/d) input as +ve 2049-50: 0.66694
51dP | NHH. WEF Visit Lower.AWSSUE | NHH. WEF Visit Lower.AWSSUE | Non-household water audit | Customer Options | N | Preferred | AWSSUE | Ml/d | 2 | Gains in Water Available For Use / Savings in Demand under the selected programme (Ml/d) input as +ve 2019-20: 0; Gains in Water Available For Use / Savings in Demand under the selected programme (Ml/d) input as +ve 2020-21: 0; Gains in Water Available For Use / Savings in Demand under the selected programme (Ml/d) input as +ve 2021-22: 0; Gains in Water Available For Use / Savings in Demand under the selected programme (Ml/d) input as +ve 2022-23: 0; Gains in Water Available For Use / Savings in Demand under the selected programme (Ml/d) input as +ve 2023-24: 0; Gains in Water Available For Use / Savings in Demand under the selected programme (Ml/d) input as +ve 2024-25: 0; Gains in Water Available For Use / Savings in Demand under the selected programme (Ml/d) input as +ve 2025-26: 0.0024066; Gains in Water Available For Use / Savings in Demand under the selected programme (Ml/d) input as +ve 2026-27: 0.034257; Gains in Water Available For Use / Savings in Demand under the selected programme (Ml/d) input as +ve 2027-28: 0.063083; Gains in Water Available For Use / Savings in Demand under the selected programme (Ml/d) input as +ve 2028-29: 0.089648; Gains in Water Available For Use / Savings in Demand under the selected programme (Ml/d) input as +ve 2029-30: 0.11705; Gains in Water Available For Use / Savings in Demand under the selected programme (Ml/d) input as +ve 2030-31: 0.14445; Gains in Water Available For Use / Savings in Demand under the selected programme (Ml/d) input as +ve 2031-32: 0.17187; Gains in Water Available For Use / Savings in Demand under the selected programme (Ml/d) input as +ve 2032-33: 0.19931; Gains in Water Available For Use / Savings in Demand under the selected programme (Ml/d) input as +ve 2033-34: 0.22677; Gains in Water Available For Use / Savings in Demand under the selected programme (Ml/d) input as +ve 2034-35: 0.25424; Gains in Water Available For Use / Savings in Demand under the selected programme (Ml/d) input as +ve 2035-36: 0.28172; Gains in Water Available For Use / Savings in Demand under the selected programme (Ml/d) input as +ve 2036-37: 0.30921; Gains in Water Available For Use / Savings in Demand under the selected programme (Ml/d) input as +ve 2037-38: 0.33671; Gains in Water Available For Use / Savings in Demand under the selected programme (Ml/d) input as +ve 2038-39: 0.36422; Gains in Water Available For Use / Savings in Demand under the selected programme (Ml/d) input as +ve 2039-40: 0.39174; Gains in Water Available For Use / Savings in Demand under the selected programme (Ml/d) input as +ve 2040-41: 0.41926; Gains in Water Available For Use / Savings in Demand under the selected programme (Ml/d) input as +ve 2041-42: 0.44679; Gains in Water Available For Use / Savings in Demand under the selected programme (Ml/d) input as +ve 2042-43: 0.47433; Gains in Water Available For Use / Savings in Demand under the selected programme (Ml/d) input as +ve 2043-44: 0.50186; Gains in Water Available For Use / Savings in Demand under the selected programme (Ml/d) input as +ve 2044-45: 0.52939; Gains in Water Available For Use / Savings in Demand under the selected programme (Ml/d) input as +ve 2045-46: 0.55692; Gains in Water Available For Use / Savings in Demand under the selected programme (Ml/d) input as +ve 2046-47: 0.58444; Gains in Water Available For Use / Savings in Demand under the selected programme (Ml/d) input as +ve 2047-48: 0.61195; Gains in Water Available For Use / Savings in Demand under the selected programme (Ml/d) input as +ve 2048-49: 0.63945; Gains in Water Available For Use / Savings in Demand under the selected programme (Ml/d) input as +ve 2049-50: 0.66694
51dF | NHH. WEF Visit Super High.AWSSUE | NHH. WEF Visit Super High.AWSSUE | Non-household water audit | Customer Options | N | Least Cost | AWSSUE | Ml/d | 2 | Gains in Water Available For Use / Savings in Demand under the selected programme (Ml/d) input as +ve 2019-20: 0; Gains in Water Available For Use / Savings in Demand under the selected programme (Ml/d) input as +ve 2020-21: 0; Gains in Water Available For Use / Savings in Demand under the selected programme (Ml/d) input as +ve 2021-22: 0; Gains in Water Available For Use / Savings in Demand under the selected programme (Ml/d) input as +ve 2022-23: 0; Gains in Water Available For Use / Savings in Demand under the selected programme (Ml/d) input as +ve 2023-24: 0; Gains in Water Available For Use / Savings in Demand under the selected programme (Ml/d) input as +ve 2024-25: 0; Gains in Water Available For Use / Savings in Demand under the selected programme (Ml/d) input as +ve 2025-26: 0.0024772; Gains in Water Available For Use / Savings in Demand under the selected programme (Ml/d) input as +ve 2026-27: 0.035263; Gains in Water Available For Use / Savings in Demand under the selected programme (Ml/d) input as +ve 2027-28: 0.064935; Gains in Water Available For Use / Savings in Demand under the selected programme (Ml/d) input as +ve 2028-29: 0.092281; Gains in Water Available For Use / Savings in Demand under the selected programme (Ml/d) input as +ve 2029-30: 0.12048; Gains in Water Available For Use / Savings in Demand under the selected programme (Ml/d) input as +ve 2030-31: 0.14869; Gains in Water Available For Use / Savings in Demand under the selected programme (Ml/d) input as +ve 2031-32: 0.17692; Gains in Water Available For Use / Savings in Demand under the selected programme (Ml/d) input as +ve 2032-33: 0.20516; Gains in Water Available For Use / Savings in Demand under the selected programme (Ml/d) input as +ve 2033-34: 0.23343; Gains in Water Available For Use / Savings in Demand under the selected programme (Ml/d) input as +ve 2034-35: 0.26171; Gains in Water Available For Use / Savings in Demand under the selected programme (Ml/d) input as +ve 2035-36: 0.28999; Gains in Water Available For Use / Savings in Demand under the selected programme (Ml/d) input as +ve 2036-37: 0.31829; Gains in Water Available For Use / Savings in Demand under the selected programme (Ml/d) input as +ve 2037-38: 0.3466; Gains in Water Available For Use / Savings in Demand under the selected programme (Ml/d) input as +ve 2038-39: 0.37491; Gains in Water Available For Use / Savings in Demand under the selected programme (Ml/d) input as +ve 2039-40: 0.40324; Gains in Water Available For Use / Savings in Demand under the selected programme (Ml/d) input as +ve 2040-41: 0.43157; Gains in Water Available For Use / Savings in Demand under the selected programme (Ml/d) input as +ve 2041-42: 0.45991; Gains in Water Available For Use / Savings in Demand under the selected programme (Ml/d) input as +ve 2042-43: 0.48826; Gains in Water Available For Use / Savings in Demand under the selected programme (Ml/d) input as +ve 2043-44: 0.5166; Gains in Water Available For Use / Savings in Demand under the selected programme (Ml/d) input as +ve 2044-45: 0.54494; Gains in Water Available For Use / Savings in Demand under the selected programme (Ml/d) input as +ve 2045-46: 0.57327; Gains in Water Available For Use / Savings in Demand under the selected programme (Ml/d) input as +ve 2046-47: 0.6016; Gains in Water Available For Use / Savings in Demand under the selected programme (Ml/d) input as +ve 2047-48: 0.62992; Gains in Water Available For Use / Savings in Demand under the selected programme (Ml/d) input as +ve 2048-49: 0.65823; Gains in Water Available For Use / Savings in Demand under the selected programme (Ml/d) input as +ve 2049-50: 0.68652
51dF | NHH. WEF Visit Super High.AWSSUE | NHH. WEF Visit Super High.AWSSUE | Non-household water audit | Customer Options | N | Ofwat Core | AWSSUE | Ml/d | 2 | Gains in Water Available For Use / Savings in Demand under the selected programme (Ml/d) input as +ve 2019-20: 0; Gains in Water Available For Use / Savings in Demand under the selected programme (Ml/d) input as +ve 2020-21: 0; Gains in Water Available For Use / Savings in Demand under the selected programme (Ml/d) input as +ve 2021-22: 0; Gains in Water Available For Use / Savings in Demand under the selected programme (Ml/d) input as +ve 2022-23: 0; Gains in Water Available For Use / Savings in Demand under the selected programme (Ml/d) input as +ve 2023-24: 0; Gains in Water Available For Use / Savings in Demand under the selected programme (Ml/d) input as +ve 2024-25: 0; Gains in Water Available For Use / Savings in Demand under the selected programme (Ml/d) input as +ve 2025-26: 0.0024772; Gains in Water Available For Use / Savings in Demand under the selected programme (Ml/d) input as +ve 2026-27: 0.035263; Gains in Water Available For Use / Savings in Demand under the selected programme (Ml/d) input as +ve 2027-28: 0.064935; Gains in Water Available For Use / Savings in Demand under the selected programme (Ml/d) input as +ve 2028-29: 0.092281; Gains in Water Available For Use / Savings in Demand under the selected programme (Ml/d) input as +ve 2029-30: 0.12048; Gains in Water Available For Use / Savings in Demand under the selected programme (Ml/d) input as +ve 2030-31: 0.14869; Gains in Water Available For Use / Savings in Demand under the selected programme (Ml/d) input as +ve 2031-32: 0.17692; Gains in Water Available For Use / Savings in Demand under the selected programme (Ml/d) input as +ve 2032-33: 0.20516; Gains in Water Available For Use / Savings in Demand under the selected programme (Ml/d) input as +ve 2033-34: 0.23343; Gains in Water Available For Use / Savings in Demand under the selected programme (Ml/d) input as +ve 2034-35: 0.26171; Gains in Water Available For Use / Savings in Demand under the selected programme (Ml/d) input as +ve 2035-36: 0.28999; Gains in Water Available For Use / Savings in Demand under the selected programme (Ml/d) input as +ve 2036-37: 0.31829; Gains in Water Available For Use / Savings in Demand under the selected programme (Ml/d) input as +ve 2037-38: 0.3466; Gains in Water Available For Use / Savings in Demand under the selected programme (Ml/d) input as +ve 2038-39: 0.37491; Gains in Water Available For Use / Savings in Demand under the selected programme (Ml/d) input as +ve 2039-40: 0.40324; Gains in Water Available For Use / Savings in Demand under the selected programme (Ml/d) input as +ve 2040-41: 0.43157; Gains in Water Available For Use / Savings in Demand under the selected programme (Ml/d) input as +ve 2041-42: 0.45991; Gains in Water Available For Use / Savings in Demand under the selected programme (Ml/d) input as +ve 2042-43: 0.48826; Gains in Water Available For Use / Savings in Demand under the selected programme (Ml/d) input as +ve 2043-44: 0.5166; Gains in Water Available For Use / Savings in Demand under the selected programme (Ml/d) input as +ve 2044-45: 0.54494; Gains in Water Available For Use / Savings in Demand under the selected programme (Ml/d) input as +ve 2045-46: 0.57327; Gains in Water Available For Use / Savings in Demand under the selected programme (Ml/d) input as +ve 2046-47: 0.6016; Gains in Water Available For Use / Savings in Demand under the selected programme (Ml/d) input as +ve 2047-48: 0.62992; Gains in Water Available For Use / Savings in Demand under the selected programme (Ml/d) input as +ve 2048-49: 0.65823; Gains in Water Available For Use / Savings in Demand under the selected programme (Ml/d) input as +ve 2049-50: 0.68652
51dP | NHH. WEF Visit Super High.AWSSUE | NHH. WEF Visit Super High.AWSSUE | Non-household water audit | Customer Options | N | Preferred | AWSSUE | Ml/d | 2 | Gains in Water Available For Use / Savings in Demand under the selected programme (Ml/d) input as +ve 2019-20: 0; Gains in Water Available For Use / Savings in Demand under the selected programme (Ml/d) input as +ve 2020-21: 0; Gains in Water Available For Use / Savings in Demand under the selected programme (Ml/d) input as +ve 2021-22: 0; Gains in Water Available For Use / Savings in Demand under the selected programme (Ml/d) input as +ve 2022-23: 0; Gains in Water Available For Use / Savings in Demand under the selected programme (Ml/d) input as +ve 2023-24: 0; Gains in Water Available For Use / Savings in Demand under the selected programme (Ml/d) input as +ve 2024-25: 0; Gains in Water Available For Use / Savings in Demand under the selected programme (Ml/d) input as +ve 2025-26: 0.0024772; Gains in Water Available For Use / Savings in Demand under the selected programme (Ml/d) input as +ve 2026-27: 0.035263; Gains in Water Available For Use / Savings in Demand under the selected programme (Ml/d) input as +ve 2027-28: 0.064935; Gains in Water Available For Use / Savings in Demand under the selected programme (Ml/d) input as +ve 2028-29: 0.092281; Gains in Water Available For Use / Savings in Demand under the selected programme (Ml/d) input as +ve 2029-30: 0.12048; Gains in Water Available For Use / Savings in Demand under the selected programme (Ml/d) input as +ve 2030-31: 0.14869; Gains in Water Available For Use / Savings in Demand under the selected programme (Ml/d) input as +ve 2031-32: 0.17692; Gains in Water Available For Use / Savings in Demand under the selected programme (Ml/d) input as +ve 2032-33: 0.20516; Gains in Water Available For Use / Savings in Demand under the selected programme (Ml/d) input as +ve 2033-34: 0.23343; Gains in Water Available For Use / Savings in Demand under the selected programme (Ml/d) input as +ve 2034-35: 0.26171; Gains in Water Available For Use / Savings in Demand under the selected programme (Ml/d) input as +ve 2035-36: 0.28999; Gains in Water Available For Use / Savings in Demand under the selected programme (Ml/d) input as +ve 2036-37: 0.31829; Gains in Water Available For Use / Savings in Demand under the selected programme (Ml/d) input as +ve 2037-38: 0.3466; Gains in Water Available For Use / Savings in Demand under the selected programme (Ml/d) input as +ve 2038-39: 0.37491; Gains in Water Available For Use / Savings in Demand under the selected programme (Ml/d) input as +ve 2039-40: 0.40324; Gains in Water Available For Use / Savings in Demand under the selected programme (Ml/d) input as +ve 2040-41: 0.43157; Gains in Water Available For Use / Savings in Demand under the selected programme (Ml/d) input as +ve 2041-42: 0.45991; Gains in Water Available For Use / Savings in Demand under the selected programme (Ml/d) input as +ve 2042-43: 0.48826; Gains in Water Available For Use / Savings in Demand under the selected programme (Ml/d) input as +ve 2043-44: 0.5166; Gains in Water Available For Use / Savings in Demand under the selected programme (Ml/d) input as +ve 2044-45: 0.54494; Gains in Water Available For Use / Savings in Demand under the selected programme (Ml/d) input as +ve 2045-46: 0.57327; Gains in Water Available For Use / Savings in Demand under the selected programme (Ml/d) input as +ve 2046-47: 0.6016; Gains in Water Available For Use / Savings in Demand under the selected programme (Ml/d) input as +ve 2047-48: 0.62992; Gains in Water Available For Use / Savings in Demand under the selected programme (Ml/d) input as +ve 2048-49: 0.65823; Gains in Water Available For Use / Savings in Demand under the selected programme (Ml/d) input as +ve 2049-50: 0.68652
51dF | NHH. WEF Visit Upper.AWSSUE | NHH. WEF Visit Upper.AWSSUE | Non-household water audit | Customer Options | N | Least Cost | AWSSUE | Ml/d | 2 | Gains in Water Available For Use / Savings in Demand under the selected programme (Ml/d) input as +ve 2019-20: 0; Gains in Water Available For Use / Savings in Demand under the selected programme (Ml/d) input as +ve 2020-21: 0; Gains in Water Available For Use / Savings in Demand under the selected programme (Ml/d) input as +ve 2021-22: 0; Gains in Water Available For Use / Savings in Demand under the selected programme (Ml/d) input as +ve 2022-23: 0; Gains in Water Available For Use / Savings in Demand under the selected programme (Ml/d) input as +ve 2023-24: 0; Gains in Water Available For Use / Savings in Demand under the selected programme (Ml/d) input as +ve 2024-25: 0; Gains in Water Available For Use / Savings in Demand under the selected programme (Ml/d) input as +ve 2025-26: 0.0013; Gains in Water Available For Use / Savings in Demand under the selected programme (Ml/d) input as +ve 2026-27: 0.018505; Gains in Water Available For Use / Savings in Demand under the selected programme (Ml/d) input as +ve 2027-28: 0.034076; Gains in Water Available For Use / Savings in Demand under the selected programme (Ml/d) input as +ve 2028-29: 0.048426; Gains in Water Available For Use / Savings in Demand under the selected programme (Ml/d) input as +ve 2029-30: 0.063225; Gains in Water Available For Use / Savings in Demand under the selected programme (Ml/d) input as +ve 2030-31: 0.078029; Gains in Water Available For Use / Savings in Demand under the selected programme (Ml/d) input as +ve 2031-32: 0.092841; Gains in Water Available For Use / Savings in Demand under the selected programme (Ml/d) input as +ve 2032-33: 0.10766; Gains in Water Available For Use / Savings in Demand under the selected programme (Ml/d) input as +ve 2033-34: 0.1225; Gains in Water Available For Use / Savings in Demand under the selected programme (Ml/d) input as +ve 2034-35: 0.13733; Gains in Water Available For Use / Savings in Demand under the selected programme (Ml/d) input as +ve 2035-36: 0.15218; Gains in Water Available For Use / Savings in Demand under the selected programme (Ml/d) input as +ve 2036-37: 0.16703; Gains in Water Available For Use / Savings in Demand under the selected programme (Ml/d) input as +ve 2037-38: 0.18188; Gains in Water Available For Use / Savings in Demand under the selected programme (Ml/d) input as +ve 2038-39: 0.19674; Gains in Water Available For Use / Savings in Demand under the selected programme (Ml/d) input as +ve 2039-40: 0.21161; Gains in Water Available For Use / Savings in Demand under the selected programme (Ml/d) input as +ve 2040-41: 0.22648; Gains in Water Available For Use / Savings in Demand under the selected programme (Ml/d) input as +ve 2041-42: 0.24135; Gains in Water Available For Use / Savings in Demand under the selected programme (Ml/d) input as +ve 2042-43: 0.25622; Gains in Water Available For Use / Savings in Demand under the selected programme (Ml/d) input as +ve 2043-44: 0.27109; Gains in Water Available For Use / Savings in Demand under the selected programme (Ml/d) input as +ve 2044-45: 0.28596; Gains in Water Available For Use / Savings in Demand under the selected programme (Ml/d) input as +ve 2045-46: 0.30083; Gains in Water Available For Use / Savings in Demand under the selected programme (Ml/d) input as +ve 2046-47: 0.3157; Gains in Water Available For Use / Savings in Demand under the selected programme (Ml/d) input as +ve 2047-48: 0.33056; Gains in Water Available For Use / Savings in Demand under the selected programme (Ml/d) input as +ve 2048-49: 0.34542; Gains in Water Available For Use / Savings in Demand under the selected programme (Ml/d) input as +ve 2049-50: 0.36026
51dF | NHH. WEF Visit Upper.AWSSUE | NHH. WEF Visit Upper.AWSSUE | Non-household water audit | Customer Options | N | Ofwat Core | AWSSUE | Ml/d | 2 | Gains in Water Available For Use / Savings in Demand under the selected programme (Ml/d) input as +ve 2019-20: 0; Gains in Water Available For Use / Savings in Demand under the selected programme (Ml/d) input as +ve 2020-21: 0; Gains in Water Available For Use / Savings in Demand under the selected programme (Ml/d) input as +ve 2021-22: 0; Gains in Water Available For Use / Savings in Demand under the selected programme (Ml/d) input as +ve 2022-23: 0; Gains in Water Available For Use / Savings in Demand under the selected programme (Ml/d) input as +ve 2023-24: 0; Gains in Water Available For Use / Savings in Demand under the selected programme (Ml/d) input as +ve 2024-25: 0; Gains in Water Available For Use / Savings in Demand under the selected programme (Ml/d) input as +ve 2025-26: 0.0013; Gains in Water Available For Use / Savings in Demand under the selected programme (Ml/d) input as +ve 2026-27: 0.018505; Gains in Water Available For Use / Savings in Demand under the selected programme (Ml/d) input as +ve 2027-28: 0.034076; Gains in Water Available For Use / Savings in Demand under the selected programme (Ml/d) input as +ve 2028-29: 0.048426; Gains in Water Available For Use / Savings in Demand under the selected programme (Ml/d) input as +ve 2029-30: 0.063225; Gains in Water Available For Use / Savings in Demand under the selected programme (Ml/d) input as +ve 2030-31: 0.078029; Gains in Water Available For Use / Savings in Demand under the selected programme (Ml/d) input as +ve 2031-32: 0.092841; Gains in Water Available For Use / Savings in Demand under the selected programme (Ml/d) input as +ve 2032-33: 0.10766; Gains in Water Available For Use / Savings in Demand under the selected programme (Ml/d) input as +ve 2033-34: 0.1225; Gains in Water Available For Use / Savings in Demand under the selected programme (Ml/d) input as +ve 2034-35: 0.13733; Gains in Water Available For Use / Savings in Demand under the selected programme (Ml/d) input as +ve 2035-36: 0.15218; Gains in Water Available For Use / Savings in Demand under the selected programme (Ml/d) input as +ve 2036-37: 0.16703; Gains in Water Available For Use / Savings in Demand under the selected programme (Ml/d) input as +ve 2037-38: 0.18188; Gains in Water Available For Use / Savings in Demand under the selected programme (Ml/d) input as +ve 2038-39: 0.19674; Gains in Water Available For Use / Savings in Demand under the selected programme (Ml/d) input as +ve 2039-40: 0.21161; Gains in Water Available For Use / Savings in Demand under the selected programme (Ml/d) input as +ve 2040-41: 0.22648; Gains in Water Available For Use / Savings in Demand under the selected programme (Ml/d) input as +ve 2041-42: 0.24135; Gains in Water Available For Use / Savings in Demand under the selected programme (Ml/d) input as +ve 2042-43: 0.25622; Gains in Water Available For Use / Savings in Demand under the selected programme (Ml/d) input as +ve 2043-44: 0.27109; Gains in Water Available For Use / Savings in Demand under the selected programme (Ml/d) input as +ve 2044-45: 0.28596; Gains in Water Available For Use / Savings in Demand under the selected programme (Ml/d) input as +ve 2045-46: 0.30083; Gains in Water Available For Use / Savings in Demand under the selected programme (Ml/d) input as +ve 2046-47: 0.3157; Gains in Water Available For Use / Savings in Demand under the selected programme (Ml/d) input as +ve 2047-48: 0.33056; Gains in Water Available For Use / Savings in Demand under the selected programme (Ml/d) input as +ve 2048-49: 0.34542; Gains in Water Available For Use / Savings in Demand under the selected programme (Ml/d) input as +ve 2049-50: 0.36026
51dP | NHH. WEF Visit Upper.AWSSUE | NHH. WEF Visit Upper.AWSSUE | Non-household water audit | Customer Options | N | Preferred | AWSSUE | Ml/d | 2 | Gains in Water Available For Use / Savings in Demand under the selected programme (Ml/d) input as +ve 2019-20: 0; Gains in Water Available For Use / Savings in Demand under the selected programme (Ml/d) input as +ve 2020-21: 0; Gains in Water Available For Use / Savings in Demand under the selected programme (Ml/d) input as +ve 2021-22: 0; Gains in Water Available For Use / Savings in Demand under the selected programme (Ml/d) input as +ve 2022-23: 0; Gains in Water Available For Use / Savings in Demand under the selected programme (Ml/d) input as +ve 2023-24: 0; Gains in Water Available For Use / Savings in Demand under the selected programme (Ml/d) input as +ve 2024-25: 0; Gains in Water Available For Use / Savings in Demand under the selected programme (Ml/d) input as +ve 2025-26: 0.0013; Gains in Water Available For Use / Savings in Demand under the selected programme (Ml/d) input as +ve 2026-27: 0.018505; Gains in Water Available For Use / Savings in Demand under the selected programme (Ml/d) input as +ve 2027-28: 0.034076; Gains in Water Available For Use / Savings in Demand under the selected programme (Ml/d) input as +ve 2028-29: 0.048426; Gains in Water Available For Use / Savings in Demand under the selected programme (Ml/d) input as +ve 2029-30: 0.063225; Gains in Water Available For Use / Savings in Demand under the selected programme (Ml/d) input as +ve 2030-31: 0.078029; Gains in Water Available For Use / Savings in Demand under the selected programme (Ml/d) input as +ve 2031-32: 0.092841; Gains in Water Available For Use / Savings in Demand under the selected programme (Ml/d) input as +ve 2032-33: 0.10766; Gains in Water Available For Use / Savings in Demand under the selected programme (Ml/d) input as +ve 2033-34: 0.1225; Gains in Water Available For Use / Savings in Demand under the selected programme (Ml/d) input as +ve 2034-35: 0.13733; Gains in Water Available For Use / Savings in Demand under the selected programme (Ml/d) input as +ve 2035-36: 0.15218; Gains in Water Available For Use / Savings in Demand under the selected programme (Ml/d) input as +ve 2036-37: 0.16703; Gains in Water Available For Use / Savings in Demand under the selected programme (Ml/d) input as +ve 2037-38: 0.18188; Gains in Water Available For Use / Savings in Demand under the selected programme (Ml/d) input as +ve 2038-39: 0.19674; Gains in Water Available For Use / Savings in Demand under the selected programme (Ml/d) input as +ve 2039-40: 0.21161; Gains in Water Available For Use / Savings in Demand under the selected programme (Ml/d) input as +ve 2040-41: 0.22648; Gains in Water Available For Use / Savings in Demand under the selected programme (Ml/d) input as +ve 2041-42: 0.24135; Gains in Water Available For Use / Savings in Demand under the selected programme (Ml/d) input as +ve 2042-43: 0.25622; Gains in Water Available For Use / Savings in Demand under the selected programme (Ml/d) input as +ve 2043-44: 0.27109; Gains in Water Available For Use / Savings in Demand under the selected programme (Ml/d) input as +ve 2044-45: 0.28596; Gains in Water Available For Use / Savings in Demand under the selected programme (Ml/d) input as +ve 2045-46: 0.30083; Gains in Water Available For Use / Savings in Demand under the selected programme (Ml/d) input as +ve 2046-47: 0.3157; Gains in Water Available For Use / Savings in Demand under the selected programme (Ml/d) input as +ve 2047-48: 0.33056; Gains in Water Available For Use / Savings in Demand under the selected programme (Ml/d) input as +ve 2048-49: 0.34542; Gains in Water Available For Use / Savings in Demand under the selected programme (Ml/d) input as +ve 2049-50: 0.36026
51dF | Smart Metering.AWSSUE | Smart Metering.AWSSUE | Metering other selective | Customer Options | N | Least Cost | AWSSUE | Ml/d | 2 | Gains in Water Available For Use / Savings in Demand under the selected programme (Ml/d) input as +ve 2019-20: 0; Gains in Water Available For Use / Savings in Demand under the selected programme (Ml/d) input as +ve 2020-21: 0; Gains in Water Available For Use / Savings in Demand under the selected programme (Ml/d) input as +ve 2021-22: 0; Gains in Water Available For Use / Savings in Demand under the selected programme (Ml/d) input as +ve 2022-23: 0; Gains in Water Available For Use / Savings in Demand under the selected programme (Ml/d) input as +ve 2023-24: 0; Gains in Water Available For Use / Savings in Demand under the selected programme (Ml/d) input as +ve 2024-25: 0; Gains in Water Available For Use / Savings in Demand under the selected programme (Ml/d) input as +ve 2025-26: 0; Gains in Water Available For Use / Savings in Demand under the selected programme (Ml/d) input as +ve 2026-27: 0.20071; Gains in Water Available For Use / Savings in Demand under the selected programme (Ml/d) input as +ve 2027-28: 0.85134; Gains in Water Available For Use / Savings in Demand under the selected programme (Ml/d) input as +ve 2028-29: 1.4185; Gains in Water Available For Use / Savings in Demand under the selected programme (Ml/d) input as +ve 2029-30: 2.0187; Gains in Water Available For Use / Savings in Demand under the selected programme (Ml/d) input as +ve 2030-31: 2.199; Gains in Water Available For Use / Savings in Demand under the selected programme (Ml/d) input as +ve 2031-32: 2.3821; Gains in Water Available For Use / Savings in Demand under the selected programme (Ml/d) input as +ve 2032-33: 2.4083; Gains in Water Available For Use / Savings in Demand under the selected programme (Ml/d) input as +ve 2033-34: 2.4341; Gains in Water Available For Use / Savings in Demand under the selected programme (Ml/d) input as +ve 2034-35: 2.4579; Gains in Water Available For Use / Savings in Demand under the selected programme (Ml/d) input as +ve 2035-36: 2.4786; Gains in Water Available For Use / Savings in Demand under the selected programme (Ml/d) input as +ve 2036-37: 2.4988; Gains in Water Available For Use / Savings in Demand under the selected programme (Ml/d) input as +ve 2037-38: 2.519; Gains in Water Available For Use / Savings in Demand under the selected programme (Ml/d) input as +ve 2038-39: 2.539; Gains in Water Available For Use / Savings in Demand under the selected programme (Ml/d) input as +ve 2039-40: 2.56; Gains in Water Available For Use / Savings in Demand under the selected programme (Ml/d) input as +ve 2040-41: 2.5806; Gains in Water Available For Use / Savings in Demand under the selected programme (Ml/d) input as +ve 2041-42: 2.6015; Gains in Water Available For Use / Savings in Demand under the selected programme (Ml/d) input as +ve 2042-43: 2.6229; Gains in Water Available For Use / Savings in Demand under the selected programme (Ml/d) input as +ve 2043-44: 2.6439; Gains in Water Available For Use / Savings in Demand under the selected programme (Ml/d) input as +ve 2044-45: 2.6646; Gains in Water Available For Use / Savings in Demand under the selected programme (Ml/d) input as +ve 2045-46: 2.6817; Gains in Water Available For Use / Savings in Demand under the selected programme (Ml/d) input as +ve 2046-47: 2.6987; Gains in Water Available For Use / Savings in Demand under the selected programme (Ml/d) input as +ve 2047-48: 2.7155; Gains in Water Available For Use / Savings in Demand under the selected programme (Ml/d) input as +ve 2048-49: 2.7324; Gains in Water Available For Use / Savings in Demand under the selected programme (Ml/d) input as +ve 2049-50: 2.7469
51dF | Smart Metering.AWSSUE | Smart Metering.AWSSUE | Metering other selective | Customer Options | N | Ofwat Core | AWSSUE | Ml/d | 2 | Gains in Water Available For Use / Savings in Demand under the selected programme (Ml/d) input as +ve 2019-20: 0; Gains in Water Available For Use / Savings in Demand under the selected programme (Ml/d) input as +ve 2020-21: 0; Gains in Water Available For Use / Savings in Demand under the selected programme (Ml/d) input as +ve 2021-22: 0; Gains in Water Available For Use / Savings in Demand under the selected programme (Ml/d) input as +ve 2022-23: 0; Gains in Water Available For Use / Savings in Demand under the selected programme (Ml/d) input as +ve 2023-24: 0; Gains in Water Available For Use / Savings in Demand under the selected programme (Ml/d) input as +ve 2024-25: 0; Gains in Water Available For Use / Savings in Demand under the selected programme (Ml/d) input as +ve 2025-26: 0; Gains in Water Available For Use / Savings in Demand under the selected programme (Ml/d) input as +ve 2026-27: 0.20071; Gains in Water Available For Use / Savings in Demand under the selected programme (Ml/d) input as +ve 2027-28: 0.85134; Gains in Water Available For Use / Savings in Demand under the selected programme (Ml/d) input as +ve 2028-29: 1.4185; Gains in Water Available For Use / Savings in Demand under the selected programme (Ml/d) input as +ve 2029-30: 2.0187; Gains in Water Available For Use / Savings in Demand under the selected programme (Ml/d) input as +ve 2030-31: 2.199; Gains in Water Available For Use / Savings in Demand under the selected programme (Ml/d) input as +ve 2031-32: 2.3821; Gains in Water Available For Use / Savings in Demand under the selected programme (Ml/d) input as +ve 2032-33: 2.4083; Gains in Water Available For Use / Savings in Demand under the selected programme (Ml/d) input as +ve 2033-34: 2.4341; Gains in Water Available For Use / Savings in Demand under the selected programme (Ml/d) input as +ve 2034-35: 2.4579; Gains in Water Available For Use / Savings in Demand under the selected programme (Ml/d) input as +ve 2035-36: 2.4786; Gains in Water Available For Use / Savings in Demand under the selected programme (Ml/d) input as +ve 2036-37: 2.4988; Gains in Water Available For Use / Savings in Demand under the selected programme (Ml/d) input as +ve 2037-38: 2.519; Gains in Water Available For Use / Savings in Demand under the selected programme (Ml/d) input as +ve 2038-39: 2.539; Gains in Water Available For Use / Savings in Demand under the selected programme (Ml/d) input as +ve 2039-40: 2.56; Gains in Water Available For Use / Savings in Demand under the selected programme (Ml/d) input as +ve 2040-41: 2.5806; Gains in Water Available For Use / Savings in Demand under the selected programme (Ml/d) input as +ve 2041-42: 2.6015; Gains in Water Available For Use / Savings in Demand under the selected programme (Ml/d) input as +ve 2042-43: 2.6229; Gains in Water Available For Use / Savings in Demand under the selected programme (Ml/d) input as +ve 2043-44: 2.6439; Gains in Water Available For Use / Savings in Demand under the selected programme (Ml/d) input as +ve 2044-45: 2.6646; Gains in Water Available For Use / Savings in Demand under the selected programme (Ml/d) input as +ve 2045-46: 2.6817; Gains in Water Available For Use / Savings in Demand under the selected programme (Ml/d) input as +ve 2046-47: 2.6987; Gains in Water Available For Use / Savings in Demand under the selected programme (Ml/d) input as +ve 2047-48: 2.7155; Gains in Water Available For Use / Savings in Demand under the selected programme (Ml/d) input as +ve 2048-49: 2.7324; Gains in Water Available For Use / Savings in Demand under the selected programme (Ml/d) input as +ve 2049-50: 2.7469
51dP | Smart Metering.AWSSUE | Smart Metering.AWSSUE | Metering other selective | Customer Options | N | Preferred | AWSSUE | Ml/d | 2 | Gains in Water Available For Use / Savings in Demand under the selected programme (Ml/d) input as +ve 2019-20: 0; Gains in Water Available For Use / Savings in Demand under the selected programme (Ml/d) input as +ve 2020-21: 0; Gains in Water Available For Use / Savings in Demand under the selected programme (Ml/d) input as +ve 2021-22: 0; Gains in Water Available For Use / Savings in Demand under the selected programme (Ml/d) input as +ve 2022-23: 0; Gains in Water Available For Use / Savings in Demand under the selected programme (Ml/d) input as +ve 2023-24: 0; Gains in Water Available For Use / Savings in Demand under the selected programme (Ml/d) input as +ve 2024-25: 0; Gains in Water Available For Use / Savings in Demand under the selected programme (Ml/d) input as +ve 2025-26: 0; Gains in Water Available For Use / Savings in Demand under the selected programme (Ml/d) input as +ve 2026-27: 0.20071; Gains in Water Available For Use / Savings in Demand under the selected programme (Ml/d) input as +ve 2027-28: 0.85134; Gains in Water Available For Use / Savings in Demand under the selected programme (Ml/d) input as +ve 2028-29: 1.4185; Gains in Water Available For Use / Savings in Demand under the selected programme (Ml/d) input as +ve 2029-30: 2.0187; Gains in Water Available For Use / Savings in Demand under the selected programme (Ml/d) input as +ve 2030-31: 2.199; Gains in Water Available For Use / Savings in Demand under the selected programme (Ml/d) input as +ve 2031-32: 2.3821; Gains in Water Available For Use / Savings in Demand under the selected programme (Ml/d) input as +ve 2032-33: 2.4083; Gains in Water Available For Use / Savings in Demand under the selected programme (Ml/d) input as +ve 2033-34: 2.4341; Gains in Water Available For Use / Savings in Demand under the selected programme (Ml/d) input as +ve 2034-35: 2.4579; Gains in Water Available For Use / Savings in Demand under the selected programme (Ml/d) input as +ve 2035-36: 2.4786; Gains in Water Available For Use / Savings in Demand under the selected programme (Ml/d) input as +ve 2036-37: 2.4988; Gains in Water Available For Use / Savings in Demand under the selected programme (Ml/d) input as +ve 2037-38: 2.519; Gains in Water Available For Use / Savings in Demand under the selected programme (Ml/d) input as +ve 2038-39: 2.539; Gains in Water Available For Use / Savings in Demand under the selected programme (Ml/d) input as +ve 2039-40: 2.56; Gains in Water Available For Use / Savings in Demand under the selected programme (Ml/d) input as +ve 2040-41: 2.5806; Gains in Water Available For Use / Savings in Demand under the selected programme (Ml/d) input as +ve 2041-42: 2.6015; Gains in Water Available For Use / Savings in Demand under the selected programme (Ml/d) input as +ve 2042-43: 2.6229; Gains in Water Available For Use / Savings in Demand under the selected programme (Ml/d) input as +ve 2043-44: 2.6439; Gains in Water Available For Use / Savings in Demand under the selected programme (Ml/d) input as +ve 2044-45: 2.6646; Gains in Water Available For Use / Savings in Demand under the selected programme (Ml/d) input as +ve 2045-46: 2.6817; Gains in Water Available For Use / Savings in Demand under the selected programme (Ml/d) input as +ve 2046-47: 2.6987; Gains in Water Available For Use / Savings in Demand under the selected programme (Ml/d) input as +ve 2047-48: 2.7155; Gains in Water Available For Use / Savings in Demand under the selected programme (Ml/d) input as +ve 2048-49: 2.7324; Gains in Water Available For Use / Savings in Demand under the selected programme (Ml/d) input as +ve 2049-50: 2.7469
51dF | USPL_HH_MET.AWSSUE | USPL_HH_MET.AWSSUE | Supply pipe repairs / replacement | Customer Options | N | Least Cost | AWSSUE | Ml/d | 2 | Gains in Water Available For Use / Savings in Demand under the selected programme (Ml/d) input as +ve 2019-20: 0; Gains in Water Available For Use / Savings in Demand under the selected programme (Ml/d) input as +ve 2020-21: 0; Gains in Water Available For Use / Savings in Demand under the selected programme (Ml/d) input as +ve 2021-22: 0; Gains in Water Available For Use / Savings in Demand under the selected programme (Ml/d) input as +ve 2022-23: 0; Gains in Water Available For Use / Savings in Demand under the selected programme (Ml/d) input as +ve 2023-24: 0; Gains in Water Available For Use / Savings in Demand under the selected programme (Ml/d) input as +ve 2024-25: 0; Gains in Water Available For Use / Savings in Demand under the selected programme (Ml/d) input as +ve 2025-26: 0; Gains in Water Available For Use / Savings in Demand under the selected programme (Ml/d) input as +ve 2026-27: 0.045744; Gains in Water Available For Use / Savings in Demand under the selected programme (Ml/d) input as +ve 2027-28: 0.21328; Gains in Water Available For Use / Savings in Demand under the selected programme (Ml/d) input as +ve 2028-29: 0.3824; Gains in Water Available For Use / Savings in Demand under the selected programme (Ml/d) input as +ve 2029-30: 0.5755; Gains in Water Available For Use / Savings in Demand under the selected programme (Ml/d) input as +ve 2030-31: 0.65577; Gains in Water Available For Use / Savings in Demand under the selected programme (Ml/d) input as +ve 2031-32: 0.73724; Gains in Water Available For Use / Savings in Demand under the selected programme (Ml/d) input as +ve 2032-33: 0.74602; Gains in Water Available For Use / Savings in Demand under the selected programme (Ml/d) input as +ve 2033-34: 0.75458; Gains in Water Available For Use / Savings in Demand under the selected programme (Ml/d) input as +ve 2034-35: 0.7625; Gains in Water Available For Use / Savings in Demand under the selected programme (Ml/d) input as +ve 2035-36: 0.76942; Gains in Water Available For Use / Savings in Demand under the selected programme (Ml/d) input as +ve 2036-37: 0.77624; Gains in Water Available For Use / Savings in Demand under the selected programme (Ml/d) input as +ve 2037-38: 0.78297; Gains in Water Available For Use / Savings in Demand under the selected programme (Ml/d) input as +ve 2038-39: 0.78961; Gains in Water Available For Use / Savings in Demand under the selected programme (Ml/d) input as +ve 2039-40: 0.79615; Gains in Water Available For Use / Savings in Demand under the selected programme (Ml/d) input as +ve 2040-41: 0.8026; Gains in Water Available For Use / Savings in Demand under the selected programme (Ml/d) input as +ve 2041-42: 0.80898; Gains in Water Available For Use / Savings in Demand under the selected programme (Ml/d) input as +ve 2042-43: 0.81527; Gains in Water Available For Use / Savings in Demand under the selected programme (Ml/d) input as +ve 2043-44: 0.82146; Gains in Water Available For Use / Savings in Demand under the selected programme (Ml/d) input as +ve 2044-45: 0.82757; Gains in Water Available For Use / Savings in Demand under the selected programme (Ml/d) input as +ve 2045-46: 0.83321; Gains in Water Available For Use / Savings in Demand under the selected programme (Ml/d) input as +ve 2046-47: 0.83878; Gains in Water Available For Use / Savings in Demand under the selected programme (Ml/d) input as +ve 2047-48: 0.84429; Gains in Water Available For Use / Savings in Demand under the selected programme (Ml/d) input as +ve 2048-49: 0.84973; Gains in Water Available For Use / Savings in Demand under the selected programme (Ml/d) input as +ve 2049-50: 0.8547
51dF | USPL_HH_MET.AWSSUE | USPL_HH_MET.AWSSUE | Supply pipe repairs / replacement | Customer Options | N | Ofwat Core | AWSSUE | Ml/d | 2 | Gains in Water Available For Use / Savings in Demand under the selected programme (Ml/d) input as +ve 2019-20: 0; Gains in Water Available For Use / Savings in Demand under the selected programme (Ml/d) input as +ve 2020-21: 0; Gains in Water Available For Use / Savings in Demand under the selected programme (Ml/d) input as +ve 2021-22: 0; Gains in Water Available For Use / Savings in Demand under the selected programme (Ml/d) input as +ve 2022-23: 0; Gains in Water Available For Use / Savings in Demand under the selected programme (Ml/d) input as +ve 2023-24: 0; Gains in Water Available For Use / Savings in Demand under the selected programme (Ml/d) input as +ve 2024-25: 0; Gains in Water Available For Use / Savings in Demand under the selected programme (Ml/d) input as +ve 2025-26: 0; Gains in Water Available For Use / Savings in Demand under the selected programme (Ml/d) input as +ve 2026-27: 0.045744; Gains in Water Available For Use / Savings in Demand under the selected programme (Ml/d) input as +ve 2027-28: 0.21328; Gains in Water Available For Use / Savings in Demand under the selected programme (Ml/d) input as +ve 2028-29: 0.3824; Gains in Water Available For Use / Savings in Demand under the selected programme (Ml/d) input as +ve 2029-30: 0.5755; Gains in Water Available For Use / Savings in Demand under the selected programme (Ml/d) input as +ve 2030-31: 0.65577; Gains in Water Available For Use / Savings in Demand under the selected programme (Ml/d) input as +ve 2031-32: 0.73724; Gains in Water Available For Use / Savings in Demand under the selected programme (Ml/d) input as +ve 2032-33: 0.74602; Gains in Water Available For Use / Savings in Demand under the selected programme (Ml/d) input as +ve 2033-34: 0.75458; Gains in Water Available For Use / Savings in Demand under the selected programme (Ml/d) input as +ve 2034-35: 0.7625; Gains in Water Available For Use / Savings in Demand under the selected programme (Ml/d) input as +ve 2035-36: 0.76942; Gains in Water Available For Use / Savings in Demand under the selected programme (Ml/d) input as +ve 2036-37: 0.77624; Gains in Water Available For Use / Savings in Demand under the selected programme (Ml/d) input as +ve 2037-38: 0.78297; Gains in Water Available For Use / Savings in Demand under the selected programme (Ml/d) input as +ve 2038-39: 0.78961; Gains in Water Available For Use / Savings in Demand under the selected programme (Ml/d) input as +ve 2039-40: 0.79615; Gains in Water Available For Use / Savings in Demand under the selected programme (Ml/d) input as +ve 2040-41: 0.8026; Gains in Water Available For Use / Savings in Demand under the selected programme (Ml/d) input as +ve 2041-42: 0.80898; Gains in Water Available For Use / Savings in Demand under the selected programme (Ml/d) input as +ve 2042-43: 0.81527; Gains in Water Available For Use / Savings in Demand under the selected programme (Ml/d) input as +ve 2043-44: 0.82146; Gains in Water Available For Use / Savings in Demand under the selected programme (Ml/d) input as +ve 2044-45: 0.82757; Gains in Water Available For Use / Savings in Demand under the selected programme (Ml/d) input as +ve 2045-46: 0.83321; Gains in Water Available For Use / Savings in Demand under the selected programme (Ml/d) input as +ve 2046-47: 0.83878; Gains in Water Available For Use / Savings in Demand under the selected programme (Ml/d) input as +ve 2047-48: 0.84429; Gains in Water Available For Use / Savings in Demand under the selected programme (Ml/d) input as +ve 2048-49: 0.84973; Gains in Water Available For Use / Savings in Demand under the selected programme (Ml/d) input as +ve 2049-50: 0.8547
51dP | USPL_HH_MET.AWSSUE | USPL_HH_MET.AWSSUE | Supply pipe repairs / replacement | Customer Options | N | Preferred | AWSSUE | Ml/d | 2 | Gains in Water Available For Use / Savings in Demand under the selected programme (Ml/d) input as +ve 2019-20: 0; Gains in Water Available For Use / Savings in Demand under the selected programme (Ml/d) input as +ve 2020-21: 0; Gains in Water Available For Use / Savings in Demand under the selected programme (Ml/d) input as +ve 2021-22: 0; Gains in Water Available For Use / Savings in Demand under the selected programme (Ml/d) input as +ve 2022-23: 0; Gains in Water Available For Use / Savings in Demand under the selected programme (Ml/d) input as +ve 2023-24: 0; Gains in Water Available For Use / Savings in Demand under the selected programme (Ml/d) input as +ve 2024-25: 0; Gains in Water Available For Use / Savings in Demand under the selected programme (Ml/d) input as +ve 2025-26: 0; Gains in Water Available For Use / Savings in Demand under the selected programme (Ml/d) input as +ve 2026-27: 0.045744; Gains in Water Available For Use / Savings in Demand under the selected programme (Ml/d) input as +ve 2027-28: 0.21328; Gains in Water Available For Use / Savings in Demand under the selected programme (Ml/d) input as +ve 2028-29: 0.3824; Gains in Water Available For Use / Savings in Demand under the selected programme (Ml/d) input as +ve 2029-30: 0.5755; Gains in Water Available For Use / Savings in Demand under the selected programme (Ml/d) input as +ve 2030-31: 0.65577; Gains in Water Available For Use / Savings in Demand under the selected programme (Ml/d) input as +ve 2031-32: 0.73724; Gains in Water Available For Use / Savings in Demand under the selected programme (Ml/d) input as +ve 2032-33: 0.74602; Gains in Water Available For Use / Savings in Demand under the selected programme (Ml/d) input as +ve 2033-34: 0.75458; Gains in Water Available For Use / Savings in Demand under the selected programme (Ml/d) input as +ve 2034-35: 0.7625; Gains in Water Available For Use / Savings in Demand under the selected programme (Ml/d) input as +ve 2035-36: 0.76942; Gains in Water Available For Use / Savings in Demand under the selected programme (Ml/d) input as +ve 2036-37: 0.77624; Gains in Water Available For Use / Savings in Demand under the selected programme (Ml/d) input as +ve 2037-38: 0.78297; Gains in Water Available For Use / Savings in Demand under the selected programme (Ml/d) input as +ve 2038-39: 0.78961; Gains in Water Available For Use / Savings in Demand under the selected programme (Ml/d) input as +ve 2039-40: 0.79615; Gains in Water Available For Use / Savings in Demand under the selected programme (Ml/d) input as +ve 2040-41: 0.8026; Gains in Water Available For Use / Savings in Demand under the selected programme (Ml/d) input as +ve 2041-42: 0.80898; Gains in Water Available For Use / Savings in Demand under the selected programme (Ml/d) input as +ve 2042-43: 0.81527; Gains in Water Available For Use / Savings in Demand under the selected programme (Ml/d) input as +ve 2043-44: 0.82146; Gains in Water Available For Use / Savings in Demand under the selected programme (Ml/d) input as +ve 2044-45: 0.82757; Gains in Water Available For Use / Savings in Demand under the selected programme (Ml/d) input as +ve 2045-46: 0.83321; Gains in Water Available For Use / Savings in Demand under the selected programme (Ml/d) input as +ve 2046-47: 0.83878; Gains in Water Available For Use / Savings in Demand under the selected programme (Ml/d) input as +ve 2047-48: 0.84429; Gains in Water Available For Use / Savings in Demand under the selected programme (Ml/d) input as +ve 2048-49: 0.84973; Gains in Water Available For Use / Savings in Demand under the selected programme (Ml/d) input as +ve 2049-50: 0.8547
51dF | USPL_ShSupplies.AWSSUE | USPL_ShSupplies.AWSSUE | Supply pipe repairs / replacement | Customer Options | N | Least Cost | AWSSUE | Ml/d | 2 | Gains in Water Available For Use / Savings in Demand under the selected programme (Ml/d) input as +ve 2019-20: 0; Gains in Water Available For Use / Savings in Demand under the selected programme (Ml/d) input as +ve 2020-21: 0; Gains in Water Available For Use / Savings in Demand under the selected programme (Ml/d) input as +ve 2021-22: 0; Gains in Water Available For Use / Savings in Demand under the selected programme (Ml/d) input as +ve 2022-23: 0; Gains in Water Available For Use / Savings in Demand under the selected programme (Ml/d) input as +ve 2023-24: 0; Gains in Water Available For Use / Savings in Demand under the selected programme (Ml/d) input as +ve 2024-25: 0; Gains in Water Available For Use / Savings in Demand under the selected programme (Ml/d) input as +ve 2025-26: 0; Gains in Water Available For Use / Savings in Demand under the selected programme (Ml/d) input as +ve 2026-27: 0; Gains in Water Available For Use / Savings in Demand under the selected programme (Ml/d) input as +ve 2027-28: 0.23888; Gains in Water Available For Use / Savings in Demand under the selected programme (Ml/d) input as +ve 2028-29: 0.23888; Gains in Water Available For Use / Savings in Demand under the selected programme (Ml/d) input as +ve 2029-30: 0.23888; Gains in Water Available For Use / Savings in Demand under the selected programme (Ml/d) input as +ve 2030-31: 0.2511; Gains in Water Available For Use / Savings in Demand under the selected programme (Ml/d) input as +ve 2031-32: 0.2511; Gains in Water Available For Use / Savings in Demand under the selected programme (Ml/d) input as +ve 2032-33: 0.2511; Gains in Water Available For Use / Savings in Demand under the selected programme (Ml/d) input as +ve 2033-34: 0.2511; Gains in Water Available For Use / Savings in Demand under the selected programme (Ml/d) input as +ve 2034-35: 0.2511; Gains in Water Available For Use / Savings in Demand under the selected programme (Ml/d) input as +ve 2035-36: 0.2511; Gains in Water Available For Use / Savings in Demand under the selected programme (Ml/d) input as +ve 2036-37: 0.2511; Gains in Water Available For Use / Savings in Demand under the selected programme (Ml/d) input as +ve 2037-38: 0.2511; Gains in Water Available For Use / Savings in Demand under the selected programme (Ml/d) input as +ve 2038-39: 0.2511; Gains in Water Available For Use / Savings in Demand under the selected programme (Ml/d) input as +ve 2039-40: 0.2511; Gains in Water Available For Use / Savings in Demand under the selected programme (Ml/d) input as +ve 2040-41: 0.2511; Gains in Water Available For Use / Savings in Demand under the selected programme (Ml/d) input as +ve 2041-42: 0.2511; Gains in Water Available For Use / Savings in Demand under the selected programme (Ml/d) input as +ve 2042-43: 0.2511; Gains in Water Available For Use / Savings in Demand under the selected programme (Ml/d) input as +ve 2043-44: 0.2511; Gains in Water Available For Use / Savings in Demand under the selected programme (Ml/d) input as +ve 2044-45: 0.2511; Gains in Water Available For Use / Savings in Demand under the selected programme (Ml/d) input as +ve 2045-46: 0.2511; Gains in Water Available For Use / Savings in Demand under the selected programme (Ml/d) input as +ve 2046-47: 0.2511; Gains in Water Available For Use / Savings in Demand under the selected programme (Ml/d) input as +ve 2047-48: 0.2511; Gains in Water Available For Use / Savings in Demand under the selected programme (Ml/d) input as +ve 2048-49: 0.2511; Gains in Water Available For Use / Savings in Demand under the selected programme (Ml/d) input as +ve 2049-50: 0.2511
51dF | USPL_ShSupplies.AWSSUE | USPL_ShSupplies.AWSSUE | Supply pipe repairs / replacement | Customer Options | N | Ofwat Core | AWSSUE | Ml/d | 2 | Gains in Water Available For Use / Savings in Demand under the selected programme (Ml/d) input as +ve 2019-20: 0; Gains in Water Available For Use / Savings in Demand under the selected programme (Ml/d) input as +ve 2020-21: 0; Gains in Water Available For Use / Savings in Demand under the selected programme (Ml/d) input as +ve 2021-22: 0; Gains in Water Available For Use / Savings in Demand under the selected programme (Ml/d) input as +ve 2022-23: 0; Gains in Water Available For Use / Savings in Demand under the selected programme (Ml/d) input as +ve 2023-24: 0; Gains in Water Available For Use / Savings in Demand under the selected programme (Ml/d) input as +ve 2024-25: 0; Gains in Water Available For Use / Savings in Demand under the selected programme (Ml/d) input as +ve 2025-26: 0; Gains in Water Available For Use / Savings in Demand under the selected programme (Ml/d) input as +ve 2026-27: 0; Gains in Water Available For Use / Savings in Demand under the selected programme (Ml/d) input as +ve 2027-28: 0.23888; Gains in Water Available For Use / Savings in Demand under the selected programme (Ml/d) input as +ve 2028-29: 0.23888; Gains in Water Available For Use / Savings in Demand under the selected programme (Ml/d) input as +ve 2029-30: 0.23888; Gains in Water Available For Use / Savings in Demand under the selected programme (Ml/d) input as +ve 2030-31: 0.2511; Gains in Water Available For Use / Savings in Demand under the selected programme (Ml/d) input as +ve 2031-32: 0.2511; Gains in Water Available For Use / Savings in Demand under the selected programme (Ml/d) input as +ve 2032-33: 0.2511; Gains in Water Available For Use / Savings in Demand under the selected programme (Ml/d) input as +ve 2033-34: 0.2511; Gains in Water Available For Use / Savings in Demand under the selected programme (Ml/d) input as +ve 2034-35: 0.2511; Gains in Water Available For Use / Savings in Demand under the selected programme (Ml/d) input as +ve 2035-36: 0.2511; Gains in Water Available For Use / Savings in Demand under the selected programme (Ml/d) input as +ve 2036-37: 0.2511; Gains in Water Available For Use / Savings in Demand under the selected programme (Ml/d) input as +ve 2037-38: 0.2511; Gains in Water Available For Use / Savings in Demand under the selected programme (Ml/d) input as +ve 2038-39: 0.2511; Gains in Water Available For Use / Savings in Demand under the selected programme (Ml/d) input as +ve 2039-40: 0.2511; Gains in Water Available For Use / Savings in Demand under the selected programme (Ml/d) input as +ve 2040-41: 0.2511; Gains in Water Available For Use / Savings in Demand under the selected programme (Ml/d) input as +ve 2041-42: 0.2511; Gains in Water Available For Use / Savings in Demand under the selected programme (Ml/d) input as +ve 2042-43: 0.2511; Gains in Water Available For Use / Savings in Demand under the selected programme (Ml/d) input as +ve 2043-44: 0.2511; Gains in Water Available For Use / Savings in Demand under the selected programme (Ml/d) input as +ve 2044-45: 0.2511; Gains in Water Available For Use / Savings in Demand under the selected programme (Ml/d) input as +ve 2045-46: 0.2511; Gains in Water Available For Use / Savings in Demand under the selected programme (Ml/d) input as +ve 2046-47: 0.2511; Gains in Water Available For Use / Savings in Demand under the selected programme (Ml/d) input as +ve 2047-48: 0.2511; Gains in Water Available For Use / Savings in Demand under the selected programme (Ml/d) input as +ve 2048-49: 0.2511; Gains in Water Available For Use / Savings in Demand under the selected programme (Ml/d) input as +ve 2049-50: 0.2511
51dP | USPL_ShSupplies.AWSSUE | USPL_ShSupplies.AWSSUE | Supply pipe repairs / replacement | Customer Options | N | Preferred | AWSSUE | Ml/d | 2 | Gains in Water Available For Use / Savings in Demand under the selected programme (Ml/d) input as +ve 2019-20: 0; Gains in Water Available For Use / Savings in Demand under the selected programme (Ml/d) input as +ve 2020-21: 0; Gains in Water Available For Use / Savings in Demand under the selected programme (Ml/d) input as +ve 2021-22: 0; Gains in Water Available For Use / Savings in Demand under the selected programme (Ml/d) input as +ve 2022-23: 0; Gains in Water Available For Use / Savings in Demand under the selected programme (Ml/d) input as +ve 2023-24: 0; Gains in Water Available For Use / Savings in Demand under the selected programme (Ml/d) input as +ve 2024-25: 0; Gains in Water Available For Use / Savings in Demand under the selected programme (Ml/d) input as +ve 2025-26: 0; Gains in Water Available For Use / Savings in Demand under the selected programme (Ml/d) input as +ve 2026-27: 0; Gains in Water Available For Use / Savings in Demand under the selected programme (Ml/d) input as +ve 2027-28: 0.23888; Gains in Water Available For Use / Savings in Demand under the selected programme (Ml/d) input as +ve 2028-29: 0.23888; Gains in Water Available For Use / Savings in Demand under the selected programme (Ml/d) input as +ve 2029-30: 0.23888; Gains in Water Available For Use / Savings in Demand under the selected programme (Ml/d) input as +ve 2030-31: 0.2511; Gains in Water Available For Use / Savings in Demand under the selected programme (Ml/d) input as +ve 2031-32: 0.2511; Gains in Water Available For Use / Savings in Demand under the selected programme (Ml/d) input as +ve 2032-33: 0.2511; Gains in Water Available For Use / Savings in Demand under the selected programme (Ml/d) input as +ve 2033-34: 0.2511; Gains in Water Available For Use / Savings in Demand under the selected programme (Ml/d) input as +ve 2034-35: 0.2511; Gains in Water Available For Use / Savings in Demand under the selected programme (Ml/d) input as +ve 2035-36: 0.2511; Gains in Water Available For Use / Savings in Demand under the selected programme (Ml/d) input as +ve 2036-37: 0.2511; Gains in Water Available For Use / Savings in Demand under the selected programme (Ml/d) input as +ve 2037-38: 0.2511; Gains in Water Available For Use / Savings in Demand under the selected programme (Ml/d) input as +ve 2038-39: 0.2511; Gains in Water Available For Use / Savings in Demand under the selected programme (Ml/d) input as +ve 2039-40: 0.2511; Gains in Water Available For Use / Savings in Demand under the selected programme (Ml/d) input as +ve 2040-41: 0.2511; Gains in Water Available For Use / Savings in Demand under the selected programme (Ml/d) input as +ve 2041-42: 0.2511; Gains in Water Available For Use / Savings in Demand under the selected programme (Ml/d) input as +ve 2042-43: 0.2511; Gains in Water Available For Use / Savings in Demand under the selected programme (Ml/d) input as +ve 2043-44: 0.2511; Gains in Water Available For Use / Savings in Demand under the selected programme (Ml/d) input as +ve 2044-45: 0.2511; Gains in Water Available For Use / Savings in Demand under the selected programme (Ml/d) input as +ve 2045-46: 0.2511; Gains in Water Available For Use / Savings in Demand under the selected programme (Ml/d) input as +ve 2046-47: 0.2511; Gains in Water Available For Use / Savings in Demand under the selected programme (Ml/d) input as +ve 2047-48: 0.2511; Gains in Water Available For Use / Savings in Demand under the selected programme (Ml/d) input as +ve 2048-49: 0.2511; Gains in Water Available For Use / Savings in Demand under the selected programme (Ml/d) input as +ve 2049-50: 0.2511
52aA | Adjustment for Licence cap scenario 8 | LC17 | Other changes to DO | Resource Options | N | Ofwat Core | AWSSUE | Ml/d | 2 | Gains in Water Available For Use / Savings in Demand under the selected programme (Ml/d) input as +ve 2025-26: 4.25; Gains in Water Available For Use / Savings in Demand under the selected programme (Ml/d) input as +ve 2026-27: 4.25; Gains in Water Available For Use / Savings in Demand under the selected programme (Ml/d) input as +ve 2027-28: 4.25; Gains in Water Available For Use / Savings in Demand under the selected programme (Ml/d) input as +ve 2028-29: 4.25; Gains in Water Available For Use / Savings in Demand under the selected programme (Ml/d) input as +ve 2029-30: 4.25; Gains in Water Available For Use / Savings in Demand under the selected programme (Ml/d) input as +ve 2030-31: 0; Gains in Water Available For Use / Savings in Demand under the selected programme (Ml/d) input as +ve 2031-32: 0; Gains in Water Available For Use / Savings in Demand under the selected programme (Ml/d) input as +ve 2032-33: 0; Gains in Water Available For Use / Savings in Demand under the selected programme (Ml/d) input as +ve 2033-34: 0; Gains in Water Available For Use / Savings in Demand under the selected programme (Ml/d) input as +ve 2034-35: 0; Gains in Water Available For Use / Savings in Demand under the selected programme (Ml/d) input as +ve 2035-36: 0; Gains in Water Available For Use / Savings in Demand under the selected programme (Ml/d) input as +ve 2036-37: 0; Gains in Water Available For Use / Savings in Demand under the selected programme (Ml/d) input as +ve 2037-38: 0; Gains in Water Available For Use / Savings in Demand under the selected programme (Ml/d) input as +ve 2038-39: 0; Gains in Water Available For Use / Savings in Demand under the selected programme (Ml/d) input as +ve 2039-40: 0; Gains in Water Available For Use / Savings in Demand under the selected programme (Ml/d) input as +ve 2040-41: 0; Gains in Water Available For Use / Savings in Demand under the selected programme (Ml/d) input as +ve 2041-42: 0; Gains in Water Available For Use / Savings in Demand under the selected programme (Ml/d) input as +ve 2042-43: 0; Gains in Water Available For Use / Savings in Demand under the selected programme (Ml/d) input as +ve 2043-44: 0; Gains in Water Available For Use / Savings in Demand under the selected programme (Ml/d) input as +ve 2044-45: 0; Gains in Water Available For Use / Savings in Demand under the selected programme (Ml/d) input as +ve 2045-46: 0; Gains in Water Available For Use / Savings in Demand under the selected programme (Ml/d) input as +ve 2046-47: 0; Gains in Water Available For Use / Savings in Demand under the selected programme (Ml/d) input as +ve 2047-48: 0; Gains in Water Available For Use / Savings in Demand under the selected programme (Ml/d) input as +ve 2048-49: 0; Gains in Water Available For Use / Savings in Demand under the selected programme (Ml/d) input as +ve 2049-50: 0
52aA | Adjustment to 1:200 drought | DA06 | Other changes to DO | Resource Options | N | Ofwat Core | AWSSUE | Ml/d | 2 | Gains in Water Available For Use / Savings in Demand under the selected programme (Ml/d) input as +ve 2025-26: 1.9; Gains in Water Available For Use / Savings in Demand under the selected programme (Ml/d) input as +ve 2026-27: 1.9; Gains in Water Available For Use / Savings in Demand under the selected programme (Ml/d) input as +ve 2027-28: 1.9; Gains in Water Available For Use / Savings in Demand under the selected programme (Ml/d) input as +ve 2028-29: 1.89; Gains in Water Available For Use / Savings in Demand under the selected programme (Ml/d) input as +ve 2029-30: 1.89; Gains in Water Available For Use / Savings in Demand under the selected programme (Ml/d) input as +ve 2030-31: 1.89; Gains in Water Available For Use / Savings in Demand under the selected programme (Ml/d) input as +ve 2031-32: 1.88; Gains in Water Available For Use / Savings in Demand under the selected programme (Ml/d) input as +ve 2032-33: 1.88; Gains in Water Available For Use / Savings in Demand under the selected programme (Ml/d) input as +ve 2033-34: 1.88; Gains in Water Available For Use / Savings in Demand under the selected programme (Ml/d) input as +ve 2034-35: 1.88; Gains in Water Available For Use / Savings in Demand under the selected programme (Ml/d) input as +ve 2035-36: 1.87; Gains in Water Available For Use / Savings in Demand under the selected programme (Ml/d) input as +ve 2036-37: 1.87; Gains in Water Available For Use / Savings in Demand under the selected programme (Ml/d) input as +ve 2037-38: 1.87; Gains in Water Available For Use / Savings in Demand under the selected programme (Ml/d) input as +ve 2038-39: 1.86; Gains in Water Available For Use / Savings in Demand under the selected programme (Ml/d) input as +ve 2039-40: 0; Gains in Water Available For Use / Savings in Demand under the selected programme (Ml/d) input as +ve 2040-41: 0; Gains in Water Available For Use / Savings in Demand under the selected programme (Ml/d) input as +ve 2041-42: 0; Gains in Water Available For Use / Savings in Demand under the selected programme (Ml/d) input as +ve 2042-43: 0; Gains in Water Available For Use / Savings in Demand under the selected programme (Ml/d) input as +ve 2043-44: 0; Gains in Water Available For Use / Savings in Demand under the selected programme (Ml/d) input as +ve 2044-45: 0; Gains in Water Available For Use / Savings in Demand under the selected programme (Ml/d) input as +ve 2045-46: 0; Gains in Water Available For Use / Savings in Demand under the selected programme (Ml/d) input as +ve 2046-47: 0; Gains in Water Available For Use / Savings in Demand under the selected programme (Ml/d) input as +ve 2047-48: 0; Gains in Water Available For Use / Savings in Demand under the selected programme (Ml/d) input as +ve 2048-49: 0; Gains in Water Available For Use / Savings in Demand under the selected programme (Ml/d) input as +ve 2049-50: 0
52aA | Suffolk East groundwater enhancement | SUE23 | Groundwater enhancement | Resource Options | N | Ofwat Core | AWSSUE | Ml/d | 2 | Gains in Water Available For Use / Savings in Demand under the selected programme (Ml/d) input as +ve 2025-26: 0; Gains in Water Available For Use / Savings in Demand under the selected programme (Ml/d) input as +ve 2026-27: 0; Gains in Water Available For Use / Savings in Demand under the selected programme (Ml/d) input as +ve 2027-28: 0; Gains in Water Available For Use / Savings in Demand under the selected programme (Ml/d) input as +ve 2028-29: 0; Gains in Water Available For Use / Savings in Demand under the selected programme (Ml/d) input as +ve 2029-30: 0; Gains in Water Available For Use / Savings in Demand under the selected programme (Ml/d) input as +ve 2030-31: 1.7; Gains in Water Available For Use / Savings in Demand under the selected programme (Ml/d) input as +ve 2031-32: 1.7; Gains in Water Available For Use / Savings in Demand under the selected programme (Ml/d) input as +ve 2032-33: 1.7; Gains in Water Available For Use / Savings in Demand under the selected programme (Ml/d) input as +ve 2033-34: 1.7; Gains in Water Available For Use / Savings in Demand under the selected programme (Ml/d) input as +ve 2034-35: 1.7; Gains in Water Available For Use / Savings in Demand under the selected programme (Ml/d) input as +ve 2035-36: 1.7; Gains in Water Available For Use / Savings in Demand under the selected programme (Ml/d) input as +ve 2036-37: 1.7; Gains in Water Available For Use / Savings in Demand under the selected programme (Ml/d) input as +ve 2037-38: 1.7; Gains in Water Available For Use / Savings in Demand under the selected programme (Ml/d) input as +ve 2038-39: 1.7; Gains in Water Available For Use / Savings in Demand under the selected programme (Ml/d) input as +ve 2039-40: 1.7; Gains in Water Available For Use / Savings in Demand under the selected programme (Ml/d) input as +ve 2040-41: 1.7; Gains in Water Available For Use / Savings in Demand under the selected programme (Ml/d) input as +ve 2041-42: 1.7; Gains in Water Available For Use / Savings in Demand under the selected programme (Ml/d) input as +ve 2042-43: 1.7; Gains in Water Available For Use / Savings in Demand under the selected programme (Ml/d) input as +ve 2043-44: 1.7; Gains in Water Available For Use / Savings in Demand under the selected programme (Ml/d) input as +ve 2044-45: 1.7; Gains in Water Available For Use / Savings in Demand under the selected programme (Ml/d) input as +ve 2045-46: 1.7; Gains in Water Available For Use / Savings in Demand under the selected programme (Ml/d) input as +ve 2046-47: 1.7; Gains in Water Available For Use / Savings in Demand under the selected programme (Ml/d) input as +ve 2047-48: 1.7; Gains in Water Available For Use / Savings in Demand under the selected programme (Ml/d) input as +ve 2048-49: 1.7; Gains in Water Available For Use / Savings in Demand under the selected programme (Ml/d) input as +ve 2049-50: 1.7
52aA | Adjustment for Licence cap scenario 8 | LC17 | Other changes to DO | Resource Options | N | Least Cost | AWSSUE | Ml/d | 2 | Gains in Water Available For Use / Savings in Demand under the selected programme (Ml/d) input as +ve 2025-26: 4.25; Gains in Water Available For Use / Savings in Demand under the selected programme (Ml/d) input as +ve 2026-27: 4.25; Gains in Water Available For Use / Savings in Demand under the selected programme (Ml/d) input as +ve 2027-28: 4.25; Gains in Water Available For Use / Savings in Demand under the selected programme (Ml/d) input as +ve 2028-29: 4.25; Gains in Water Available For Use / Savings in Demand under the selected programme (Ml/d) input as +ve 2029-30: 4.25; Gains in Water Available For Use / Savings in Demand under the selected programme (Ml/d) input as +ve 2030-31: 0; Gains in Water Available For Use / Savings in Demand under the selected programme (Ml/d) input as +ve 2031-32: 0; Gains in Water Available For Use / Savings in Demand under the selected programme (Ml/d) input as +ve 2032-33: 0; Gains in Water Available For Use / Savings in Demand under the selected programme (Ml/d) input as +ve 2033-34: 0; Gains in Water Available For Use / Savings in Demand under the selected programme (Ml/d) input as +ve 2034-35: 0; Gains in Water Available For Use / Savings in Demand under the selected programme (Ml/d) input as +ve 2035-36: 0; Gains in Water Available For Use / Savings in Demand under the selected programme (Ml/d) input as +ve 2036-37: 0; Gains in Water Available For Use / Savings in Demand under the selected programme (Ml/d) input as +ve 2037-38: 0; Gains in Water Available For Use / Savings in Demand under the selected programme (Ml/d) input as +ve 2038-39: 0; Gains in Water Available For Use / Savings in Demand under the selected programme (Ml/d) input as +ve 2039-40: 0; Gains in Water Available For Use / Savings in Demand under the selected programme (Ml/d) input as +ve 2040-41: 0; Gains in Water Available For Use / Savings in Demand under the selected programme (Ml/d) input as +ve 2041-42: 0; Gains in Water Available For Use / Savings in Demand under the selected programme (Ml/d) input as +ve 2042-43: 0; Gains in Water Available For Use / Savings in Demand under the selected programme (Ml/d) input as +ve 2043-44: 0; Gains in Water Available For Use / Savings in Demand under the selected programme (Ml/d) input as +ve 2044-45: 0; Gains in Water Available For Use / Savings in Demand under the selected programme (Ml/d) input as +ve 2045-46: 0; Gains in Water Available For Use / Savings in Demand under the selected programme (Ml/d) input as +ve 2046-47: 0; Gains in Water Available For Use / Savings in Demand under the selected programme (Ml/d) input as +ve 2047-48: 0; Gains in Water Available For Use / Savings in Demand under the selected programme (Ml/d) input as +ve 2048-49: 0; Gains in Water Available For Use / Savings in Demand under the selected programme (Ml/d) input as +ve 2049-50: 0
52aA | Adjustment to 1:200 drought | DA06 | Other changes to DO | Resource Options | N | Least Cost | AWSSUE | Ml/d | 2 | Gains in Water Available For Use / Savings in Demand under the selected programme (Ml/d) input as +ve 2025-26: 1.9; Gains in Water Available For Use / Savings in Demand under the selected programme (Ml/d) input as +ve 2026-27: 1.9; Gains in Water Available For Use / Savings in Demand under the selected programme (Ml/d) input as +ve 2027-28: 1.9; Gains in Water Available For Use / Savings in Demand under the selected programme (Ml/d) input as +ve 2028-29: 1.89; Gains in Water Available For Use / Savings in Demand under the selected programme (Ml/d) input as +ve 2029-30: 1.89; Gains in Water Available For Use / Savings in Demand under the selected programme (Ml/d) input as +ve 2030-31: 1.89; Gains in Water Available For Use / Savings in Demand under the selected programme (Ml/d) input as +ve 2031-32: 1.88; Gains in Water Available For Use / Savings in Demand under the selected programme (Ml/d) input as +ve 2032-33: 1.88; Gains in Water Available For Use / Savings in Demand under the selected programme (Ml/d) input as +ve 2033-34: 1.88; Gains in Water Available For Use / Savings in Demand under the selected programme (Ml/d) input as +ve 2034-35: 1.88; Gains in Water Available For Use / Savings in Demand under the selected programme (Ml/d) input as +ve 2035-36: 1.87; Gains in Water Available For Use / Savings in Demand under the selected programme (Ml/d) input as +ve 2036-37: 1.87; Gains in Water Available For Use / Savings in Demand under the selected programme (Ml/d) input as +ve 2037-38: 1.87; Gains in Water Available For Use / Savings in Demand under the selected programme (Ml/d) input as +ve 2038-39: 1.86; Gains in Water Available For Use / Savings in Demand under the selected programme (Ml/d) input as +ve 2039-40: 0; Gains in Water Available For Use / Savings in Demand under the selected programme (Ml/d) input as +ve 2040-41: 0; Gains in Water Available For Use / Savings in Demand under the selected programme (Ml/d) input as +ve 2041-42: 0; Gains in Water Available For Use / Savings in Demand under the selected programme (Ml/d) input as +ve 2042-43: 0; Gains in Water Available For Use / Savings in Demand under the selected programme (Ml/d) input as +ve 2043-44: 0; Gains in Water Available For Use / Savings in Demand under the selected programme (Ml/d) input as +ve 2044-45: 0; Gains in Water Available For Use / Savings in Demand under the selected programme (Ml/d) input as +ve 2045-46: 0; Gains in Water Available For Use / Savings in Demand under the selected programme (Ml/d) input as +ve 2046-47: 0; Gains in Water Available For Use / Savings in Demand under the selected programme (Ml/d) input as +ve 2047-48: 0; Gains in Water Available For Use / Savings in Demand under the selected programme (Ml/d) input as +ve 2048-49: 0; Gains in Water Available For Use / Savings in Demand under the selected programme (Ml/d) input as +ve 2049-50: 0
52aA | Suffolk East groundwater enhancement | SUE23 | Groundwater enhancement | Resource Options | N | Least Cost | AWSSUE | Ml/d | 2 | Gains in Water Available For Use / Savings in Demand under the selected programme (Ml/d) input as +ve 2025-26: 0; Gains in Water Available For Use / Savings in Demand under the selected programme (Ml/d) input as +ve 2026-27: 0; Gains in Water Available For Use / Savings in Demand under the selected programme (Ml/d) input as +ve 2027-28: 0; Gains in Water Available For Use / Savings in Demand under the selected programme (Ml/d) input as +ve 2028-29: 0; Gains in Water Available For Use / Savings in Demand under the selected programme (Ml/d) input as +ve 2029-30: 0; Gains in Water Available For Use / Savings in Demand under the selected programme (Ml/d) input as +ve 2030-31: 1.7; Gains in Water Available For Use / Savings in Demand under the selected programme (Ml/d) input as +ve 2031-32: 1.7; Gains in Water Available For Use / Savings in Demand under the selected programme (Ml/d) input as +ve 2032-33: 1.7; Gains in Water Available For Use / Savings in Demand under the selected programme (Ml/d) input as +ve 2033-34: 1.7; Gains in Water Available For Use / Savings in Demand under the selected programme (Ml/d) input as +ve 2034-35: 1.7; Gains in Water Available For Use / Savings in Demand under the selected programme (Ml/d) input as +ve 2035-36: 1.7; Gains in Water Available For Use / Savings in Demand under the selected programme (Ml/d) input as +ve 2036-37: 1.7; Gains in Water Available For Use / Savings in Demand under the selected programme (Ml/d) input as +ve 2037-38: 1.7; Gains in Water Available For Use / Savings in Demand under the selected programme (Ml/d) input as +ve 2038-39: 1.7; Gains in Water Available For Use / Savings in Demand under the selected programme (Ml/d) input as +ve 2039-40: 1.7; Gains in Water Available For Use / Savings in Demand under the selected programme (Ml/d) input as +ve 2040-41: 1.7; Gains in Water Available For Use / Savings in Demand under the selected programme (Ml/d) input as +ve 2041-42: 1.7; Gains in Water Available For Use / Savings in Demand under the selected programme (Ml/d) input as +ve 2042-43: 1.7; Gains in Water Available For Use / Savings in Demand under the selected programme (Ml/d) input as +ve 2043-44: 1.7; Gains in Water Available For Use / Savings in Demand under the selected programme (Ml/d) input as +ve 2044-45: 1.7; Gains in Water Available For Use / Savings in Demand under the selected programme (Ml/d) input as +ve 2045-46: 1.7; Gains in Water Available For Use / Savings in Demand under the selected programme (Ml/d) input as +ve 2046-47: 1.7; Gains in Water Available For Use / Savings in Demand under the selected programme (Ml/d) input as +ve 2047-48: 1.7; Gains in Water Available For Use / Savings in Demand under the selected programme (Ml/d) input as +ve 2048-49: 1.7; Gains in Water Available For Use / Savings in Demand under the selected programme (Ml/d) input as +ve 2049-50: 1.7
52aP | Adjustment for Licence cap scenario 8 | LC17 | Other changes to DO | Resource Options | N | Preferred | AWSSUE | Ml/d | 2 | Gains in Water Available For Use / Savings in Demand under the selected programme (Ml/d) input as +ve 2025-26: 4.25; Gains in Water Available For Use / Savings in Demand under the selected programme (Ml/d) input as +ve 2026-27: 4.25; Gains in Water Available For Use / Savings in Demand under the selected programme (Ml/d) input as +ve 2027-28: 4.25; Gains in Water Available For Use / Savings in Demand under the selected programme (Ml/d) input as +ve 2028-29: 4.25; Gains in Water Available For Use / Savings in Demand under the selected programme (Ml/d) input as +ve 2029-30: 4.25; Gains in Water Available For Use / Savings in Demand under the selected programme (Ml/d) input as +ve 2030-31: 0; Gains in Water Available For Use / Savings in Demand under the selected programme (Ml/d) input as +ve 2031-32: 0; Gains in Water Available For Use / Savings in Demand under the selected programme (Ml/d) input as +ve 2032-33: 0; Gains in Water Available For Use / Savings in Demand under the selected programme (Ml/d) input as +ve 2033-34: 0; Gains in Water Available For Use / Savings in Demand under the selected programme (Ml/d) input as +ve 2034-35: 0; Gains in Water Available For Use / Savings in Demand under the selected programme (Ml/d) input as +ve 2035-36: 0; Gains in Water Available For Use / Savings in Demand under the selected programme (Ml/d) input as +ve 2036-37: 0; Gains in Water Available For Use / Savings in Demand under the selected programme (Ml/d) input as +ve 2037-38: 0; Gains in Water Available For Use / Savings in Demand under the selected programme (Ml/d) input as +ve 2038-39: 0; Gains in Water Available For Use / Savings in Demand under the selected programme (Ml/d) input as +ve 2039-40: 0; Gains in Water Available For Use / Savings in Demand under the selected programme (Ml/d) input as +ve 2040-41: 0; Gains in Water Available For Use / Savings in Demand under the selected programme (Ml/d) input as +ve 2041-42: 0; Gains in Water Available For Use / Savings in Demand under the selected programme (Ml/d) input as +ve 2042-43: 0; Gains in Water Available For Use / Savings in Demand under the selected programme (Ml/d) input as +ve 2043-44: 0; Gains in Water Available For Use / Savings in Demand under the selected programme (Ml/d) input as +ve 2044-45: 0; Gains in Water Available For Use / Savings in Demand under the selected programme (Ml/d) input as +ve 2045-46: 0; Gains in Water Available For Use / Savings in Demand under the selected programme (Ml/d) input as +ve 2046-47: 0; Gains in Water Available For Use / Savings in Demand under the selected programme (Ml/d) input as +ve 2047-48: 0; Gains in Water Available For Use / Savings in Demand under the selected programme (Ml/d) input as +ve 2048-49: 0; Gains in Water Available For Use / Savings in Demand under the selected programme (Ml/d) input as +ve 2049-50: 0
52aP | Adjustment to 1:200 drought | DA06 | Other changes to DO | Resource Options | N | Preferred | AWSSUE | Ml/d | 2 | Gains in Water Available For Use / Savings in Demand under the selected programme (Ml/d) input as +ve 2025-26: 1.9; Gains in Water Available For Use / Savings in Demand under the selected programme (Ml/d) input as +ve 2026-27: 1.9; Gains in Water Available For Use / Savings in Demand under the selected programme (Ml/d) input as +ve 2027-28: 1.9; Gains in Water Available For Use / Savings in Demand under the selected programme (Ml/d) input as +ve 2028-29: 1.89; Gains in Water Available For Use / Savings in Demand under the selected programme (Ml/d) input as +ve 2029-30: 1.89; Gains in Water Available For Use / Savings in Demand under the selected programme (Ml/d) input as +ve 2030-31: 1.89; Gains in Water Available For Use / Savings in Demand under the selected programme (Ml/d) input as +ve 2031-32: 1.88; Gains in Water Available For Use / Savings in Demand under the selected programme (Ml/d) input as +ve 2032-33: 1.88; Gains in Water Available For Use / Savings in Demand under the selected programme (Ml/d) input as +ve 2033-34: 1.88; Gains in Water Available For Use / Savings in Demand under the selected programme (Ml/d) input as +ve 2034-35: 1.88; Gains in Water Available For Use / Savings in Demand under the selected programme (Ml/d) input as +ve 2035-36: 1.87; Gains in Water Available For Use / Savings in Demand under the selected programme (Ml/d) input as +ve 2036-37: 1.87; Gains in Water Available For Use / Savings in Demand under the selected programme (Ml/d) input as +ve 2037-38: 1.87; Gains in Water Available For Use / Savings in Demand under the selected programme (Ml/d) input as +ve 2038-39: 1.86; Gains in Water Available For Use / Savings in Demand under the selected programme (Ml/d) input as +ve 2039-40: 0; Gains in Water Available For Use / Savings in Demand under the selected programme (Ml/d) input as +ve 2040-41: 0; Gains in Water Available For Use / Savings in Demand under the selected programme (Ml/d) input as +ve 2041-42: 0; Gains in Water Available For Use / Savings in Demand under the selected programme (Ml/d) input as +ve 2042-43: 0; Gains in Water Available For Use / Savings in Demand under the selected programme (Ml/d) input as +ve 2043-44: 0; Gains in Water Available For Use / Savings in Demand under the selected programme (Ml/d) input as +ve 2044-45: 0; Gains in Water Available For Use / Savings in Demand under the selected programme (Ml/d) input as +ve 2045-46: 0; Gains in Water Available For Use / Savings in Demand under the selected programme (Ml/d) input as +ve 2046-47: 0; Gains in Water Available For Use / Savings in Demand under the selected programme (Ml/d) input as +ve 2047-48: 0; Gains in Water Available For Use / Savings in Demand under the selected programme (Ml/d) input as +ve 2048-49: 0; Gains in Water Available For Use / Savings in Demand under the selected programme (Ml/d) input as +ve 2049-50: 0
52aP | Suffolk East groundwater enhancement | SUE23 | Groundwater enhancement | Resource Options | N | Preferred | AWSSUE | Ml/d | 2 | Gains in Water Available For Use / Savings in Demand under the selected programme (Ml/d) input as +ve 2025-26: 0; Gains in Water Available For Use / Savings in Demand under the selected programme (Ml/d) input as +ve 2026-27: 0; Gains in Water Available For Use / Savings in Demand under the selected programme (Ml/d) input as +ve 2027-28: 0; Gains in Water Available For Use / Savings in Demand under the selected programme (Ml/d) input as +ve 2028-29: 0; Gains in Water Available For Use / Savings in Demand under the selected programme (Ml/d) input as +ve 2029-30: 0; Gains in Water Available For Use / Savings in Demand under the selected programme (Ml/d) input as +ve 2030-31: 1.7; Gains in Water Available For Use / Savings in Demand under the selected programme (Ml/d) input as +ve 2031-32: 1.7; Gains in Water Available For Use / Savings in Demand under the selected programme (Ml/d) input as +ve 2032-33: 1.7; Gains in Water Available For Use / Savings in Demand under the selected programme (Ml/d) input as +ve 2033-34: 1.7; Gains in Water Available For Use / Savings in Demand under the selected programme (Ml/d) input as +ve 2034-35: 1.7; Gains in Water Available For Use / Savings in Demand under the selected programme (Ml/d) input as +ve 2035-36: 1.7; Gains in Water Available For Use / Savings in Demand under the selected programme (Ml/d) input as +ve 2036-37: 1.7; Gains in Water Available For Use / Savings in Demand under the selected programme (Ml/d) input as +ve 2037-38: 1.7; Gains in Water Available For Use / Savings in Demand under the selected programme (Ml/d) input as +ve 2038-39: 1.7; Gains in Water Available For Use / Savings in Demand under the selected programme (Ml/d) input as +ve 2039-40: 1.7; Gains in Water Available For Use / Savings in Demand under the selected programme (Ml/d) input as +ve 2040-41: 1.7; Gains in Water Available For Use / Savings in Demand under the selected programme (Ml/d) input as +ve 2041-42: 1.7; Gains in Water Available For Use / Savings in Demand under the selected programme (Ml/d) input as +ve 2042-43: 1.7; Gains in Water Available For Use / Savings in Demand under the selected programme (Ml/d) input as +ve 2043-44: 1.7; Gains in Water Available For Use / Savings in Demand under the selected programme (Ml/d) input as +ve 2044-45: 1.7; Gains in Water Available For Use / Savings in Demand under the selected programme (Ml/d) input as +ve 2045-46: 1.7; Gains in Water Available For Use / Savings in Demand under the selected programme (Ml/d) input as +ve 2046-47: 1.7; Gains in Water Available For Use / Savings in Demand under the selected programme (Ml/d) input as +ve 2047-48: 1.7; Gains in Water Available For Use / Savings in Demand under the selected programme (Ml/d) input as +ve 2048-49: 1.7; Gains in Water Available For Use / Savings in Demand under the selected programme (Ml/d) input as +ve 2049-50: 1.7
52bA | Suffolk East WTW backwash water recovery | SUE25 | Water treatment works loss recovery | Production Options | N | Ofwat Core | AWSSUE | Ml/d | 2 | Gains in Water Available For Use / Savings in Demand under the selected programme (Ml/d) input as +ve 2025-26: 0; Gains in Water Available For Use / Savings in Demand under the selected programme (Ml/d) input as +ve 2026-27: 0; Gains in Water Available For Use / Savings in Demand under the selected programme (Ml/d) input as +ve 2027-28: 0; Gains in Water Available For Use / Savings in Demand under the selected programme (Ml/d) input as +ve 2028-29: 0; Gains in Water Available For Use / Savings in Demand under the selected programme (Ml/d) input as +ve 2029-30: 0; Gains in Water Available For Use / Savings in Demand under the selected programme (Ml/d) input as +ve 2030-31: 0.17; Gains in Water Available For Use / Savings in Demand under the selected programme (Ml/d) input as +ve 2031-32: 0.17; Gains in Water Available For Use / Savings in Demand under the selected programme (Ml/d) input as +ve 2032-33: 0.17; Gains in Water Available For Use / Savings in Demand under the selected programme (Ml/d) input as +ve 2033-34: 0.17; Gains in Water Available For Use / Savings in Demand under the selected programme (Ml/d) input as +ve 2034-35: 0.17; Gains in Water Available For Use / Savings in Demand under the selected programme (Ml/d) input as +ve 2035-36: 0.17; Gains in Water Available For Use / Savings in Demand under the selected programme (Ml/d) input as +ve 2036-37: 0.17; Gains in Water Available For Use / Savings in Demand under the selected programme (Ml/d) input as +ve 2037-38: 0.17; Gains in Water Available For Use / Savings in Demand under the selected programme (Ml/d) input as +ve 2038-39: 0.17; Gains in Water Available For Use / Savings in Demand under the selected programme (Ml/d) input as +ve 2039-40: 0.17; Gains in Water Available For Use / Savings in Demand under the selected programme (Ml/d) input as +ve 2040-41: 0.17; Gains in Water Available For Use / Savings in Demand under the selected programme (Ml/d) input as +ve 2041-42: 0.17; Gains in Water Available For Use / Savings in Demand under the selected programme (Ml/d) input as +ve 2042-43: 0.17; Gains in Water Available For Use / Savings in Demand under the selected programme (Ml/d) input as +ve 2043-44: 0.17; Gains in Water Available For Use / Savings in Demand under the selected programme (Ml/d) input as +ve 2044-45: 0.17; Gains in Water Available For Use / Savings in Demand under the selected programme (Ml/d) input as +ve 2045-46: 0.17; Gains in Water Available For Use / Savings in Demand under the selected programme (Ml/d) input as +ve 2046-47: 0.17; Gains in Water Available For Use / Savings in Demand under the selected programme (Ml/d) input as +ve 2047-48: 0.17; Gains in Water Available For Use / Savings in Demand under the selected programme (Ml/d) input as +ve 2048-49: 0.17; Gains in Water Available For Use / Savings in Demand under the selected programme (Ml/d) input as +ve 2049-50: 0.17
52bP | Suffolk East WTW backwash water recovery | SUE25 | Water treatment works loss recovery | Production Options | N | Preferred | AWSSUE | Ml/d | 2 | Gains in Water Available For Use / Savings in Demand under the selected programme (Ml/d) input as +ve 2025-26: 0; Gains in Water Available For Use / Savings in Demand under the selected programme (Ml/d) input as +ve 2026-27: 0; Gains in Water Available For Use / Savings in Demand under the selected programme (Ml/d) input as +ve 2027-28: 0; Gains in Water Available For Use / Savings in Demand under the selected programme (Ml/d) input as +ve 2028-29: 0; Gains in Water Available For Use / Savings in Demand under the selected programme (Ml/d) input as +ve 2029-30: 0; Gains in Water Available For Use / Savings in Demand under the selected programme (Ml/d) input as +ve 2030-31: 0.17; Gains in Water Available For Use / Savings in Demand under the selected programme (Ml/d) input as +ve 2031-32: 0.17; Gains in Water Available For Use / Savings in Demand under the selected programme (Ml/d) input as +ve 2032-33: 0.17; Gains in Water Available For Use / Savings in Demand under the selected programme (Ml/d) input as +ve 2033-34: 0.17; Gains in Water Available For Use / Savings in Demand under the selected programme (Ml/d) input as +ve 2034-35: 0.17; Gains in Water Available For Use / Savings in Demand under the selected programme (Ml/d) input as +ve 2035-36: 0.17; Gains in Water Available For Use / Savings in Demand under the selected programme (Ml/d) input as +ve 2036-37: 0.17; Gains in Water Available For Use / Savings in Demand under the selected programme (Ml/d) input as +ve 2037-38: 0.17; Gains in Water Available For Use / Savings in Demand under the selected programme (Ml/d) input as +ve 2038-39: 0.17; Gains in Water Available For Use / Savings in Demand under the selected programme (Ml/d) input as +ve 2039-40: 0.17; Gains in Water Available For Use / Savings in Demand under the selected programme (Ml/d) input as +ve 2040-41: 0.17; Gains in Water Available For Use / Savings in Demand under the selected programme (Ml/d) input as +ve 2041-42: 0.17; Gains in Water Available For Use / Savings in Demand under the selected programme (Ml/d) input as +ve 2042-43: 0.17; Gains in Water Available For Use / Savings in Demand under the selected programme (Ml/d) input as +ve 2043-44: 0.17; Gains in Water Available For Use / Savings in Demand under the selected programme (Ml/d) input as +ve 2044-45: 0.17; Gains in Water Available For Use / Savings in Demand under the selected programme (Ml/d) input as +ve 2045-46: 0.17; Gains in Water Available For Use / Savings in Demand under the selected programme (Ml/d) input as +ve 2046-47: 0.17; Gains in Water Available For Use / Savings in Demand under the selected programme (Ml/d) input as +ve 2047-48: 0.17; Gains in Water Available For Use / Savings in Demand under the selected programme (Ml/d) input as +ve 2048-49: 0.17; Gains in Water Available For Use / Savings in Demand under the selected programme (Ml/d) input as +ve 2049-50: 0.17
52cA | Adjustment to existing potable water import | EI15 | Internal potable transfer | Distribution Options | N | Ofwat Core | AWSSUE | Ml/d | 2 | Gains in Water Available For Use / Savings in Demand under the selected programme (Ml/d) input as +ve 2025-26: 16.898; Gains in Water Available For Use / Savings in Demand under the selected programme (Ml/d) input as +ve 2026-27: 16.66; Gains in Water Available For Use / Savings in Demand under the selected programme (Ml/d) input as +ve 2027-28: 15.77; Gains in Water Available For Use / Savings in Demand under the selected programme (Ml/d) input as +ve 2028-29: 14.86; Gains in Water Available For Use / Savings in Demand under the selected programme (Ml/d) input as +ve 2029-30: 13.69; Gains in Water Available For Use / Savings in Demand under the selected programme (Ml/d) input as +ve 2030-31: 17.809; Gains in Water Available For Use / Savings in Demand under the selected programme (Ml/d) input as +ve 2031-32: 17.629; Gains in Water Available For Use / Savings in Demand under the selected programme (Ml/d) input as +ve 2032-33: 7.74; Gains in Water Available For Use / Savings in Demand under the selected programme (Ml/d) input as +ve 2033-34: 7.85; Gains in Water Available For Use / Savings in Demand under the selected programme (Ml/d) input as +ve 2034-35: 7.61; Gains in Water Available For Use / Savings in Demand under the selected programme (Ml/d) input as +ve 2035-36: 5.69; Gains in Water Available For Use / Savings in Demand under the selected programme (Ml/d) input as +ve 2036-37: 4.13; Gains in Water Available For Use / Savings in Demand under the selected programme (Ml/d) input as +ve 2037-38: 4; Gains in Water Available For Use / Savings in Demand under the selected programme (Ml/d) input as +ve 2038-39: 3.19; Gains in Water Available For Use / Savings in Demand under the selected programme (Ml/d) input as +ve 2039-40: 3.47; Gains in Water Available For Use / Savings in Demand under the selected programme (Ml/d) input as +ve 2040-41: 19.57; Gains in Water Available For Use / Savings in Demand under the selected programme (Ml/d) input as +ve 2041-42: 19.57; Gains in Water Available For Use / Savings in Demand under the selected programme (Ml/d) input as +ve 2042-43: 19.57; Gains in Water Available For Use / Savings in Demand under the selected programme (Ml/d) input as +ve 2043-44: 19.57; Gains in Water Available For Use / Savings in Demand under the selected programme (Ml/d) input as +ve 2044-45: 19.57; Gains in Water Available For Use / Savings in Demand under the selected programme (Ml/d) input as +ve 2045-46: 19.57; Gains in Water Available For Use / Savings in Demand under the selected programme (Ml/d) input as +ve 2046-47: 19.57; Gains in Water Available For Use / Savings in Demand under the selected programme (Ml/d) input as +ve 2047-48: 19.57; Gains in Water Available For Use / Savings in Demand under the selected programme (Ml/d) input as +ve 2048-49: 19.57; Gains in Water Available For Use / Savings in Demand under the selected programme (Ml/d) input as +ve 2049-50: 19.57
52cA | Adjustment to existing potable water export | EE14 | Internal potable transfer | Distribution Options | N | Ofwat Core | AWSSUE | Ml/d | 2 | Gains in Water Available For Use / Savings in Demand under the selected programme (Ml/d) input as +ve 2025-26: 5.6; Gains in Water Available For Use / Savings in Demand under the selected programme (Ml/d) input as +ve 2026-27: 5.28; Gains in Water Available For Use / Savings in Demand under the selected programme (Ml/d) input as +ve 2027-28: 5.33; Gains in Water Available For Use / Savings in Demand under the selected programme (Ml/d) input as +ve 2028-29: 5.42; Gains in Water Available For Use / Savings in Demand under the selected programme (Ml/d) input as +ve 2029-30: 5.59; Gains in Water Available For Use / Savings in Demand under the selected programme (Ml/d) input as +ve 2030-31: 1.16; Gains in Water Available For Use / Savings in Demand under the selected programme (Ml/d) input as +ve 2031-32: 1.17; Gains in Water Available For Use / Savings in Demand under the selected programme (Ml/d) input as +ve 2032-33: 12.48; Gains in Water Available For Use / Savings in Demand under the selected programme (Ml/d) input as +ve 2033-34: 12.42; Gains in Water Available For Use / Savings in Demand under the selected programme (Ml/d) input as +ve 2034-35: 12.39; Gains in Water Available For Use / Savings in Demand under the selected programme (Ml/d) input as +ve 2035-36: 13.1; Gains in Water Available For Use / Savings in Demand under the selected programme (Ml/d) input as +ve 2036-37: 13.84; Gains in Water Available For Use / Savings in Demand under the selected programme (Ml/d) input as +ve 2037-38: 13.8; Gains in Water Available For Use / Savings in Demand under the selected programme (Ml/d) input as +ve 2038-39: 14.52; Gains in Water Available For Use / Savings in Demand under the selected programme (Ml/d) input as +ve 2039-40: 14.52; Gains in Water Available For Use / Savings in Demand under the selected programme (Ml/d) input as +ve 2040-41: 9.52; Gains in Water Available For Use / Savings in Demand under the selected programme (Ml/d) input as +ve 2041-42: 9.58; Gains in Water Available For Use / Savings in Demand under the selected programme (Ml/d) input as +ve 2042-43: 9.74; Gains in Water Available For Use / Savings in Demand under the selected programme (Ml/d) input as +ve 2043-44: 9.76; Gains in Water Available For Use / Savings in Demand under the selected programme (Ml/d) input as +ve 2044-45: 9.69; Gains in Water Available For Use / Savings in Demand under the selected programme (Ml/d) input as +ve 2045-46: 10.05; Gains in Water Available For Use / Savings in Demand under the selected programme (Ml/d) input as +ve 2046-47: 9.88; Gains in Water Available For Use / Savings in Demand under the selected programme (Ml/d) input as +ve 2047-48: 9.74; Gains in Water Available For Use / Savings in Demand under the selected programme (Ml/d) input as +ve 2048-49: 9.62; Gains in Water Available For Use / Savings in Demand under the selected programme (Ml/d) input as +ve 2049-50: 9.77
52cA | Suffolk Sudbury to East Suffolk potable transfer (5 Ml/d) | SUE24 | Internal potable transfer | Distribution Options | N | Ofwat Core | AWSSUE | Ml/d | 2 | Gains in Water Available For Use / Savings in Demand under the selected programme (Ml/d) input as +ve 2025-26: 0; Gains in Water Available For Use / Savings in Demand under the selected programme (Ml/d) input as +ve 2026-27: 0; Gains in Water Available For Use / Savings in Demand under the selected programme (Ml/d) input as +ve 2027-28: 0; Gains in Water Available For Use / Savings in Demand under the selected programme (Ml/d) input as +ve 2028-29: 0; Gains in Water Available For Use / Savings in Demand under the selected programme (Ml/d) input as +ve 2029-30: 0; Gains in Water Available For Use / Savings in Demand under the selected programme (Ml/d) input as +ve 2030-31: 2.381; Gains in Water Available For Use / Savings in Demand under the selected programme (Ml/d) input as +ve 2031-32: 2.401; Gains in Water Available For Use / Savings in Demand under the selected programme (Ml/d) input as +ve 2032-33: 0.87; Gains in Water Available For Use / Savings in Demand under the selected programme (Ml/d) input as +ve 2033-34: 0.87; Gains in Water Available For Use / Savings in Demand under the selected programme (Ml/d) input as +ve 2034-35: 0.87; Gains in Water Available For Use / Savings in Demand under the selected programme (Ml/d) input as +ve 2035-36: 0.87; Gains in Water Available For Use / Savings in Demand under the selected programme (Ml/d) input as +ve 2036-37: 0.87; Gains in Water Available For Use / Savings in Demand under the selected programme (Ml/d) input as +ve 2037-38: 0.87; Gains in Water Available For Use / Savings in Demand under the selected programme (Ml/d) input as +ve 2038-39: 0.87; Gains in Water Available For Use / Savings in Demand under the selected programme (Ml/d) input as +ve 2039-40: 0.87; Gains in Water Available For Use / Savings in Demand under the selected programme (Ml/d) input as +ve 2040-41: 4.05; Gains in Water Available For Use / Savings in Demand under the selected programme (Ml/d) input as +ve 2041-42: 3.81; Gains in Water Available For Use / Savings in Demand under the selected programme (Ml/d) input as +ve 2042-43: 3.52; Gains in Water Available For Use / Savings in Demand under the selected programme (Ml/d) input as +ve 2043-44: 3.2; Gains in Water Available For Use / Savings in Demand under the selected programme (Ml/d) input as +ve 2044-45: 3.35; Gains in Water Available For Use / Savings in Demand under the selected programme (Ml/d) input as +ve 2045-46: 2.47; Gains in Water Available For Use / Savings in Demand under the selected programme (Ml/d) input as +ve 2046-47: 2.7; Gains in Water Available For Use / Savings in Demand under the selected programme (Ml/d) input as +ve 2047-48: 2.82; Gains in Water Available For Use / Savings in Demand under the selected programme (Ml/d) input as +ve 2048-49: 2.95; Gains in Water Available For Use / Savings in Demand under the selected programme (Ml/d) input as +ve 2049-50: 2.96
52cA | Adjustment to existing potable water import | EI15 | Internal potable transfer | Distribution Options | N | Least Cost | AWSSUE | Ml/d | 2 | Gains in Water Available For Use / Savings in Demand under the selected programme (Ml/d) input as +ve 2025-26: 16.898; Gains in Water Available For Use / Savings in Demand under the selected programme (Ml/d) input as +ve 2026-27: 16.66; Gains in Water Available For Use / Savings in Demand under the selected programme (Ml/d) input as +ve 2027-28: 15.77; Gains in Water Available For Use / Savings in Demand under the selected programme (Ml/d) input as +ve 2028-29: 14.86; Gains in Water Available For Use / Savings in Demand under the selected programme (Ml/d) input as +ve 2029-30: 13.69; Gains in Water Available For Use / Savings in Demand under the selected programme (Ml/d) input as +ve 2030-31: 17.809; Gains in Water Available For Use / Savings in Demand under the selected programme (Ml/d) input as +ve 2031-32: 17.629; Gains in Water Available For Use / Savings in Demand under the selected programme (Ml/d) input as +ve 2032-33: 7.74; Gains in Water Available For Use / Savings in Demand under the selected programme (Ml/d) input as +ve 2033-34: 7.85; Gains in Water Available For Use / Savings in Demand under the selected programme (Ml/d) input as +ve 2034-35: 7.61; Gains in Water Available For Use / Savings in Demand under the selected programme (Ml/d) input as +ve 2035-36: 5.69; Gains in Water Available For Use / Savings in Demand under the selected programme (Ml/d) input as +ve 2036-37: 4.13; Gains in Water Available For Use / Savings in Demand under the selected programme (Ml/d) input as +ve 2037-38: 4; Gains in Water Available For Use / Savings in Demand under the selected programme (Ml/d) input as +ve 2038-39: 3.19; Gains in Water Available For Use / Savings in Demand under the selected programme (Ml/d) input as +ve 2039-40: 3.47; Gains in Water Available For Use / Savings in Demand under the selected programme (Ml/d) input as +ve 2040-41: 19.57; Gains in Water Available For Use / Savings in Demand under the selected programme (Ml/d) input as +ve 2041-42: 19.57; Gains in Water Available For Use / Savings in Demand under the selected programme (Ml/d) input as +ve 2042-43: 19.57; Gains in Water Available For Use / Savings in Demand under the selected programme (Ml/d) input as +ve 2043-44: 19.57; Gains in Water Available For Use / Savings in Demand under the selected programme (Ml/d) input as +ve 2044-45: 19.57; Gains in Water Available For Use / Savings in Demand under the selected programme (Ml/d) input as +ve 2045-46: 19.57; Gains in Water Available For Use / Savings in Demand under the selected programme (Ml/d) input as +ve 2046-47: 19.57; Gains in Water Available For Use / Savings in Demand under the selected programme (Ml/d) input as +ve 2047-48: 19.57; Gains in Water Available For Use / Savings in Demand under the selected programme (Ml/d) input as +ve 2048-49: 19.57; Gains in Water Available For Use / Savings in Demand under the selected programme (Ml/d) input as +ve 2049-50: 19.57
52cA | Adjustment to existing potable water export | EE14 | Internal potable transfer | Distribution Options | N | Least Cost | AWSSUE | Ml/d | 2 | Gains in Water Available For Use / Savings in Demand under the selected programme (Ml/d) input as +ve 2025-26: 5.602; Gains in Water Available For Use / Savings in Demand under the selected programme (Ml/d) input as +ve 2026-27: 5.28; Gains in Water Available For Use / Savings in Demand under the selected programme (Ml/d) input as +ve 2027-28: 5.33; Gains in Water Available For Use / Savings in Demand under the selected programme (Ml/d) input as +ve 2028-29: 5.42; Gains in Water Available For Use / Savings in Demand under the selected programme (Ml/d) input as +ve 2029-30: 5.59; Gains in Water Available For Use / Savings in Demand under the selected programme (Ml/d) input as +ve 2030-31: 1.16; Gains in Water Available For Use / Savings in Demand under the selected programme (Ml/d) input as +ve 2031-32: 1.17; Gains in Water Available For Use / Savings in Demand under the selected programme (Ml/d) input as +ve 2032-33: 12.48; Gains in Water Available For Use / Savings in Demand under the selected programme (Ml/d) input as +ve 2033-34: 12.42; Gains in Water Available For Use / Savings in Demand under the selected programme (Ml/d) input as +ve 2034-35: 12.39; Gains in Water Available For Use / Savings in Demand under the selected programme (Ml/d) input as +ve 2035-36: 13.1; Gains in Water Available For Use / Savings in Demand under the selected programme (Ml/d) input as +ve 2036-37: 13.84; Gains in Water Available For Use / Savings in Demand under the selected programme (Ml/d) input as +ve 2037-38: 13.8; Gains in Water Available For Use / Savings in Demand under the selected programme (Ml/d) input as +ve 2038-39: 14.52; Gains in Water Available For Use / Savings in Demand under the selected programme (Ml/d) input as +ve 2039-40: 14.52; Gains in Water Available For Use / Savings in Demand under the selected programme (Ml/d) input as +ve 2040-41: 9.82; Gains in Water Available For Use / Savings in Demand under the selected programme (Ml/d) input as +ve 2041-42: 9.88; Gains in Water Available For Use / Savings in Demand under the selected programme (Ml/d) input as +ve 2042-43: 10.04; Gains in Water Available For Use / Savings in Demand under the selected programme (Ml/d) input as +ve 2043-44: 10.06; Gains in Water Available For Use / Savings in Demand under the selected programme (Ml/d) input as +ve 2044-45: 9.99; Gains in Water Available For Use / Savings in Demand under the selected programme (Ml/d) input as +ve 2045-46: 10.35; Gains in Water Available For Use / Savings in Demand under the selected programme (Ml/d) input as +ve 2046-47: 10.18; Gains in Water Available For Use / Savings in Demand under the selected programme (Ml/d) input as +ve 2047-48: 10.04; Gains in Water Available For Use / Savings in Demand under the selected programme (Ml/d) input as +ve 2048-49: 9.92; Gains in Water Available For Use / Savings in Demand under the selected programme (Ml/d) input as +ve 2049-50: 9.77
52cA | Suffolk Sudbury to East Suffolk potable transfer (5 Ml/d) | SUE24 | Internal potable transfer | Distribution Options | N | Least Cost | AWSSUE | Ml/d | 2 | Gains in Water Available For Use / Savings in Demand under the selected programme (Ml/d) input as +ve 2025-26: 0; Gains in Water Available For Use / Savings in Demand under the selected programme (Ml/d) input as +ve 2026-27: 0; Gains in Water Available For Use / Savings in Demand under the selected programme (Ml/d) input as +ve 2027-28: 0; Gains in Water Available For Use / Savings in Demand under the selected programme (Ml/d) input as +ve 2028-29: 0; Gains in Water Available For Use / Savings in Demand under the selected programme (Ml/d) input as +ve 2029-30: 0; Gains in Water Available For Use / Savings in Demand under the selected programme (Ml/d) input as +ve 2030-31: 2.381; Gains in Water Available For Use / Savings in Demand under the selected programme (Ml/d) input as +ve 2031-32: 2.401; Gains in Water Available For Use / Savings in Demand under the selected programme (Ml/d) input as +ve 2032-33: 0.87; Gains in Water Available For Use / Savings in Demand under the selected programme (Ml/d) input as +ve 2033-34: 0.87; Gains in Water Available For Use / Savings in Demand under the selected programme (Ml/d) input as +ve 2034-35: 0.87; Gains in Water Available For Use / Savings in Demand under the selected programme (Ml/d) input as +ve 2035-36: 0.87; Gains in Water Available For Use / Savings in Demand under the selected programme (Ml/d) input as +ve 2036-37: 0.87; Gains in Water Available For Use / Savings in Demand under the selected programme (Ml/d) input as +ve 2037-38: 0.87; Gains in Water Available For Use / Savings in Demand under the selected programme (Ml/d) input as +ve 2038-39: 0.87; Gains in Water Available For Use / Savings in Demand under the selected programme (Ml/d) input as +ve 2039-40: 0.87; Gains in Water Available For Use / Savings in Demand under the selected programme (Ml/d) input as +ve 2040-41: 3.92; Gains in Water Available For Use / Savings in Demand under the selected programme (Ml/d) input as +ve 2041-42: 3.68; Gains in Water Available For Use / Savings in Demand under the selected programme (Ml/d) input as +ve 2042-43: 3.39; Gains in Water Available For Use / Savings in Demand under the selected programme (Ml/d) input as +ve 2043-44: 3.07; Gains in Water Available For Use / Savings in Demand under the selected programme (Ml/d) input as +ve 2044-45: 3.22; Gains in Water Available For Use / Savings in Demand under the selected programme (Ml/d) input as +ve 2045-46: 2.34; Gains in Water Available For Use / Savings in Demand under the selected programme (Ml/d) input as +ve 2046-47: 2.57; Gains in Water Available For Use / Savings in Demand under the selected programme (Ml/d) input as +ve 2047-48: 2.69; Gains in Water Available For Use / Savings in Demand under the selected programme (Ml/d) input as +ve 2048-49: 2.82; Gains in Water Available For Use / Savings in Demand under the selected programme (Ml/d) input as +ve 2049-50: 3.13
52cP | Adjustment to existing potable water import | EI15 | Internal potable transfer | Distribution Options | N | Preferred | AWSSUE | Ml/d | 2 | Gains in Water Available For Use / Savings in Demand under the selected programme (Ml/d) input as +ve 2025-26: 16.898; Gains in Water Available For Use / Savings in Demand under the selected programme (Ml/d) input as +ve 2026-27: 16.66; Gains in Water Available For Use / Savings in Demand under the selected programme (Ml/d) input as +ve 2027-28: 15.77; Gains in Water Available For Use / Savings in Demand under the selected programme (Ml/d) input as +ve 2028-29: 14.86; Gains in Water Available For Use / Savings in Demand under the selected programme (Ml/d) input as +ve 2029-30: 13.69; Gains in Water Available For Use / Savings in Demand under the selected programme (Ml/d) input as +ve 2030-31: 17.809; Gains in Water Available For Use / Savings in Demand under the selected programme (Ml/d) input as +ve 2031-32: 17.629; Gains in Water Available For Use / Savings in Demand under the selected programme (Ml/d) input as +ve 2032-33: 7.74; Gains in Water Available For Use / Savings in Demand under the selected programme (Ml/d) input as +ve 2033-34: 7.85; Gains in Water Available For Use / Savings in Demand under the selected programme (Ml/d) input as +ve 2034-35: 7.61; Gains in Water Available For Use / Savings in Demand under the selected programme (Ml/d) input as +ve 2035-36: 5.69; Gains in Water Available For Use / Savings in Demand under the selected programme (Ml/d) input as +ve 2036-37: 4.13; Gains in Water Available For Use / Savings in Demand under the selected programme (Ml/d) input as +ve 2037-38: 4; Gains in Water Available For Use / Savings in Demand under the selected programme (Ml/d) input as +ve 2038-39: 3.19; Gains in Water Available For Use / Savings in Demand under the selected programme (Ml/d) input as +ve 2039-40: 3.47; Gains in Water Available For Use / Savings in Demand under the selected programme (Ml/d) input as +ve 2040-41: 19.57; Gains in Water Available For Use / Savings in Demand under the selected programme (Ml/d) input as +ve 2041-42: 19.57; Gains in Water Available For Use / Savings in Demand under the selected programme (Ml/d) input as +ve 2042-43: 19.57; Gains in Water Available For Use / Savings in Demand under the selected programme (Ml/d) input as +ve 2043-44: 19.57; Gains in Water Available For Use / Savings in Demand under the selected programme (Ml/d) input as +ve 2044-45: 19.57; Gains in Water Available For Use / Savings in Demand under the selected programme (Ml/d) input as +ve 2045-46: 19.57; Gains in Water Available For Use / Savings in Demand under the selected programme (Ml/d) input as +ve 2046-47: 19.57; Gains in Water Available For Use / Savings in Demand under the selected programme (Ml/d) input as +ve 2047-48: 19.57; Gains in Water Available For Use / Savings in Demand under the selected programme (Ml/d) input as +ve 2048-49: 19.57; Gains in Water Available For Use / Savings in Demand under the selected programme (Ml/d) input as +ve 2049-50: 19.57
52cP | Adjustment to existing potable water export | EE14 | Internal potable transfer | Distribution Options | N | Preferred | AWSSUE | Ml/d | 2 | Gains in Water Available For Use / Savings in Demand under the selected programme (Ml/d) input as +ve 2025-26: 5.6; Gains in Water Available For Use / Savings in Demand under the selected programme (Ml/d) input as +ve 2026-27: 5.28; Gains in Water Available For Use / Savings in Demand under the selected programme (Ml/d) input as +ve 2027-28: 5.33; Gains in Water Available For Use / Savings in Demand under the selected programme (Ml/d) input as +ve 2028-29: 5.42; Gains in Water Available For Use / Savings in Demand under the selected programme (Ml/d) input as +ve 2029-30: 5.59; Gains in Water Available For Use / Savings in Demand under the selected programme (Ml/d) input as +ve 2030-31: 1.16; Gains in Water Available For Use / Savings in Demand under the selected programme (Ml/d) input as +ve 2031-32: 1.17; Gains in Water Available For Use / Savings in Demand under the selected programme (Ml/d) input as +ve 2032-33: 12.48; Gains in Water Available For Use / Savings in Demand under the selected programme (Ml/d) input as +ve 2033-34: 12.42; Gains in Water Available For Use / Savings in Demand under the selected programme (Ml/d) input as +ve 2034-35: 12.39; Gains in Water Available For Use / Savings in Demand under the selected programme (Ml/d) input as +ve 2035-36: 13.1; Gains in Water Available For Use / Savings in Demand under the selected programme (Ml/d) input as +ve 2036-37: 13.84; Gains in Water Available For Use / Savings in Demand under the selected programme (Ml/d) input as +ve 2037-38: 13.8; Gains in Water Available For Use / Savings in Demand under the selected programme (Ml/d) input as +ve 2038-39: 14.52; Gains in Water Available For Use / Savings in Demand under the selected programme (Ml/d) input as +ve 2039-40: 14.52; Gains in Water Available For Use / Savings in Demand under the selected programme (Ml/d) input as +ve 2040-41: 9.52; Gains in Water Available For Use / Savings in Demand under the selected programme (Ml/d) input as +ve 2041-42: 9.58; Gains in Water Available For Use / Savings in Demand under the selected programme (Ml/d) input as +ve 2042-43: 9.74; Gains in Water Available For Use / Savings in Demand under the selected programme (Ml/d) input as +ve 2043-44: 9.76; Gains in Water Available For Use / Savings in Demand under the selected programme (Ml/d) input as +ve 2044-45: 9.69; Gains in Water Available For Use / Savings in Demand under the selected programme (Ml/d) input as +ve 2045-46: 10.05; Gains in Water Available For Use / Savings in Demand under the selected programme (Ml/d) input as +ve 2046-47: 9.88; Gains in Water Available For Use / Savings in Demand under the selected programme (Ml/d) input as +ve 2047-48: 9.74; Gains in Water Available For Use / Savings in Demand under the selected programme (Ml/d) input as +ve 2048-49: 9.62; Gains in Water Available For Use / Savings in Demand under the selected programme (Ml/d) input as +ve 2049-50: 9.77
52cP | Suffolk Sudbury to East Suffolk potable transfer (5 Ml/d) | SUE24 | Internal potable transfer | Distribution Options | N | Preferred | AWSSUE | Ml/d | 2 | Gains in Water Available For Use / Savings in Demand under the selected programme (Ml/d) input as +ve 2025-26: 0; Gains in Water Available For Use / Savings in Demand under the selected programme (Ml/d) input as +ve 2026-27: 0; Gains in Water Available For Use / Savings in Demand under the selected programme (Ml/d) input as +ve 2027-28: 0; Gains in Water Available For Use / Savings in Demand under the selected programme (Ml/d) input as +ve 2028-29: 0; Gains in Water Available For Use / Savings in Demand under the selected programme (Ml/d) input as +ve 2029-30: 0; Gains in Water Available For Use / Savings in Demand under the selected programme (Ml/d) input as +ve 2030-31: 2.381; Gains in Water Available For Use / Savings in Demand under the selected programme (Ml/d) input as +ve 2031-32: 2.401; Gains in Water Available For Use / Savings in Demand under the selected programme (Ml/d) input as +ve 2032-33: 0.87; Gains in Water Available For Use / Savings in Demand under the selected programme (Ml/d) input as +ve 2033-34: 0.87; Gains in Water Available For Use / Savings in Demand under the selected programme (Ml/d) input as +ve 2034-35: 0.87; Gains in Water Available For Use / Savings in Demand under the selected programme (Ml/d) input as +ve 2035-36: 0.87; Gains in Water Available For Use / Savings in Demand under the selected programme (Ml/d) input as +ve 2036-37: 0.87; Gains in Water Available For Use / Savings in Demand under the selected programme (Ml/d) input as +ve 2037-38: 0.87; Gains in Water Available For Use / Savings in Demand under the selected programme (Ml/d) input as +ve 2038-39: 0.87; Gains in Water Available For Use / Savings in Demand under the selected programme (Ml/d) input as +ve 2039-40: 0.87; Gains in Water Available For Use / Savings in Demand under the selected programme (Ml/d) input as +ve 2040-41: 4.05; Gains in Water Available For Use / Savings in Demand under the selected programme (Ml/d) input as +ve 2041-42: 3.81; Gains in Water Available For Use / Savings in Demand under the selected programme (Ml/d) input as +ve 2042-43: 3.52; Gains in Water Available For Use / Savings in Demand under the selected programme (Ml/d) input as +ve 2043-44: 3.2; Gains in Water Available For Use / Savings in Demand under the selected programme (Ml/d) input as +ve 2044-45: 3.35; Gains in Water Available For Use / Savings in Demand under the selected programme (Ml/d) input as +ve 2045-46: 2.47; Gains in Water Available For Use / Savings in Demand under the selected programme (Ml/d) input as +ve 2046-47: 2.7; Gains in Water Available For Use / Savings in Demand under the selected programme (Ml/d) input as +ve 2047-48: 2.82; Gains in Water Available For Use / Savings in Demand under the selected programme (Ml/d) input as +ve 2048-49: 2.95; Gains in Water Available For Use / Savings in Demand under the selected programme (Ml/d) input as +ve 2049-50: 2.96
51cF | CC Mains Replacement.AWSSUE | CC Mains Replacement.AWSSUE | Mains replacement (not trunk mains) | Distribution Options | N | Least Cost | AWSSUE | Ml/d | 2 | 0 | 0 | 0 | 0 | 0 | 0 | 0.0044214 | 0.0088427 | 0.013264 | 0.017685 | 0.022107 | 0.026528 | 0.03095 | 0.035371 | 0.039792 | 0.044214 | 0.048635 | 0.053056 | 0.057478 | 0.061899 | 0.06632 | 0.070742 | 0.075163 | 0.079585 | 0.084006 | 0.088427 | 0.092849 | 0.09727 | 0.10169 | 0.10611 | 0.11053 | 0.11496 | 0.11938 | 0.1238 | 0.12822 | 0.13264 | 0.13706 | 0.14148 | 0.14591 | 0.15033 | 0.15475 | 0.15917 | 0.16359 | 0.16801 | 0.17243 | 0.17685 | 0.18128 | 0.1857 | 0.19012 | 0.19454 | 0.19896 | 0.20338 | 0.2078 | 0.21223 | 0.21665 | 0.22107 | 0.22549 | 0.22991 | 0.23433 | 0.23875 | 0.24318 | 0.2476 | 0.25202 | 0.25644 | 0.26086 | 0.26528 | 0.2697 | 0.27412 | 0.27855 | 0.28297 | 0.28739 | 0.29181 | 0.29623 | 0.30065 | 0.30507 | 0.3095 | 0.31392 | 0.31834 | 0.32276 | 0.32718 | 0.3316
51cF | CC Mains Replacement.AWSSUE | CC Mains Replacement.AWSSUE | Mains replacement (not trunk mains) | Distribution Options | N | Ofwat Core | AWSSUE | Ml/d | 2 | 0 | 0 | 0 | 0 | 0 | 0 | 0.0044214 | 0.0088427 | 0.013264 | 0.017685 | 0.022107 | 0.026528 | 0.03095 | 0.035371 | 0.039792 | 0.044214 | 0.048635 | 0.053056 | 0.057478 | 0.061899 | 0.06632 | 0.070742 | 0.075163 | 0.079585 | 0.084006 | 0.088427 | 0.092849 | 0.09727 | 0.10169 | 0.10611 | 0.11053 | 0.11496 | 0.11938 | 0.1238 | 0.12822 | 0.13264 | 0.13706 | 0.14148 | 0.14591 | 0.15033 | 0.15475 | 0.15917 | 0.16359 | 0.16801 | 0.17243 | 0.17685 | 0.18128 | 0.1857 | 0.19012 | 0.19454 | 0.19896 | 0.20338 | 0.2078 | 0.21223 | 0.21665 | 0.22107 | 0.22549 | 0.22991 | 0.23433 | 0.23875 | 0.24318 | 0.2476 | 0.25202 | 0.25644 | 0.26086 | 0.26528 | 0.2697 | 0.27412 | 0.27855 | 0.28297 | 0.28739 | 0.29181 | 0.29623 | 0.30065 | 0.30507 | 0.3095 | 0.31392 | 0.31834 | 0.32276 | 0.32718 | 0.3316
51cP | CC Mains Replacement.AWSSUE | CC Mains Replacement.AWSSUE | Mains replacement (not trunk mains) | Distribution Options | N | Preferred | AWSSUE | Ml/d | 2 | 0 | 0 | 0 | 0 | 0 | 0 | 0.0044214 | 0.0088427 | 0.013264 | 0.017685 | 0.022107 | 0.026528 | 0.03095 | 0.035371 | 0.039792 | 0.044214 | 0.048635 | 0.053056 | 0.057478 | 0.061899 | 0.06632 | 0.070742 | 0.075163 | 0.079585 | 0.084006 | 0.088427 | 0.092849 | 0.09727 | 0.10169 | 0.10611 | 0.11053 | 0.11496 | 0.11938 | 0.1238 | 0.12822 | 0.13264 | 0.13706 | 0.14148 | 0.14591 | 0.15033 | 0.15475 | 0.15917 | 0.16359 | 0.16801 | 0.17243 | 0.17685 | 0.18128 | 0.1857 | 0.19012 | 0.19454 | 0.19896 | 0.20338 | 0.2078 | 0.21223 | 0.21665 | 0.22107 | 0.22549 | 0.22991 | 0.23433 | 0.23875 | 0.24318 | 0.2476 | 0.25202 | 0.25644 | 0.26086 | 0.26528 | 0.2697 | 0.27412 | 0.27855 | 0.28297 | 0.28739 | 0.29181 | 0.29623 | 0.30065 | 0.30507 | 0.3095 | 0.31392 | 0.31834 | 0.32276 | 0.32718 | 0.3316
51dF | 1a WRMP24. Smart Showers.AWSSUI | WEF 1a.AWSSUI | Retrofitting indoor water efficiency devices | Customer Options | N | Least Cost | AWSSUI | Ml/d | 2 | Gains in Water Available For Use / Savings in Demand under the selected programme (Ml/d) input as +ve 2019-20: 0; Gains in Water Available For Use / Savings in Demand under the selected programme (Ml/d) input as +ve 2020-21: 0; Gains in Water Available For Use / Savings in Demand under the selected programme (Ml/d) input as +ve 2021-22: 0; Gains in Water Available For Use / Savings in Demand under the selected programme (Ml/d) input as +ve 2022-23: 0; Gains in Water Available For Use / Savings in Demand under the selected programme (Ml/d) input as +ve 2023-24: 0; Gains in Water Available For Use / Savings in Demand under the selected programme (Ml/d) input as +ve 2024-25: 0; Gains in Water Available For Use / Savings in Demand under the selected programme (Ml/d) input as +ve 2025-26: 0.001916; Gains in Water Available For Use / Savings in Demand under the selected programme (Ml/d) input as +ve 2026-27: 0.0036186; Gains in Water Available For Use / Savings in Demand under the selected programme (Ml/d) input as +ve 2027-28: 0.0051287; Gains in Water Available For Use / Savings in Demand under the selected programme (Ml/d) input as +ve 2028-29: 0.006501; Gains in Water Available For Use / Savings in Demand under the selected programme (Ml/d) input as +ve 2029-30: 0.0077606; Gains in Water Available For Use / Savings in Demand under the selected programme (Ml/d) input as +ve 2030-31: 0.0075676; Gains in Water Available For Use / Savings in Demand under the selected programme (Ml/d) input as +ve 2031-32: 0.0075333; Gains in Water Available For Use / Savings in Demand under the selected programme (Ml/d) input as +ve 2032-33: 0.0076418; Gains in Water Available For Use / Savings in Demand under the selected programme (Ml/d) input as +ve 2033-34: 0.0078529; Gains in Water Available For Use / Savings in Demand under the selected programme (Ml/d) input as +ve 2034-35: 0.0081483; Gains in Water Available For Use / Savings in Demand under the selected programme (Ml/d) input as +ve 2035-36: 0.0084434; Gains in Water Available For Use / Savings in Demand under the selected programme (Ml/d) input as +ve 2036-37: 0.0087393; Gains in Water Available For Use / Savings in Demand under the selected programme (Ml/d) input as +ve 2037-38: 0.0090361; Gains in Water Available For Use / Savings in Demand under the selected programme (Ml/d) input as +ve 2038-39: 0.0093326; Gains in Water Available For Use / Savings in Demand under the selected programme (Ml/d) input as +ve 2039-40: 0.0096285; Gains in Water Available For Use / Savings in Demand under the selected programme (Ml/d) input as +ve 2040-41: 0.0099234; Gains in Water Available For Use / Savings in Demand under the selected programme (Ml/d) input as +ve 2041-42: 0.010218; Gains in Water Available For Use / Savings in Demand under the selected programme (Ml/d) input as +ve 2042-43: 0.010511; Gains in Water Available For Use / Savings in Demand under the selected programme (Ml/d) input as +ve 2043-44: 0.010804; Gains in Water Available For Use / Savings in Demand under the selected programme (Ml/d) input as +ve 2044-45: 0.011095; Gains in Water Available For Use / Savings in Demand under the selected programme (Ml/d) input as +ve 2045-46: 0.011386; Gains in Water Available For Use / Savings in Demand under the selected programme (Ml/d) input as +ve 2046-47: 0.011676; Gains in Water Available For Use / Savings in Demand under the selected programme (Ml/d) input as +ve 2047-48: 0.011965; Gains in Water Available For Use / Savings in Demand under the selected programme (Ml/d) input as +ve 2048-49: 0.012253; Gains in Water Available For Use / Savings in Demand under the selected programme (Ml/d) input as +ve 2049-50: 0.01254
51dF | 1a WRMP24. Smart Showers.AWSSUI | WEF 1a.AWSSUI | Retrofitting indoor water efficiency devices | Customer Options | N | Ofwat Core | AWSSUI | Ml/d | 2 | Gains in Water Available For Use / Savings in Demand under the selected programme (Ml/d) input as +ve 2019-20: 0; Gains in Water Available For Use / Savings in Demand under the selected programme (Ml/d) input as +ve 2020-21: 0; Gains in Water Available For Use / Savings in Demand under the selected programme (Ml/d) input as +ve 2021-22: 0; Gains in Water Available For Use / Savings in Demand under the selected programme (Ml/d) input as +ve 2022-23: 0; Gains in Water Available For Use / Savings in Demand under the selected programme (Ml/d) input as +ve 2023-24: 0; Gains in Water Available For Use / Savings in Demand under the selected programme (Ml/d) input as +ve 2024-25: 0; Gains in Water Available For Use / Savings in Demand under the selected programme (Ml/d) input as +ve 2025-26: 0.001916; Gains in Water Available For Use / Savings in Demand under the selected programme (Ml/d) input as +ve 2026-27: 0.0036186; Gains in Water Available For Use / Savings in Demand under the selected programme (Ml/d) input as +ve 2027-28: 0.0051287; Gains in Water Available For Use / Savings in Demand under the selected programme (Ml/d) input as +ve 2028-29: 0.006501; Gains in Water Available For Use / Savings in Demand under the selected programme (Ml/d) input as +ve 2029-30: 0.0077606; Gains in Water Available For Use / Savings in Demand under the selected programme (Ml/d) input as +ve 2030-31: 0.0075676; Gains in Water Available For Use / Savings in Demand under the selected programme (Ml/d) input as +ve 2031-32: 0.0075333; Gains in Water Available For Use / Savings in Demand under the selected programme (Ml/d) input as +ve 2032-33: 0.0076418; Gains in Water Available For Use / Savings in Demand under the selected programme (Ml/d) input as +ve 2033-34: 0.0078529; Gains in Water Available For Use / Savings in Demand under the selected programme (Ml/d) input as +ve 2034-35: 0.0081483; Gains in Water Available For Use / Savings in Demand under the selected programme (Ml/d) input as +ve 2035-36: 0.0084434; Gains in Water Available For Use / Savings in Demand under the selected programme (Ml/d) input as +ve 2036-37: 0.0087393; Gains in Water Available For Use / Savings in Demand under the selected programme (Ml/d) input as +ve 2037-38: 0.0090361; Gains in Water Available For Use / Savings in Demand under the selected programme (Ml/d) input as +ve 2038-39: 0.0093326; Gains in Water Available For Use / Savings in Demand under the selected programme (Ml/d) input as +ve 2039-40: 0.0096285; Gains in Water Available For Use / Savings in Demand under the selected programme (Ml/d) input as +ve 2040-41: 0.0099234; Gains in Water Available For Use / Savings in Demand under the selected programme (Ml/d) input as +ve 2041-42: 0.010218; Gains in Water Available For Use / Savings in Demand under the selected programme (Ml/d) input as +ve 2042-43: 0.010511; Gains in Water Available For Use / Savings in Demand under the selected programme (Ml/d) input as +ve 2043-44: 0.010804; Gains in Water Available For Use / Savings in Demand under the selected programme (Ml/d) input as +ve 2044-45: 0.011095; Gains in Water Available For Use / Savings in Demand under the selected programme (Ml/d) input as +ve 2045-46: 0.011386; Gains in Water Available For Use / Savings in Demand under the selected programme (Ml/d) input as +ve 2046-47: 0.011676; Gains in Water Available For Use / Savings in Demand under the selected programme (Ml/d) input as +ve 2047-48: 0.011965; Gains in Water Available For Use / Savings in Demand under the selected programme (Ml/d) input as +ve 2048-49: 0.012253; Gains in Water Available For Use / Savings in Demand under the selected programme (Ml/d) input as +ve 2049-50: 0.01254
51dP | 1a WRMP24. Smart Showers.AWSSUI | WEF 1a.AWSSUI | Retrofitting indoor water efficiency devices | Customer Options | N | Preferred | AWSSUI | Ml/d | 2 | Gains in Water Available For Use / Savings in Demand under the selected programme (Ml/d) input as +ve 2019-20: 0; Gains in Water Available For Use / Savings in Demand under the selected programme (Ml/d) input as +ve 2020-21: 0; Gains in Water Available For Use / Savings in Demand under the selected programme (Ml/d) input as +ve 2021-22: 0; Gains in Water Available For Use / Savings in Demand under the selected programme (Ml/d) input as +ve 2022-23: 0; Gains in Water Available For Use / Savings in Demand under the selected programme (Ml/d) input as +ve 2023-24: 0; Gains in Water Available For Use / Savings in Demand under the selected programme (Ml/d) input as +ve 2024-25: 0; Gains in Water Available For Use / Savings in Demand under the selected programme (Ml/d) input as +ve 2025-26: 0.001916; Gains in Water Available For Use / Savings in Demand under the selected programme (Ml/d) input as +ve 2026-27: 0.0036186; Gains in Water Available For Use / Savings in Demand under the selected programme (Ml/d) input as +ve 2027-28: 0.0051287; Gains in Water Available For Use / Savings in Demand under the selected programme (Ml/d) input as +ve 2028-29: 0.006501; Gains in Water Available For Use / Savings in Demand under the selected programme (Ml/d) input as +ve 2029-30: 0.0077606; Gains in Water Available For Use / Savings in Demand under the selected programme (Ml/d) input as +ve 2030-31: 0.0075676; Gains in Water Available For Use / Savings in Demand under the selected programme (Ml/d) input as +ve 2031-32: 0.0075333; Gains in Water Available For Use / Savings in Demand under the selected programme (Ml/d) input as +ve 2032-33: 0.0076418; Gains in Water Available For Use / Savings in Demand under the selected programme (Ml/d) input as +ve 2033-34: 0.0078529; Gains in Water Available For Use / Savings in Demand under the selected programme (Ml/d) input as +ve 2034-35: 0.0081483; Gains in Water Available For Use / Savings in Demand under the selected programme (Ml/d) input as +ve 2035-36: 0.0084434; Gains in Water Available For Use / Savings in Demand under the selected programme (Ml/d) input as +ve 2036-37: 0.0087393; Gains in Water Available For Use / Savings in Demand under the selected programme (Ml/d) input as +ve 2037-38: 0.0090361; Gains in Water Available For Use / Savings in Demand under the selected programme (Ml/d) input as +ve 2038-39: 0.0093326; Gains in Water Available For Use / Savings in Demand under the selected programme (Ml/d) input as +ve 2039-40: 0.0096285; Gains in Water Available For Use / Savings in Demand under the selected programme (Ml/d) input as +ve 2040-41: 0.0099234; Gains in Water Available For Use / Savings in Demand under the selected programme (Ml/d) input as +ve 2041-42: 0.010218; Gains in Water Available For Use / Savings in Demand under the selected programme (Ml/d) input as +ve 2042-43: 0.010511; Gains in Water Available For Use / Savings in Demand under the selected programme (Ml/d) input as +ve 2043-44: 0.010804; Gains in Water Available For Use / Savings in Demand under the selected programme (Ml/d) input as +ve 2044-45: 0.011095; Gains in Water Available For Use / Savings in Demand under the selected programme (Ml/d) input as +ve 2045-46: 0.011386; Gains in Water Available For Use / Savings in Demand under the selected programme (Ml/d) input as +ve 2046-47: 0.011676; Gains in Water Available For Use / Savings in Demand under the selected programme (Ml/d) input as +ve 2047-48: 0.011965; Gains in Water Available For Use / Savings in Demand under the selected programme (Ml/d) input as +ve 2048-49: 0.012253; Gains in Water Available For Use / Savings in Demand under the selected programme (Ml/d) input as +ve 2049-50: 0.01254
51dF | 2c WRMP24. Garden Advice.AWSSUI | WEF 2c.AWSSUI | Water efficiency customer education / awareness | Customer Options | N | Least Cost | AWSSUI | Ml/d | 2 | Gains in Water Available For Use / Savings in Demand under the selected programme (Ml/d) input as +ve 2019-20: 0; Gains in Water Available For Use / Savings in Demand under the selected programme (Ml/d) input as +ve 2020-21: 0; Gains in Water Available For Use / Savings in Demand under the selected programme (Ml/d) input as +ve 2021-22: 0; Gains in Water Available For Use / Savings in Demand under the selected programme (Ml/d) input as +ve 2022-23: 0; Gains in Water Available For Use / Savings in Demand under the selected programme (Ml/d) input as +ve 2023-24: 0; Gains in Water Available For Use / Savings in Demand under the selected programme (Ml/d) input as +ve 2024-25: 0; Gains in Water Available For Use / Savings in Demand under the selected programme (Ml/d) input as +ve 2025-26: 0.000308; Gains in Water Available For Use / Savings in Demand under the selected programme (Ml/d) input as +ve 2026-27: 0.00061676; Gains in Water Available For Use / Savings in Demand under the selected programme (Ml/d) input as +ve 2027-28: 0.00092508; Gains in Water Available For Use / Savings in Demand under the selected programme (Ml/d) input as +ve 2028-29: 0.001233; Gains in Water Available For Use / Savings in Demand under the selected programme (Ml/d) input as +ve 2029-30: 0.0015404; Gains in Water Available For Use / Savings in Demand under the selected programme (Ml/d) input as +ve 2030-31: 0.0018472; Gains in Water Available For Use / Savings in Demand under the selected programme (Ml/d) input as +ve 2031-32: 0.002153; Gains in Water Available For Use / Savings in Demand under the selected programme (Ml/d) input as +ve 2032-33: 0.0024579; Gains in Water Available For Use / Savings in Demand under the selected programme (Ml/d) input as +ve 2033-34: 0.0027622; Gains in Water Available For Use / Savings in Demand under the selected programme (Ml/d) input as +ve 2034-35: 0.003066; Gains in Water Available For Use / Savings in Demand under the selected programme (Ml/d) input as +ve 2035-36: 0.0033693; Gains in Water Available For Use / Savings in Demand under the selected programme (Ml/d) input as +ve 2036-37: 0.0036721; Gains in Water Available For Use / Savings in Demand under the selected programme (Ml/d) input as +ve 2037-38: 0.0039743; Gains in Water Available For Use / Savings in Demand under the selected programme (Ml/d) input as +ve 2038-39: 0.004276; Gains in Water Available For Use / Savings in Demand under the selected programme (Ml/d) input as +ve 2039-40: 0.0045771; Gains in Water Available For Use / Savings in Demand under the selected programme (Ml/d) input as +ve 2040-41: 0.0048777; Gains in Water Available For Use / Savings in Demand under the selected programme (Ml/d) input as +ve 2041-42: 0.0051777; Gains in Water Available For Use / Savings in Demand under the selected programme (Ml/d) input as +ve 2042-43: 0.0054771; Gains in Water Available For Use / Savings in Demand under the selected programme (Ml/d) input as +ve 2043-44: 0.0057759; Gains in Water Available For Use / Savings in Demand under the selected programme (Ml/d) input as +ve 2044-45: 0.006074; Gains in Water Available For Use / Savings in Demand under the selected programme (Ml/d) input as +ve 2045-46: 0.0063715; Gains in Water Available For Use / Savings in Demand under the selected programme (Ml/d) input as +ve 2046-47: 0.0066684; Gains in Water Available For Use / Savings in Demand under the selected programme (Ml/d) input as +ve 2047-48: 0.0069646; Gains in Water Available For Use / Savings in Demand under the selected programme (Ml/d) input as +ve 2048-49: 0.0072601; Gains in Water Available For Use / Savings in Demand under the selected programme (Ml/d) input as +ve 2049-50: 0.0075549
51dF | 2c WRMP24. Garden Advice.AWSSUI | WEF 2c.AWSSUI | Water efficiency customer education / awareness | Customer Options | N | Ofwat Core | AWSSUI | Ml/d | 2 | Gains in Water Available For Use / Savings in Demand under the selected programme (Ml/d) input as +ve 2019-20: 0; Gains in Water Available For Use / Savings in Demand under the selected programme (Ml/d) input as +ve 2020-21: 0; Gains in Water Available For Use / Savings in Demand under the selected programme (Ml/d) input as +ve 2021-22: 0; Gains in Water Available For Use / Savings in Demand under the selected programme (Ml/d) input as +ve 2022-23: 0; Gains in Water Available For Use / Savings in Demand under the selected programme (Ml/d) input as +ve 2023-24: 0; Gains in Water Available For Use / Savings in Demand under the selected programme (Ml/d) input as +ve 2024-25: 0; Gains in Water Available For Use / Savings in Demand under the selected programme (Ml/d) input as +ve 2025-26: 0.000308; Gains in Water Available For Use / Savings in Demand under the selected programme (Ml/d) input as +ve 2026-27: 0.00061676; Gains in Water Available For Use / Savings in Demand under the selected programme (Ml/d) input as +ve 2027-28: 0.00092508; Gains in Water Available For Use / Savings in Demand under the selected programme (Ml/d) input as +ve 2028-29: 0.001233; Gains in Water Available For Use / Savings in Demand under the selected programme (Ml/d) input as +ve 2029-30: 0.0015404; Gains in Water Available For Use / Savings in Demand under the selected programme (Ml/d) input as +ve 2030-31: 0.0018472; Gains in Water Available For Use / Savings in Demand under the selected programme (Ml/d) input as +ve 2031-32: 0.002153; Gains in Water Available For Use / Savings in Demand under the selected programme (Ml/d) input as +ve 2032-33: 0.0024579; Gains in Water Available For Use / Savings in Demand under the selected programme (Ml/d) input as +ve 2033-34: 0.0027622; Gains in Water Available For Use / Savings in Demand under the selected programme (Ml/d) input as +ve 2034-35: 0.003066; Gains in Water Available For Use / Savings in Demand under the selected programme (Ml/d) input as +ve 2035-36: 0.0033693; Gains in Water Available For Use / Savings in Demand under the selected programme (Ml/d) input as +ve 2036-37: 0.0036721; Gains in Water Available For Use / Savings in Demand under the selected programme (Ml/d) input as +ve 2037-38: 0.0039743; Gains in Water Available For Use / Savings in Demand under the selected programme (Ml/d) input as +ve 2038-39: 0.004276; Gains in Water Available For Use / Savings in Demand under the selected programme (Ml/d) input as +ve 2039-40: 0.0045771; Gains in Water Available For Use / Savings in Demand under the selected programme (Ml/d) input as +ve 2040-41: 0.0048777; Gains in Water Available For Use / Savings in Demand under the selected programme (Ml/d) input as +ve 2041-42: 0.0051777; Gains in Water Available For Use / Savings in Demand under the selected programme (Ml/d) input as +ve 2042-43: 0.0054771; Gains in Water Available For Use / Savings in Demand under the selected programme (Ml/d) input as +ve 2043-44: 0.0057759; Gains in Water Available For Use / Savings in Demand under the selected programme (Ml/d) input as +ve 2044-45: 0.006074; Gains in Water Available For Use / Savings in Demand under the selected programme (Ml/d) input as +ve 2045-46: 0.0063715; Gains in Water Available For Use / Savings in Demand under the selected programme (Ml/d) input as +ve 2046-47: 0.0066684; Gains in Water Available For Use / Savings in Demand under the selected programme (Ml/d) input as +ve 2047-48: 0.0069646; Gains in Water Available For Use / Savings in Demand under the selected programme (Ml/d) input as +ve 2048-49: 0.0072601; Gains in Water Available For Use / Savings in Demand under the selected programme (Ml/d) input as +ve 2049-50: 0.0075549
51dP | 2c WRMP24. Garden Advice.AWSSUI | WEF 2c.AWSSUI | Water efficiency customer education / awareness | Customer Options | N | Preferred | AWSSUI | Ml/d | 2 | Gains in Water Available For Use / Savings in Demand under the selected programme (Ml/d) input as +ve 2019-20: 0; Gains in Water Available For Use / Savings in Demand under the selected programme (Ml/d) input as +ve 2020-21: 0; Gains in Water Available For Use / Savings in Demand under the selected programme (Ml/d) input as +ve 2021-22: 0; Gains in Water Available For Use / Savings in Demand under the selected programme (Ml/d) input as +ve 2022-23: 0; Gains in Water Available For Use / Savings in Demand under the selected programme (Ml/d) input as +ve 2023-24: 0; Gains in Water Available For Use / Savings in Demand under the selected programme (Ml/d) input as +ve 2024-25: 0; Gains in Water Available For Use / Savings in Demand under the selected programme (Ml/d) input as +ve 2025-26: 0.000308; Gains in Water Available For Use / Savings in Demand under the selected programme (Ml/d) input as +ve 2026-27: 0.00061676; Gains in Water Available For Use / Savings in Demand under the selected programme (Ml/d) input as +ve 2027-28: 0.00092508; Gains in Water Available For Use / Savings in Demand under the selected programme (Ml/d) input as +ve 2028-29: 0.001233; Gains in Water Available For Use / Savings in Demand under the selected programme (Ml/d) input as +ve 2029-30: 0.0015404; Gains in Water Available For Use / Savings in Demand under the selected programme (Ml/d) input as +ve 2030-31: 0.0018472; Gains in Water Available For Use / Savings in Demand under the selected programme (Ml/d) input as +ve 2031-32: 0.002153; Gains in Water Available For Use / Savings in Demand under the selected programme (Ml/d) input as +ve 2032-33: 0.0024579; Gains in Water Available For Use / Savings in Demand under the selected programme (Ml/d) input as +ve 2033-34: 0.0027622; Gains in Water Available For Use / Savings in Demand under the selected programme (Ml/d) input as +ve 2034-35: 0.003066; Gains in Water Available For Use / Savings in Demand under the selected programme (Ml/d) input as +ve 2035-36: 0.0033693; Gains in Water Available For Use / Savings in Demand under the selected programme (Ml/d) input as +ve 2036-37: 0.0036721; Gains in Water Available For Use / Savings in Demand under the selected programme (Ml/d) input as +ve 2037-38: 0.0039743; Gains in Water Available For Use / Savings in Demand under the selected programme (Ml/d) input as +ve 2038-39: 0.004276; Gains in Water Available For Use / Savings in Demand under the selected programme (Ml/d) input as +ve 2039-40: 0.0045771; Gains in Water Available For Use / Savings in Demand under the selected programme (Ml/d) input as +ve 2040-41: 0.0048777; Gains in Water Available For Use / Savings in Demand under the selected programme (Ml/d) input as +ve 2041-42: 0.0051777; Gains in Water Available For Use / Savings in Demand under the selected programme (Ml/d) input as +ve 2042-43: 0.0054771; Gains in Water Available For Use / Savings in Demand under the selected programme (Ml/d) input as +ve 2043-44: 0.0057759; Gains in Water Available For Use / Savings in Demand under the selected programme (Ml/d) input as +ve 2044-45: 0.006074; Gains in Water Available For Use / Savings in Demand under the selected programme (Ml/d) input as +ve 2045-46: 0.0063715; Gains in Water Available For Use / Savings in Demand under the selected programme (Ml/d) input as +ve 2046-47: 0.0066684; Gains in Water Available For Use / Savings in Demand under the selected programme (Ml/d) input as +ve 2047-48: 0.0069646; Gains in Water Available For Use / Savings in Demand under the selected programme (Ml/d) input as +ve 2048-49: 0.0072601; Gains in Water Available For Use / Savings in Demand under the selected programme (Ml/d) input as +ve 2049-50: 0.0075549
51dF | 3a WRMP24. Community Reward.AWSSUI | WEF 3a.AWSSUI | Water efficiency customer education / awareness | Customer Options | N | Least Cost | AWSSUI | Ml/d | 2 | Gains in Water Available For Use / Savings in Demand under the selected programme (Ml/d) input as +ve 2019-20: 0; Gains in Water Available For Use / Savings in Demand under the selected programme (Ml/d) input as +ve 2020-21: 0; Gains in Water Available For Use / Savings in Demand under the selected programme (Ml/d) input as +ve 2021-22: 0; Gains in Water Available For Use / Savings in Demand under the selected programme (Ml/d) input as +ve 2022-23: 0; Gains in Water Available For Use / Savings in Demand under the selected programme (Ml/d) input as +ve 2023-24: 0; Gains in Water Available For Use / Savings in Demand under the selected programme (Ml/d) input as +ve 2024-25: 0; Gains in Water Available For Use / Savings in Demand under the selected programme (Ml/d) input as +ve 2025-26: 0.00063278; Gains in Water Available For Use / Savings in Demand under the selected programme (Ml/d) input as +ve 2026-27: 0.0011887; Gains in Water Available For Use / Savings in Demand under the selected programme (Ml/d) input as +ve 2027-28: 0.0016762; Gains in Water Available For Use / Savings in Demand under the selected programme (Ml/d) input as +ve 2028-29: 0.0021136; Gains in Water Available For Use / Savings in Demand under the selected programme (Ml/d) input as +ve 2029-30: 0.0025103; Gains in Water Available For Use / Savings in Demand under the selected programme (Ml/d) input as +ve 2030-31: 0.0029025; Gains in Water Available For Use / Savings in Demand under the selected programme (Ml/d) input as +ve 2031-32: 0.0032902; Gains in Water Available For Use / Savings in Demand under the selected programme (Ml/d) input as +ve 2032-33: 0.0036747; Gains in Water Available For Use / Savings in Demand under the selected programme (Ml/d) input as +ve 2033-34: 0.004057; Gains in Water Available For Use / Savings in Demand under the selected programme (Ml/d) input as +ve 2034-35: 0.0044372; Gains in Water Available For Use / Savings in Demand under the selected programme (Ml/d) input as +ve 2035-36: 0.0048155; Gains in Water Available For Use / Savings in Demand under the selected programme (Ml/d) input as +ve 2036-37: 0.0051917; Gains in Water Available For Use / Savings in Demand under the selected programme (Ml/d) input as +ve 2037-38: 0.0055662; Gains in Water Available For Use / Savings in Demand under the selected programme (Ml/d) input as +ve 2038-39: 0.0059387; Gains in Water Available For Use / Savings in Demand under the selected programme (Ml/d) input as +ve 2039-40: 0.0063101; Gains in Water Available For Use / Savings in Demand under the selected programme (Ml/d) input as +ve 2040-41: 0.0062651; Gains in Water Available For Use / Savings in Demand under the selected programme (Ml/d) input as +ve 2041-42: 0.0062716; Gains in Water Available For Use / Savings in Demand under the selected programme (Ml/d) input as +ve 2042-43: 0.0063234; Gains in Water Available For Use / Savings in Demand under the selected programme (Ml/d) input as +ve 2043-44: 0.0064086; Gains in Water Available For Use / Savings in Demand under the selected programme (Ml/d) input as +ve 2044-45: 0.0065207; Gains in Water Available For Use / Savings in Demand under the selected programme (Ml/d) input as +ve 2045-46: 0.006636; Gains in Water Available For Use / Savings in Demand under the selected programme (Ml/d) input as +ve 2046-47: 0.0067543; Gains in Water Available For Use / Savings in Demand under the selected programme (Ml/d) input as +ve 2047-48: 0.0068744; Gains in Water Available For Use / Savings in Demand under the selected programme (Ml/d) input as +ve 2048-49: 0.0069956; Gains in Water Available For Use / Savings in Demand under the selected programme (Ml/d) input as +ve 2049-50: 0.0071177
51dF | 3a WRMP24. Community Reward.AWSSUI | WEF 3a.AWSSUI | Water efficiency customer education / awareness | Customer Options | N | Ofwat Core | AWSSUI | Ml/d | 2 | Gains in Water Available For Use / Savings in Demand under the selected programme (Ml/d) input as +ve 2019-20: 0; Gains in Water Available For Use / Savings in Demand under the selected programme (Ml/d) input as +ve 2020-21: 0; Gains in Water Available For Use / Savings in Demand under the selected programme (Ml/d) input as +ve 2021-22: 0; Gains in Water Available For Use / Savings in Demand under the selected programme (Ml/d) input as +ve 2022-23: 0; Gains in Water Available For Use / Savings in Demand under the selected programme (Ml/d) input as +ve 2023-24: 0; Gains in Water Available For Use / Savings in Demand under the selected programme (Ml/d) input as +ve 2024-25: 0; Gains in Water Available For Use / Savings in Demand under the selected programme (Ml/d) input as +ve 2025-26: 0.00063278; Gains in Water Available For Use / Savings in Demand under the selected programme (Ml/d) input as +ve 2026-27: 0.0011887; Gains in Water Available For Use / Savings in Demand under the selected programme (Ml/d) input as +ve 2027-28: 0.0016762; Gains in Water Available For Use / Savings in Demand under the selected programme (Ml/d) input as +ve 2028-29: 0.0021136; Gains in Water Available For Use / Savings in Demand under the selected programme (Ml/d) input as +ve 2029-30: 0.0025103; Gains in Water Available For Use / Savings in Demand under the selected programme (Ml/d) input as +ve 2030-31: 0.0029025; Gains in Water Available For Use / Savings in Demand under the selected programme (Ml/d) input as +ve 2031-32: 0.0032902; Gains in Water Available For Use / Savings in Demand under the selected programme (Ml/d) input as +ve 2032-33: 0.0036747; Gains in Water Available For Use / Savings in Demand under the selected programme (Ml/d) input as +ve 2033-34: 0.004057; Gains in Water Available For Use / Savings in Demand under the selected programme (Ml/d) input as +ve 2034-35: 0.0044372; Gains in Water Available For Use / Savings in Demand under the selected programme (Ml/d) input as +ve 2035-36: 0.0048155; Gains in Water Available For Use / Savings in Demand under the selected programme (Ml/d) input as +ve 2036-37: 0.0051917; Gains in Water Available For Use / Savings in Demand under the selected programme (Ml/d) input as +ve 2037-38: 0.0055662; Gains in Water Available For Use / Savings in Demand under the selected programme (Ml/d) input as +ve 2038-39: 0.0059387; Gains in Water Available For Use / Savings in Demand under the selected programme (Ml/d) input as +ve 2039-40: 0.0063101; Gains in Water Available For Use / Savings in Demand under the selected programme (Ml/d) input as +ve 2040-41: 0.0062651; Gains in Water Available For Use / Savings in Demand under the selected programme (Ml/d) input as +ve 2041-42: 0.0062716; Gains in Water Available For Use / Savings in Demand under the selected programme (Ml/d) input as +ve 2042-43: 0.0063234; Gains in Water Available For Use / Savings in Demand under the selected programme (Ml/d) input as +ve 2043-44: 0.0064086; Gains in Water Available For Use / Savings in Demand under the selected programme (Ml/d) input as +ve 2044-45: 0.0065207; Gains in Water Available For Use / Savings in Demand under the selected programme (Ml/d) input as +ve 2045-46: 0.006636; Gains in Water Available For Use / Savings in Demand under the selected programme (Ml/d) input as +ve 2046-47: 0.0067543; Gains in Water Available For Use / Savings in Demand under the selected programme (Ml/d) input as +ve 2047-48: 0.0068744; Gains in Water Available For Use / Savings in Demand under the selected programme (Ml/d) input as +ve 2048-49: 0.0069956; Gains in Water Available For Use / Savings in Demand under the selected programme (Ml/d) input as +ve 2049-50: 0.0071177
51dP | 3a WRMP24. Community Reward.AWSSUI | WEF 3a.AWSSUI | Water efficiency customer education / awareness | Customer Options | N | Preferred | AWSSUI | Ml/d | 2 | Gains in Water Available For Use / Savings in Demand under the selected programme (Ml/d) input as +ve 2019-20: 0; Gains in Water Available For Use / Savings in Demand under the selected programme (Ml/d) input as +ve 2020-21: 0; Gains in Water Available For Use / Savings in Demand under the selected programme (Ml/d) input as +ve 2021-22: 0; Gains in Water Available For Use / Savings in Demand under the selected programme (Ml/d) input as +ve 2022-23: 0; Gains in Water Available For Use / Savings in Demand under the selected programme (Ml/d) input as +ve 2023-24: 0; Gains in Water Available For Use / Savings in Demand under the selected programme (Ml/d) input as +ve 2024-25: 0; Gains in Water Available For Use / Savings in Demand under the selected programme (Ml/d) input as +ve 2025-26: 0.00063278; Gains in Water Available For Use / Savings in Demand under the selected programme (Ml/d) input as +ve 2026-27: 0.0011887; Gains in Water Available For Use / Savings in Demand under the selected programme (Ml/d) input as +ve 2027-28: 0.0016762; Gains in Water Available For Use / Savings in Demand under the selected programme (Ml/d) input as +ve 2028-29: 0.0021136; Gains in Water Available For Use / Savings in Demand under the selected programme (Ml/d) input as +ve 2029-30: 0.0025103; Gains in Water Available For Use / Savings in Demand under the selected programme (Ml/d) input as +ve 2030-31: 0.0029025; Gains in Water Available For Use / Savings in Demand under the selected programme (Ml/d) input as +ve 2031-32: 0.0032902; Gains in Water Available For Use / Savings in Demand under the selected programme (Ml/d) input as +ve 2032-33: 0.0036747; Gains in Water Available For Use / Savings in Demand under the selected programme (Ml/d) input as +ve 2033-34: 0.004057; Gains in Water Available For Use / Savings in Demand under the selected programme (Ml/d) input as +ve 2034-35: 0.0044372; Gains in Water Available For Use / Savings in Demand under the selected programme (Ml/d) input as +ve 2035-36: 0.0048155; Gains in Water Available For Use / Savings in Demand under the selected programme (Ml/d) input as +ve 2036-37: 0.0051917; Gains in Water Available For Use / Savings in Demand under the selected programme (Ml/d) input as +ve 2037-38: 0.0055662; Gains in Water Available For Use / Savings in Demand under the selected programme (Ml/d) input as +ve 2038-39: 0.0059387; Gains in Water Available For Use / Savings in Demand under the selected programme (Ml/d) input as +ve 2039-40: 0.0063101; Gains in Water Available For Use / Savings in Demand under the selected programme (Ml/d) input as +ve 2040-41: 0.0062651; Gains in Water Available For Use / Savings in Demand under the selected programme (Ml/d) input as +ve 2041-42: 0.0062716; Gains in Water Available For Use / Savings in Demand under the selected programme (Ml/d) input as +ve 2042-43: 0.0063234; Gains in Water Available For Use / Savings in Demand under the selected programme (Ml/d) input as +ve 2043-44: 0.0064086; Gains in Water Available For Use / Savings in Demand under the selected programme (Ml/d) input as +ve 2044-45: 0.0065207; Gains in Water Available For Use / Savings in Demand under the selected programme (Ml/d) input as +ve 2045-46: 0.006636; Gains in Water Available For Use / Savings in Demand under the selected programme (Ml/d) input as +ve 2046-47: 0.0067543; Gains in Water Available For Use / Savings in Demand under the selected programme (Ml/d) input as +ve 2047-48: 0.0068744; Gains in Water Available For Use / Savings in Demand under the selected programme (Ml/d) input as +ve 2048-49: 0.0069956; Gains in Water Available For Use / Savings in Demand under the selected programme (Ml/d) input as +ve 2049-50: 0.0071177
51dF | 4a WRMP24. PL Uplift - Vulnerable Customers.AWSSUI | WEF 4a.AWSSUI | Other water efficiency | Customer Options | N | Least Cost | AWSSUI | Ml/d | 2 | Gains in Water Available For Use / Savings in Demand under the selected programme (Ml/d) input as +ve 2019-20: 0; Gains in Water Available For Use / Savings in Demand under the selected programme (Ml/d) input as +ve 2020-21: 0; Gains in Water Available For Use / Savings in Demand under the selected programme (Ml/d) input as +ve 2021-22: 0; Gains in Water Available For Use / Savings in Demand under the selected programme (Ml/d) input as +ve 2022-23: 0; Gains in Water Available For Use / Savings in Demand under the selected programme (Ml/d) input as +ve 2023-24: 0; Gains in Water Available For Use / Savings in Demand under the selected programme (Ml/d) input as +ve 2024-25: 0; Gains in Water Available For Use / Savings in Demand under the selected programme (Ml/d) input as +ve 2025-26: 0.0013364; Gains in Water Available For Use / Savings in Demand under the selected programme (Ml/d) input as +ve 2026-27: 0.0017104; Gains in Water Available For Use / Savings in Demand under the selected programme (Ml/d) input as +ve 2027-28: 0.002092; Gains in Water Available For Use / Savings in Demand under the selected programme (Ml/d) input as +ve 2028-29: 0.002485; Gains in Water Available For Use / Savings in Demand under the selected programme (Ml/d) input as +ve 2029-30: 0.0028841; Gains in Water Available For Use / Savings in Demand under the selected programme (Ml/d) input as +ve 2030-31: 0.0032911; Gains in Water Available For Use / Savings in Demand under the selected programme (Ml/d) input as +ve 2031-32: 0.0037023; Gains in Water Available For Use / Savings in Demand under the selected programme (Ml/d) input as +ve 2032-33: 0.0037456; Gains in Water Available For Use / Savings in Demand under the selected programme (Ml/d) input as +ve 2033-34: 0.0037894; Gains in Water Available For Use / Savings in Demand under the selected programme (Ml/d) input as +ve 2034-35: 0.0038324; Gains in Water Available For Use / Savings in Demand under the selected programme (Ml/d) input as +ve 2035-36: 0.0038749; Gains in Water Available For Use / Savings in Demand under the selected programme (Ml/d) input as +ve 2036-37: 0.0039159; Gains in Water Available For Use / Savings in Demand under the selected programme (Ml/d) input as +ve 2037-38: 0.0039563; Gains in Water Available For Use / Savings in Demand under the selected programme (Ml/d) input as +ve 2038-39: 0.0039956; Gains in Water Available For Use / Savings in Demand under the selected programme (Ml/d) input as +ve 2039-40: 0.0040341; Gains in Water Available For Use / Savings in Demand under the selected programme (Ml/d) input as +ve 2040-41: 0.0040712; Gains in Water Available For Use / Savings in Demand under the selected programme (Ml/d) input as +ve 2041-42: 0.0041076; Gains in Water Available For Use / Savings in Demand under the selected programme (Ml/d) input as +ve 2042-43: 0.0041429; Gains in Water Available For Use / Savings in Demand under the selected programme (Ml/d) input as +ve 2043-44: 0.0041775; Gains in Water Available For Use / Savings in Demand under the selected programme (Ml/d) input as +ve 2044-45: 0.0042111; Gains in Water Available For Use / Savings in Demand under the selected programme (Ml/d) input as +ve 2045-46: 0.0042397; Gains in Water Available For Use / Savings in Demand under the selected programme (Ml/d) input as +ve 2046-47: 0.0042675; Gains in Water Available For Use / Savings in Demand under the selected programme (Ml/d) input as +ve 2047-48: 0.0042946; Gains in Water Available For Use / Savings in Demand under the selected programme (Ml/d) input as +ve 2048-49: 0.0043213; Gains in Water Available For Use / Savings in Demand under the selected programme (Ml/d) input as +ve 2049-50: 0.0043446
51dF | 4a WRMP24. PL Uplift - Vulnerable Customers.AWSSUI | WEF 4a.AWSSUI | Other water efficiency | Customer Options | N | Ofwat Core | AWSSUI | Ml/d | 2 | Gains in Water Available For Use / Savings in Demand under the selected programme (Ml/d) input as +ve 2019-20: 0; Gains in Water Available For Use / Savings in Demand under the selected programme (Ml/d) input as +ve 2020-21: 0; Gains in Water Available For Use / Savings in Demand under the selected programme (Ml/d) input as +ve 2021-22: 0; Gains in Water Available For Use / Savings in Demand under the selected programme (Ml/d) input as +ve 2022-23: 0; Gains in Water Available For Use / Savings in Demand under the selected programme (Ml/d) input as +ve 2023-24: 0; Gains in Water Available For Use / Savings in Demand under the selected programme (Ml/d) input as +ve 2024-25: 0; Gains in Water Available For Use / Savings in Demand under the selected programme (Ml/d) input as +ve 2025-26: 0.0013364; Gains in Water Available For Use / Savings in Demand under the selected programme (Ml/d) input as +ve 2026-27: 0.0017104; Gains in Water Available For Use / Savings in Demand under the selected programme (Ml/d) input as +ve 2027-28: 0.002092; Gains in Water Available For Use / Savings in Demand under the selected programme (Ml/d) input as +ve 2028-29: 0.002485; Gains in Water Available For Use / Savings in Demand under the selected programme (Ml/d) input as +ve 2029-30: 0.0028841; Gains in Water Available For Use / Savings in Demand under the selected programme (Ml/d) input as +ve 2030-31: 0.0032911; Gains in Water Available For Use / Savings in Demand under the selected programme (Ml/d) input as +ve 2031-32: 0.0037023; Gains in Water Available For Use / Savings in Demand under the selected programme (Ml/d) input as +ve 2032-33: 0.0037456; Gains in Water Available For Use / Savings in Demand under the selected programme (Ml/d) input as +ve 2033-34: 0.0037894; Gains in Water Available For Use / Savings in Demand under the selected programme (Ml/d) input as +ve 2034-35: 0.0038324; Gains in Water Available For Use / Savings in Demand under the selected programme (Ml/d) input as +ve 2035-36: 0.0038749; Gains in Water Available For Use / Savings in Demand under the selected programme (Ml/d) input as +ve 2036-37: 0.0039159; Gains in Water Available For Use / Savings in Demand under the selected programme (Ml/d) input as +ve 2037-38: 0.0039563; Gains in Water Available For Use / Savings in Demand under the selected programme (Ml/d) input as +ve 2038-39: 0.0039956; Gains in Water Available For Use / Savings in Demand under the selected programme (Ml/d) input as +ve 2039-40: 0.0040341; Gains in Water Available For Use / Savings in Demand under the selected programme (Ml/d) input as +ve 2040-41: 0.0040712; Gains in Water Available For Use / Savings in Demand under the selected programme (Ml/d) input as +ve 2041-42: 0.0041076; Gains in Water Available For Use / Savings in Demand under the selected programme (Ml/d) input as +ve 2042-43: 0.0041429; Gains in Water Available For Use / Savings in Demand under the selected programme (Ml/d) input as +ve 2043-44: 0.0041775; Gains in Water Available For Use / Savings in Demand under the selected programme (Ml/d) input as +ve 2044-45: 0.0042111; Gains in Water Available For Use / Savings in Demand under the selected programme (Ml/d) input as +ve 2045-46: 0.0042397; Gains in Water Available For Use / Savings in Demand under the selected programme (Ml/d) input as +ve 2046-47: 0.0042675; Gains in Water Available For Use / Savings in Demand under the selected programme (Ml/d) input as +ve 2047-48: 0.0042946; Gains in Water Available For Use / Savings in Demand under the selected programme (Ml/d) input as +ve 2048-49: 0.0043213; Gains in Water Available For Use / Savings in Demand under the selected programme (Ml/d) input as +ve 2049-50: 0.0043446
51dP | 4a WRMP24. PL Uplift - Vulnerable Customers.AWSSUI | WEF 4a.AWSSUI | Other water efficiency | Customer Options | N | Preferred | AWSSUI | Ml/d | 2 | Gains in Water Available For Use / Savings in Demand under the selected programme (Ml/d) input as +ve 2019-20: 0; Gains in Water Available For Use / Savings in Demand under the selected programme (Ml/d) input as +ve 2020-21: 0; Gains in Water Available For Use / Savings in Demand under the selected programme (Ml/d) input as +ve 2021-22: 0; Gains in Water Available For Use / Savings in Demand under the selected programme (Ml/d) input as +ve 2022-23: 0; Gains in Water Available For Use / Savings in Demand under the selected programme (Ml/d) input as +ve 2023-24: 0; Gains in Water Available For Use / Savings in Demand under the selected programme (Ml/d) input as +ve 2024-25: 0; Gains in Water Available For Use / Savings in Demand under the selected programme (Ml/d) input as +ve 2025-26: 0.0013364; Gains in Water Available For Use / Savings in Demand under the selected programme (Ml/d) input as +ve 2026-27: 0.0017104; Gains in Water Available For Use / Savings in Demand under the selected programme (Ml/d) input as +ve 2027-28: 0.002092; Gains in Water Available For Use / Savings in Demand under the selected programme (Ml/d) input as +ve 2028-29: 0.002485; Gains in Water Available For Use / Savings in Demand under the selected programme (Ml/d) input as +ve 2029-30: 0.0028841; Gains in Water Available For Use / Savings in Demand under the selected programme (Ml/d) input as +ve 2030-31: 0.0032911; Gains in Water Available For Use / Savings in Demand under the selected programme (Ml/d) input as +ve 2031-32: 0.0037023; Gains in Water Available For Use / Savings in Demand under the selected programme (Ml/d) input as +ve 2032-33: 0.0037456; Gains in Water Available For Use / Savings in Demand under the selected programme (Ml/d) input as +ve 2033-34: 0.0037894; Gains in Water Available For Use / Savings in Demand under the selected programme (Ml/d) input as +ve 2034-35: 0.0038324; Gains in Water Available For Use / Savings in Demand under the selected programme (Ml/d) input as +ve 2035-36: 0.0038749; Gains in Water Available For Use / Savings in Demand under the selected programme (Ml/d) input as +ve 2036-37: 0.0039159; Gains in Water Available For Use / Savings in Demand under the selected programme (Ml/d) input as +ve 2037-38: 0.0039563; Gains in Water Available For Use / Savings in Demand under the selected programme (Ml/d) input as +ve 2038-39: 0.0039956; Gains in Water Available For Use / Savings in Demand under the selected programme (Ml/d) input as +ve 2039-40: 0.0040341; Gains in Water Available For Use / Savings in Demand under the selected programme (Ml/d) input as +ve 2040-41: 0.0040712; Gains in Water Available For Use / Savings in Demand under the selected programme (Ml/d) input as +ve 2041-42: 0.0041076; Gains in Water Available For Use / Savings in Demand under the selected programme (Ml/d) input as +ve 2042-43: 0.0041429; Gains in Water Available For Use / Savings in Demand under the selected programme (Ml/d) input as +ve 2043-44: 0.0041775; Gains in Water Available For Use / Savings in Demand under the selected programme (Ml/d) input as +ve 2044-45: 0.0042111; Gains in Water Available For Use / Savings in Demand under the selected programme (Ml/d) input as +ve 2045-46: 0.0042397; Gains in Water Available For Use / Savings in Demand under the selected programme (Ml/d) input as +ve 2046-47: 0.0042675; Gains in Water Available For Use / Savings in Demand under the selected programme (Ml/d) input as +ve 2047-48: 0.0042946; Gains in Water Available For Use / Savings in Demand under the selected programme (Ml/d) input as +ve 2048-49: 0.0043213; Gains in Water Available For Use / Savings in Demand under the selected programme (Ml/d) input as +ve 2049-50: 0.0043446
51dF | 4c-PL WRMP24. PL uplift - Non-Vulnerable Customers.AWSSUI | WEF 4c-PL.AWSSUI | Other water efficiency | Customer Options | N | Least Cost | AWSSUI | Ml/d | 2 | Gains in Water Available For Use / Savings in Demand under the selected programme (Ml/d) input as +ve 2019-20: 0; Gains in Water Available For Use / Savings in Demand under the selected programme (Ml/d) input as +ve 2020-21: 0; Gains in Water Available For Use / Savings in Demand under the selected programme (Ml/d) input as +ve 2021-22: 0; Gains in Water Available For Use / Savings in Demand under the selected programme (Ml/d) input as +ve 2022-23: 0; Gains in Water Available For Use / Savings in Demand under the selected programme (Ml/d) input as +ve 2023-24: 0; Gains in Water Available For Use / Savings in Demand under the selected programme (Ml/d) input as +ve 2024-25: 0; Gains in Water Available For Use / Savings in Demand under the selected programme (Ml/d) input as +ve 2025-26: 0.011539; Gains in Water Available For Use / Savings in Demand under the selected programme (Ml/d) input as +ve 2026-27: 0.014767; Gains in Water Available For Use / Savings in Demand under the selected programme (Ml/d) input as +ve 2027-28: 0.018063; Gains in Water Available For Use / Savings in Demand under the selected programme (Ml/d) input as +ve 2028-29: 0.021456; Gains in Water Available For Use / Savings in Demand under the selected programme (Ml/d) input as +ve 2029-30: 0.024901; Gains in Water Available For Use / Savings in Demand under the selected programme (Ml/d) input as +ve 2030-31: 0.028416; Gains in Water Available For Use / Savings in Demand under the selected programme (Ml/d) input as +ve 2031-32: 0.031966; Gains in Water Available For Use / Savings in Demand under the selected programme (Ml/d) input as +ve 2032-33: 0.032339; Gains in Water Available For Use / Savings in Demand under the selected programme (Ml/d) input as +ve 2033-34: 0.032718; Gains in Water Available For Use / Savings in Demand under the selected programme (Ml/d) input as +ve 2034-35: 0.033089; Gains in Water Available For Use / Savings in Demand under the selected programme (Ml/d) input as +ve 2035-36: 0.033456; Gains in Water Available For Use / Savings in Demand under the selected programme (Ml/d) input as +ve 2036-37: 0.03381; Gains in Water Available For Use / Savings in Demand under the selected programme (Ml/d) input as +ve 2037-38: 0.034159; Gains in Water Available For Use / Savings in Demand under the selected programme (Ml/d) input as +ve 2038-39: 0.034498; Gains in Water Available For Use / Savings in Demand under the selected programme (Ml/d) input as +ve 2039-40: 0.034831; Gains in Water Available For Use / Savings in Demand under the selected programme (Ml/d) input as +ve 2040-41: 0.035151; Gains in Water Available For Use / Savings in Demand under the selected programme (Ml/d) input as +ve 2041-42: 0.035466; Gains in Water Available For Use / Savings in Demand under the selected programme (Ml/d) input as +ve 2042-43: 0.03577; Gains in Water Available For Use / Savings in Demand under the selected programme (Ml/d) input as +ve 2043-44: 0.036068; Gains in Water Available For Use / Savings in Demand under the selected programme (Ml/d) input as +ve 2044-45: 0.036359; Gains in Water Available For Use / Savings in Demand under the selected programme (Ml/d) input as +ve 2045-46: 0.036606; Gains in Water Available For Use / Savings in Demand under the selected programme (Ml/d) input as +ve 2046-47: 0.036846; Gains in Water Available For Use / Savings in Demand under the selected programme (Ml/d) input as +ve 2047-48: 0.03708; Gains in Water Available For Use / Savings in Demand under the selected programme (Ml/d) input as +ve 2048-49: 0.03731; Gains in Water Available For Use / Savings in Demand under the selected programme (Ml/d) input as +ve 2049-50: 0.037511
51dF | 4c-PL WRMP24. PL uplift - Non-Vulnerable Customers.AWSSUI | WEF 4c-PL.AWSSUI | Other water efficiency | Customer Options | N | Ofwat Core | AWSSUI | Ml/d | 2 | Gains in Water Available For Use / Savings in Demand under the selected programme (Ml/d) input as +ve 2019-20: 0; Gains in Water Available For Use / Savings in Demand under the selected programme (Ml/d) input as +ve 2020-21: 0; Gains in Water Available For Use / Savings in Demand under the selected programme (Ml/d) input as +ve 2021-22: 0; Gains in Water Available For Use / Savings in Demand under the selected programme (Ml/d) input as +ve 2022-23: 0; Gains in Water Available For Use / Savings in Demand under the selected programme (Ml/d) input as +ve 2023-24: 0; Gains in Water Available For Use / Savings in Demand under the selected programme (Ml/d) input as +ve 2024-25: 0; Gains in Water Available For Use / Savings in Demand under the selected programme (Ml/d) input as +ve 2025-26: 0.011539; Gains in Water Available For Use / Savings in Demand under the selected programme (Ml/d) input as +ve 2026-27: 0.014767; Gains in Water Available For Use / Savings in Demand under the selected programme (Ml/d) input as +ve 2027-28: 0.018063; Gains in Water Available For Use / Savings in Demand under the selected programme (Ml/d) input as +ve 2028-29: 0.021456; Gains in Water Available For Use / Savings in Demand under the selected programme (Ml/d) input as +ve 2029-30: 0.024901; Gains in Water Available For Use / Savings in Demand under the selected programme (Ml/d) input as +ve 2030-31: 0.028416; Gains in Water Available For Use / Savings in Demand under the selected programme (Ml/d) input as +ve 2031-32: 0.031966; Gains in Water Available For Use / Savings in Demand under the selected programme (Ml/d) input as +ve 2032-33: 0.032339; Gains in Water Available For Use / Savings in Demand under the selected programme (Ml/d) input as +ve 2033-34: 0.032718; Gains in Water Available For Use / Savings in Demand under the selected programme (Ml/d) input as +ve 2034-35: 0.033089; Gains in Water Available For Use / Savings in Demand under the selected programme (Ml/d) input as +ve 2035-36: 0.033456; Gains in Water Available For Use / Savings in Demand under the selected programme (Ml/d) input as +ve 2036-37: 0.03381; Gains in Water Available For Use / Savings in Demand under the selected programme (Ml/d) input as +ve 2037-38: 0.034159; Gains in Water Available For Use / Savings in Demand under the selected programme (Ml/d) input as +ve 2038-39: 0.034498; Gains in Water Available For Use / Savings in Demand under the selected programme (Ml/d) input as +ve 2039-40: 0.034831; Gains in Water Available For Use / Savings in Demand under the selected programme (Ml/d) input as +ve 2040-41: 0.035151; Gains in Water Available For Use / Savings in Demand under the selected programme (Ml/d) input as +ve 2041-42: 0.035466; Gains in Water Available For Use / Savings in Demand under the selected programme (Ml/d) input as +ve 2042-43: 0.03577; Gains in Water Available For Use / Savings in Demand under the selected programme (Ml/d) input as +ve 2043-44: 0.036068; Gains in Water Available For Use / Savings in Demand under the selected programme (Ml/d) input as +ve 2044-45: 0.036359; Gains in Water Available For Use / Savings in Demand under the selected programme (Ml/d) input as +ve 2045-46: 0.036606; Gains in Water Available For Use / Savings in Demand under the selected programme (Ml/d) input as +ve 2046-47: 0.036846; Gains in Water Available For Use / Savings in Demand under the selected programme (Ml/d) input as +ve 2047-48: 0.03708; Gains in Water Available For Use / Savings in Demand under the selected programme (Ml/d) input as +ve 2048-49: 0.03731; Gains in Water Available For Use / Savings in Demand under the selected programme (Ml/d) input as +ve 2049-50: 0.037511
51dP | 4c-PL WRMP24. PL uplift - Non-Vulnerable Customers.AWSSUI | WEF 4c-PL.AWSSUI | Other water efficiency | Customer Options | N | Preferred | AWSSUI | Ml/d | 2 | Gains in Water Available For Use / Savings in Demand under the selected programme (Ml/d) input as +ve 2019-20: 0; Gains in Water Available For Use / Savings in Demand under the selected programme (Ml/d) input as +ve 2020-21: 0; Gains in Water Available For Use / Savings in Demand under the selected programme (Ml/d) input as +ve 2021-22: 0; Gains in Water Available For Use / Savings in Demand under the selected programme (Ml/d) input as +ve 2022-23: 0; Gains in Water Available For Use / Savings in Demand under the selected programme (Ml/d) input as +ve 2023-24: 0; Gains in Water Available For Use / Savings in Demand under the selected programme (Ml/d) input as +ve 2024-25: 0; Gains in Water Available For Use / Savings in Demand under the selected programme (Ml/d) input as +ve 2025-26: 0.011539; Gains in Water Available For Use / Savings in Demand under the selected programme (Ml/d) input as +ve 2026-27: 0.014767; Gains in Water Available For Use / Savings in Demand under the selected programme (Ml/d) input as +ve 2027-28: 0.018063; Gains in Water Available For Use / Savings in Demand under the selected programme (Ml/d) input as +ve 2028-29: 0.021456; Gains in Water Available For Use / Savings in Demand under the selected programme (Ml/d) input as +ve 2029-30: 0.024901; Gains in Water Available For Use / Savings in Demand under the selected programme (Ml/d) input as +ve 2030-31: 0.028416; Gains in Water Available For Use / Savings in Demand under the selected programme (Ml/d) input as +ve 2031-32: 0.031966; Gains in Water Available For Use / Savings in Demand under the selected programme (Ml/d) input as +ve 2032-33: 0.032339; Gains in Water Available For Use / Savings in Demand under the selected programme (Ml/d) input as +ve 2033-34: 0.032718; Gains in Water Available For Use / Savings in Demand under the selected programme (Ml/d) input as +ve 2034-35: 0.033089; Gains in Water Available For Use / Savings in Demand under the selected programme (Ml/d) input as +ve 2035-36: 0.033456; Gains in Water Available For Use / Savings in Demand under the selected programme (Ml/d) input as +ve 2036-37: 0.03381; Gains in Water Available For Use / Savings in Demand under the selected programme (Ml/d) input as +ve 2037-38: 0.034159; Gains in Water Available For Use / Savings in Demand under the selected programme (Ml/d) input as +ve 2038-39: 0.034498; Gains in Water Available For Use / Savings in Demand under the selected programme (Ml/d) input as +ve 2039-40: 0.034831; Gains in Water Available For Use / Savings in Demand under the selected programme (Ml/d) input as +ve 2040-41: 0.035151; Gains in Water Available For Use / Savings in Demand under the selected programme (Ml/d) input as +ve 2041-42: 0.035466; Gains in Water Available For Use / Savings in Demand under the selected programme (Ml/d) input as +ve 2042-43: 0.03577; Gains in Water Available For Use / Savings in Demand under the selected programme (Ml/d) input as +ve 2043-44: 0.036068; Gains in Water Available For Use / Savings in Demand under the selected programme (Ml/d) input as +ve 2044-45: 0.036359; Gains in Water Available For Use / Savings in Demand under the selected programme (Ml/d) input as +ve 2045-46: 0.036606; Gains in Water Available For Use / Savings in Demand under the selected programme (Ml/d) input as +ve 2046-47: 0.036846; Gains in Water Available For Use / Savings in Demand under the selected programme (Ml/d) input as +ve 2047-48: 0.03708; Gains in Water Available For Use / Savings in Demand under the selected programme (Ml/d) input as +ve 2048-49: 0.03731; Gains in Water Available For Use / Savings in Demand under the selected programme (Ml/d) input as +ve 2049-50: 0.037511
51dF | 4d WRMP24. Leaky Loos Campaign.AWSSUI | WEF 4d.AWSSUI | Other water efficiency | Customer Options | N | Least Cost | AWSSUI | Ml/d | 2 | Gains in Water Available For Use / Savings in Demand under the selected programme (Ml/d) input as +ve 2019-20: 0; Gains in Water Available For Use / Savings in Demand under the selected programme (Ml/d) input as +ve 2020-21: 0; Gains in Water Available For Use / Savings in Demand under the selected programme (Ml/d) input as +ve 2021-22: 0; Gains in Water Available For Use / Savings in Demand under the selected programme (Ml/d) input as +ve 2022-23: 0; Gains in Water Available For Use / Savings in Demand under the selected programme (Ml/d) input as +ve 2023-24: 0; Gains in Water Available For Use / Savings in Demand under the selected programme (Ml/d) input as +ve 2024-25: 0; Gains in Water Available For Use / Savings in Demand under the selected programme (Ml/d) input as +ve 2025-26: 0.0008373; Gains in Water Available For Use / Savings in Demand under the selected programme (Ml/d) input as +ve 2026-27: 0.0016746; Gains in Water Available For Use / Savings in Demand under the selected programme (Ml/d) input as +ve 2027-28: 0.0025119; Gains in Water Available For Use / Savings in Demand under the selected programme (Ml/d) input as +ve 2028-29: 0.0033492; Gains in Water Available For Use / Savings in Demand under the selected programme (Ml/d) input as +ve 2029-30: 0.0041865; Gains in Water Available For Use / Savings in Demand under the selected programme (Ml/d) input as +ve 2030-31: 0.0041865; Gains in Water Available For Use / Savings in Demand under the selected programme (Ml/d) input as +ve 2031-32: 0.0041865; Gains in Water Available For Use / Savings in Demand under the selected programme (Ml/d) input as +ve 2032-33: 0.0041865; Gains in Water Available For Use / Savings in Demand under the selected programme (Ml/d) input as +ve 2033-34: 0.0041865; Gains in Water Available For Use / Savings in Demand under the selected programme (Ml/d) input as +ve 2034-35: 0.0041865; Gains in Water Available For Use / Savings in Demand under the selected programme (Ml/d) input as +ve 2035-36: 0.0041865; Gains in Water Available For Use / Savings in Demand under the selected programme (Ml/d) input as +ve 2036-37: 0.0041865; Gains in Water Available For Use / Savings in Demand under the selected programme (Ml/d) input as +ve 2037-38: 0.0041865; Gains in Water Available For Use / Savings in Demand under the selected programme (Ml/d) input as +ve 2038-39: 0.0041865; Gains in Water Available For Use / Savings in Demand under the selected programme (Ml/d) input as +ve 2039-40: 0.0041865; Gains in Water Available For Use / Savings in Demand under the selected programme (Ml/d) input as +ve 2040-41: 0.0033492; Gains in Water Available For Use / Savings in Demand under the selected programme (Ml/d) input as +ve 2041-42: 0.0025119; Gains in Water Available For Use / Savings in Demand under the selected programme (Ml/d) input as +ve 2042-43: 0.0016746; Gains in Water Available For Use / Savings in Demand under the selected programme (Ml/d) input as +ve 2043-44: 0.0008373; Gains in Water Available For Use / Savings in Demand under the selected programme (Ml/d) input as +ve 2044-45: 0; Gains in Water Available For Use / Savings in Demand under the selected programme (Ml/d) input as +ve 2045-46: 0; Gains in Water Available For Use / Savings in Demand under the selected programme (Ml/d) input as +ve 2046-47: 0; Gains in Water Available For Use / Savings in Demand under the selected programme (Ml/d) input as +ve 2047-48: 0; Gains in Water Available For Use / Savings in Demand under the selected programme (Ml/d) input as +ve 2048-49: 0; Gains in Water Available For Use / Savings in Demand under the selected programme (Ml/d) input as +ve 2049-50: 0
51dF | 4d WRMP24. Leaky Loos Campaign.AWSSUI | WEF 4d.AWSSUI | Other water efficiency | Customer Options | N | Ofwat Core | AWSSUI | Ml/d | 2 | Gains in Water Available For Use / Savings in Demand under the selected programme (Ml/d) input as +ve 2019-20: 0; Gains in Water Available For Use / Savings in Demand under the selected programme (Ml/d) input as +ve 2020-21: 0; Gains in Water Available For Use / Savings in Demand under the selected programme (Ml/d) input as +ve 2021-22: 0; Gains in Water Available For Use / Savings in Demand under the selected programme (Ml/d) input as +ve 2022-23: 0; Gains in Water Available For Use / Savings in Demand under the selected programme (Ml/d) input as +ve 2023-24: 0; Gains in Water Available For Use / Savings in Demand under the selected programme (Ml/d) input as +ve 2024-25: 0; Gains in Water Available For Use / Savings in Demand under the selected programme (Ml/d) input as +ve 2025-26: 0.0008373; Gains in Water Available For Use / Savings in Demand under the selected programme (Ml/d) input as +ve 2026-27: 0.0016746; Gains in Water Available For Use / Savings in Demand under the selected programme (Ml/d) input as +ve 2027-28: 0.0025119; Gains in Water Available For Use / Savings in Demand under the selected programme (Ml/d) input as +ve 2028-29: 0.0033492; Gains in Water Available For Use / Savings in Demand under the selected programme (Ml/d) input as +ve 2029-30: 0.0041865; Gains in Water Available For Use / Savings in Demand under the selected programme (Ml/d) input as +ve 2030-31: 0.0041865; Gains in Water Available For Use / Savings in Demand under the selected programme (Ml/d) input as +ve 2031-32: 0.0041865; Gains in Water Available For Use / Savings in Demand under the selected programme (Ml/d) input as +ve 2032-33: 0.0041865; Gains in Water Available For Use / Savings in Demand under the selected programme (Ml/d) input as +ve 2033-34: 0.0041865; Gains in Water Available For Use / Savings in Demand under the selected programme (Ml/d) input as +ve 2034-35: 0.0041865; Gains in Water Available For Use / Savings in Demand under the selected programme (Ml/d) input as +ve 2035-36: 0.0041865; Gains in Water Available For Use / Savings in Demand under the selected programme (Ml/d) input as +ve 2036-37: 0.0041865; Gains in Water Available For Use / Savings in Demand under the selected programme (Ml/d) input as +ve 2037-38: 0.0041865; Gains in Water Available For Use / Savings in Demand under the selected programme (Ml/d) input as +ve 2038-39: 0.0041865; Gains in Water Available For Use / Savings in Demand under the selected programme (Ml/d) input as +ve 2039-40: 0.0041865; Gains in Water Available For Use / Savings in Demand under the selected programme (Ml/d) input as +ve 2040-41: 0.0033492; Gains in Water Available For Use / Savings in Demand under the selected programme (Ml/d) input as +ve 2041-42: 0.0025119; Gains in Water Available For Use / Savings in Demand under the selected programme (Ml/d) input as +ve 2042-43: 0.0016746; Gains in Water Available For Use / Savings in Demand under the selected programme (Ml/d) input as +ve 2043-44: 0.0008373; Gains in Water Available For Use / Savings in Demand under the selected programme (Ml/d) input as +ve 2044-45: 0; Gains in Water Available For Use / Savings in Demand under the selected programme (Ml/d) input as +ve 2045-46: 0; Gains in Water Available For Use / Savings in Demand under the selected programme (Ml/d) input as +ve 2046-47: 0; Gains in Water Available For Use / Savings in Demand under the selected programme (Ml/d) input as +ve 2047-48: 0; Gains in Water Available For Use / Savings in Demand under the selected programme (Ml/d) input as +ve 2048-49: 0; Gains in Water Available For Use / Savings in Demand under the selected programme (Ml/d) input as +ve 2049-50: 0
51dP | 4d WRMP24. Leaky Loos Campaign.AWSSUI | WEF 4d.AWSSUI | Other water efficiency | Customer Options | N | Preferred | AWSSUI | Ml/d | 2 | Gains in Water Available For Use / Savings in Demand under the selected programme (Ml/d) input as +ve 2019-20: 0; Gains in Water Available For Use / Savings in Demand under the selected programme (Ml/d) input as +ve 2020-21: 0; Gains in Water Available For Use / Savings in Demand under the selected programme (Ml/d) input as +ve 2021-22: 0; Gains in Water Available For Use / Savings in Demand under the selected programme (Ml/d) input as +ve 2022-23: 0; Gains in Water Available For Use / Savings in Demand under the selected programme (Ml/d) input as +ve 2023-24: 0; Gains in Water Available For Use / Savings in Demand under the selected programme (Ml/d) input as +ve 2024-25: 0; Gains in Water Available For Use / Savings in Demand under the selected programme (Ml/d) input as +ve 2025-26: 0.0008373; Gains in Water Available For Use / Savings in Demand under the selected programme (Ml/d) input as +ve 2026-27: 0.0016746; Gains in Water Available For Use / Savings in Demand under the selected programme (Ml/d) input as +ve 2027-28: 0.0025119; Gains in Water Available For Use / Savings in Demand under the selected programme (Ml/d) input as +ve 2028-29: 0.0033492; Gains in Water Available For Use / Savings in Demand under the selected programme (Ml/d) input as +ve 2029-30: 0.0041865; Gains in Water Available For Use / Savings in Demand under the selected programme (Ml/d) input as +ve 2030-31: 0.0041865; Gains in Water Available For Use / Savings in Demand under the selected programme (Ml/d) input as +ve 2031-32: 0.0041865; Gains in Water Available For Use / Savings in Demand under the selected programme (Ml/d) input as +ve 2032-33: 0.0041865; Gains in Water Available For Use / Savings in Demand under the selected programme (Ml/d) input as +ve 2033-34: 0.0041865; Gains in Water Available For Use / Savings in Demand under the selected programme (Ml/d) input as +ve 2034-35: 0.0041865; Gains in Water Available For Use / Savings in Demand under the selected programme (Ml/d) input as +ve 2035-36: 0.0041865; Gains in Water Available For Use / Savings in Demand under the selected programme (Ml/d) input as +ve 2036-37: 0.0041865; Gains in Water Available For Use / Savings in Demand under the selected programme (Ml/d) input as +ve 2037-38: 0.0041865; Gains in Water Available For Use / Savings in Demand under the selected programme (Ml/d) input as +ve 2038-39: 0.0041865; Gains in Water Available For Use / Savings in Demand under the selected programme (Ml/d) input as +ve 2039-40: 0.0041865; Gains in Water Available For Use / Savings in Demand under the selected programme (Ml/d) input as +ve 2040-41: 0.0033492; Gains in Water Available For Use / Savings in Demand under the selected programme (Ml/d) input as +ve 2041-42: 0.0025119; Gains in Water Available For Use / Savings in Demand under the selected programme (Ml/d) input as +ve 2042-43: 0.0016746; Gains in Water Available For Use / Savings in Demand under the selected programme (Ml/d) input as +ve 2043-44: 0.0008373; Gains in Water Available For Use / Savings in Demand under the selected programme (Ml/d) input as +ve 2044-45: 0; Gains in Water Available For Use / Savings in Demand under the selected programme (Ml/d) input as +ve 2045-46: 0; Gains in Water Available For Use / Savings in Demand under the selected programme (Ml/d) input as +ve 2046-47: 0; Gains in Water Available For Use / Savings in Demand under the selected programme (Ml/d) input as +ve 2047-48: 0; Gains in Water Available For Use / Savings in Demand under the selected programme (Ml/d) input as +ve 2048-49: 0; Gains in Water Available For Use / Savings in Demand under the selected programme (Ml/d) input as +ve 2049-50: 0
51cF | Find and Fix.AWSSUI | Find and Fix.AWSSUI | Active leakage management | Distribution Options | N | Least Cost | AWSSUI | Ml/d | 2 | Gains in Water Available For Use / Savings in Demand under the selected programme (Ml/d) input as +ve 2019-20: 0; Gains in Water Available For Use / Savings in Demand under the selected programme (Ml/d) input as +ve 2020-21: 0; Gains in Water Available For Use / Savings in Demand under the selected programme (Ml/d) input as +ve 2021-22: 0; Gains in Water Available For Use / Savings in Demand under the selected programme (Ml/d) input as +ve 2022-23: 0; Gains in Water Available For Use / Savings in Demand under the selected programme (Ml/d) input as +ve 2023-24: 0; Gains in Water Available For Use / Savings in Demand under the selected programme (Ml/d) input as +ve 2024-25: 0; Gains in Water Available For Use / Savings in Demand under the selected programme (Ml/d) input as +ve 2025-26: 0; Gains in Water Available For Use / Savings in Demand under the selected programme (Ml/d) input as +ve 2026-27: 0; Gains in Water Available For Use / Savings in Demand under the selected programme (Ml/d) input as +ve 2027-28: 0; Gains in Water Available For Use / Savings in Demand under the selected programme (Ml/d) input as +ve 2028-29: 0; Gains in Water Available For Use / Savings in Demand under the selected programme (Ml/d) input as +ve 2029-30: 0; Gains in Water Available For Use / Savings in Demand under the selected programme (Ml/d) input as +ve 2030-31: 0; Gains in Water Available For Use / Savings in Demand under the selected programme (Ml/d) input as +ve 2031-32: 0; Gains in Water Available For Use / Savings in Demand under the selected programme (Ml/d) input as +ve 2032-33: 0; Gains in Water Available For Use / Savings in Demand under the selected programme (Ml/d) input as +ve 2033-34: 0.022898; Gains in Water Available For Use / Savings in Demand under the selected programme (Ml/d) input as +ve 2034-35: 0.022898; Gains in Water Available For Use / Savings in Demand under the selected programme (Ml/d) input as +ve 2035-36: 0.022898; Gains in Water Available For Use / Savings in Demand under the selected programme (Ml/d) input as +ve 2036-37: 0.022898; Gains in Water Available For Use / Savings in Demand under the selected programme (Ml/d) input as +ve 2037-38: 0.022898; Gains in Water Available For Use / Savings in Demand under the selected programme (Ml/d) input as +ve 2038-39: 0.022898; Gains in Water Available For Use / Savings in Demand under the selected programme (Ml/d) input as +ve 2039-40: 0.022898; Gains in Water Available For Use / Savings in Demand under the selected programme (Ml/d) input as +ve 2040-41: 0.022898; Gains in Water Available For Use / Savings in Demand under the selected programme (Ml/d) input as +ve 2041-42: 0.022898; Gains in Water Available For Use / Savings in Demand under the selected programme (Ml/d) input as +ve 2042-43: 0.022898; Gains in Water Available For Use / Savings in Demand under the selected programme (Ml/d) input as +ve 2043-44: 0.022898; Gains in Water Available For Use / Savings in Demand under the selected programme (Ml/d) input as +ve 2044-45: 0.033036; Gains in Water Available For Use / Savings in Demand under the selected programme (Ml/d) input as +ve 2045-46: 0.033036; Gains in Water Available For Use / Savings in Demand under the selected programme (Ml/d) input as +ve 2046-47: 0.033036; Gains in Water Available For Use / Savings in Demand under the selected programme (Ml/d) input as +ve 2047-48: 0.0403; Gains in Water Available For Use / Savings in Demand under the selected programme (Ml/d) input as +ve 2048-49: 0.04728; Gains in Water Available For Use / Savings in Demand under the selected programme (Ml/d) input as +ve 2049-50: 0.053786
51cF | Find and Fix.AWSSUI | Find and Fix.AWSSUI | Active leakage management | Distribution Options | N | Ofwat Core | AWSSUI | Ml/d | 2 | Gains in Water Available For Use / Savings in Demand under the selected programme (Ml/d) input as +ve 2019-20: 0; Gains in Water Available For Use / Savings in Demand under the selected programme (Ml/d) input as +ve 2020-21: 0; Gains in Water Available For Use / Savings in Demand under the selected programme (Ml/d) input as +ve 2021-22: 0; Gains in Water Available For Use / Savings in Demand under the selected programme (Ml/d) input as +ve 2022-23: 0; Gains in Water Available For Use / Savings in Demand under the selected programme (Ml/d) input as +ve 2023-24: 0; Gains in Water Available For Use / Savings in Demand under the selected programme (Ml/d) input as +ve 2024-25: 0; Gains in Water Available For Use / Savings in Demand under the selected programme (Ml/d) input as +ve 2025-26: 0; Gains in Water Available For Use / Savings in Demand under the selected programme (Ml/d) input as +ve 2026-27: 0; Gains in Water Available For Use / Savings in Demand under the selected programme (Ml/d) input as +ve 2027-28: 0; Gains in Water Available For Use / Savings in Demand under the selected programme (Ml/d) input as +ve 2028-29: 0; Gains in Water Available For Use / Savings in Demand under the selected programme (Ml/d) input as +ve 2029-30: 0; Gains in Water Available For Use / Savings in Demand under the selected programme (Ml/d) input as +ve 2030-31: 0; Gains in Water Available For Use / Savings in Demand under the selected programme (Ml/d) input as +ve 2031-32: 0; Gains in Water Available For Use / Savings in Demand under the selected programme (Ml/d) input as +ve 2032-33: 0; Gains in Water Available For Use / Savings in Demand under the selected programme (Ml/d) input as +ve 2033-34: 0.022898; Gains in Water Available For Use / Savings in Demand under the selected programme (Ml/d) input as +ve 2034-35: 0.022898; Gains in Water Available For Use / Savings in Demand under the selected programme (Ml/d) input as +ve 2035-36: 0.022898; Gains in Water Available For Use / Savings in Demand under the selected programme (Ml/d) input as +ve 2036-37: 0.022898; Gains in Water Available For Use / Savings in Demand under the selected programme (Ml/d) input as +ve 2037-38: 0.022898; Gains in Water Available For Use / Savings in Demand under the selected programme (Ml/d) input as +ve 2038-39: 0.022898; Gains in Water Available For Use / Savings in Demand under the selected programme (Ml/d) input as +ve 2039-40: 0.022898; Gains in Water Available For Use / Savings in Demand under the selected programme (Ml/d) input as +ve 2040-41: 0.022898; Gains in Water Available For Use / Savings in Demand under the selected programme (Ml/d) input as +ve 2041-42: 0.022898; Gains in Water Available For Use / Savings in Demand under the selected programme (Ml/d) input as +ve 2042-43: 0.022898; Gains in Water Available For Use / Savings in Demand under the selected programme (Ml/d) input as +ve 2043-44: 0.022898; Gains in Water Available For Use / Savings in Demand under the selected programme (Ml/d) input as +ve 2044-45: 0.033036; Gains in Water Available For Use / Savings in Demand under the selected programme (Ml/d) input as +ve 2045-46: 0.033036; Gains in Water Available For Use / Savings in Demand under the selected programme (Ml/d) input as +ve 2046-47: 0.033036; Gains in Water Available For Use / Savings in Demand under the selected programme (Ml/d) input as +ve 2047-48: 0.0403; Gains in Water Available For Use / Savings in Demand under the selected programme (Ml/d) input as +ve 2048-49: 0.04728; Gains in Water Available For Use / Savings in Demand under the selected programme (Ml/d) input as +ve 2049-50: 0.053786
51cP | Find and Fix.AWSSUI | Find and Fix.AWSSUI | Active leakage management | Distribution Options | N | Preferred | AWSSUI | Ml/d | 2 | Gains in Water Available For Use / Savings in Demand under the selected programme (Ml/d) input as +ve 2019-20: 0; Gains in Water Available For Use / Savings in Demand under the selected programme (Ml/d) input as +ve 2020-21: 0; Gains in Water Available For Use / Savings in Demand under the selected programme (Ml/d) input as +ve 2021-22: 0; Gains in Water Available For Use / Savings in Demand under the selected programme (Ml/d) input as +ve 2022-23: 0; Gains in Water Available For Use / Savings in Demand under the selected programme (Ml/d) input as +ve 2023-24: 0; Gains in Water Available For Use / Savings in Demand under the selected programme (Ml/d) input as +ve 2024-25: 0; Gains in Water Available For Use / Savings in Demand under the selected programme (Ml/d) input as +ve 2025-26: 0; Gains in Water Available For Use / Savings in Demand under the selected programme (Ml/d) input as +ve 2026-27: 0; Gains in Water Available For Use / Savings in Demand under the selected programme (Ml/d) input as +ve 2027-28: 0; Gains in Water Available For Use / Savings in Demand under the selected programme (Ml/d) input as +ve 2028-29: 0; Gains in Water Available For Use / Savings in Demand under the selected programme (Ml/d) input as +ve 2029-30: 0; Gains in Water Available For Use / Savings in Demand under the selected programme (Ml/d) input as +ve 2030-31: 0; Gains in Water Available For Use / Savings in Demand under the selected programme (Ml/d) input as +ve 2031-32: 0; Gains in Water Available For Use / Savings in Demand under the selected programme (Ml/d) input as +ve 2032-33: 0; Gains in Water Available For Use / Savings in Demand under the selected programme (Ml/d) input as +ve 2033-34: 0.022898; Gains in Water Available For Use / Savings in Demand under the selected programme (Ml/d) input as +ve 2034-35: 0.022898; Gains in Water Available For Use / Savings in Demand under the selected programme (Ml/d) input as +ve 2035-36: 0.022898; Gains in Water Available For Use / Savings in Demand under the selected programme (Ml/d) input as +ve 2036-37: 0.022898; Gains in Water Available For Use / Savings in Demand under the selected programme (Ml/d) input as +ve 2037-38: 0.022898; Gains in Water Available For Use / Savings in Demand under the selected programme (Ml/d) input as +ve 2038-39: 0.022898; Gains in Water Available For Use / Savings in Demand under the selected programme (Ml/d) input as +ve 2039-40: 0.022898; Gains in Water Available For Use / Savings in Demand under the selected programme (Ml/d) input as +ve 2040-41: 0.022898; Gains in Water Available For Use / Savings in Demand under the selected programme (Ml/d) input as +ve 2041-42: 0.022898; Gains in Water Available For Use / Savings in Demand under the selected programme (Ml/d) input as +ve 2042-43: 0.022898; Gains in Water Available For Use / Savings in Demand under the selected programme (Ml/d) input as +ve 2043-44: 0.022898; Gains in Water Available For Use / Savings in Demand under the selected programme (Ml/d) input as +ve 2044-45: 0.033036; Gains in Water Available For Use / Savings in Demand under the selected programme (Ml/d) input as +ve 2045-46: 0.033036; Gains in Water Available For Use / Savings in Demand under the selected programme (Ml/d) input as +ve 2046-47: 0.033036; Gains in Water Available For Use / Savings in Demand under the selected programme (Ml/d) input as +ve 2047-48: 0.0403; Gains in Water Available For Use / Savings in Demand under the selected programme (Ml/d) input as +ve 2048-49: 0.04728; Gains in Water Available For Use / Savings in Demand under the selected programme (Ml/d) input as +ve 2049-50: 0.053786
51dF | G2. Mandatory water labelling.AWSSUI | WEF g2.AWSSUI | Water efficiency customer education / awareness | Customer Options | N | Least Cost | AWSSUI | Ml/d | 2 | Gains in Water Available For Use / Savings in Demand under the selected programme (Ml/d) input as +ve 2019-20: 0; Gains in Water Available For Use / Savings in Demand under the selected programme (Ml/d) input as +ve 2020-21: 0; Gains in Water Available For Use / Savings in Demand under the selected programme (Ml/d) input as +ve 2021-22: 0; Gains in Water Available For Use / Savings in Demand under the selected programme (Ml/d) input as +ve 2022-23: 0; Gains in Water Available For Use / Savings in Demand under the selected programme (Ml/d) input as +ve 2023-24: 0; Gains in Water Available For Use / Savings in Demand under the selected programme (Ml/d) input as +ve 2024-25: 0; Gains in Water Available For Use / Savings in Demand under the selected programme (Ml/d) input as +ve 2025-26: 0; Gains in Water Available For Use / Savings in Demand under the selected programme (Ml/d) input as +ve 2026-27: 0; Gains in Water Available For Use / Savings in Demand under the selected programme (Ml/d) input as +ve 2027-28: 0; Gains in Water Available For Use / Savings in Demand under the selected programme (Ml/d) input as +ve 2028-29: 0.0089677; Gains in Water Available For Use / Savings in Demand under the selected programme (Ml/d) input as +ve 2029-30: 0.018023; Gains in Water Available For Use / Savings in Demand under the selected programme (Ml/d) input as +ve 2030-31: 0.027176; Gains in Water Available For Use / Savings in Demand under the selected programme (Ml/d) input as +ve 2031-32: 0.036333; Gains in Water Available For Use / Savings in Demand under the selected programme (Ml/d) input as +ve 2032-33: 0.045527; Gains in Water Available For Use / Savings in Demand under the selected programme (Ml/d) input as +ve 2033-34: 0.054819; Gains in Water Available For Use / Savings in Demand under the selected programme (Ml/d) input as +ve 2034-35: 0.083003; Gains in Water Available For Use / Savings in Demand under the selected programme (Ml/d) input as +ve 2035-36: 0.11141; Gains in Water Available For Use / Savings in Demand under the selected programme (Ml/d) input as +ve 2036-37: 0.13998; Gains in Water Available For Use / Savings in Demand under the selected programme (Ml/d) input as +ve 2037-38: 0.16879; Gains in Water Available For Use / Savings in Demand under the selected programme (Ml/d) input as +ve 2038-39: 0.19776; Gains in Water Available For Use / Savings in Demand under the selected programme (Ml/d) input as +ve 2039-40: 0.2272; Gains in Water Available For Use / Savings in Demand under the selected programme (Ml/d) input as +ve 2040-41: 0.25681; Gains in Water Available For Use / Savings in Demand under the selected programme (Ml/d) input as +ve 2041-42: 0.28669; Gains in Water Available For Use / Savings in Demand under the selected programme (Ml/d) input as +ve 2042-43: 0.3168; Gains in Water Available For Use / Savings in Demand under the selected programme (Ml/d) input as +ve 2043-44: 0.3472; Gains in Water Available For Use / Savings in Demand under the selected programme (Ml/d) input as +ve 2044-45: 0.35783; Gains in Water Available For Use / Savings in Demand under the selected programme (Ml/d) input as +ve 2045-46: 0.36848; Gains in Water Available For Use / Savings in Demand under the selected programme (Ml/d) input as +ve 2046-47: 0.37921; Gains in Water Available For Use / Savings in Demand under the selected programme (Ml/d) input as +ve 2047-48: 0.39007; Gains in Water Available For Use / Savings in Demand under the selected programme (Ml/d) input as +ve 2048-49: 0.40097; Gains in Water Available For Use / Savings in Demand under the selected programme (Ml/d) input as +ve 2049-50: 0.41203
51dF | G2. Mandatory water labelling.AWSSUI | WEF g2.AWSSUI | Water efficiency customer education / awareness | Customer Options | N | Ofwat Core | AWSSUI | Ml/d | 2 | Gains in Water Available For Use / Savings in Demand under the selected programme (Ml/d) input as +ve 2019-20: 0; Gains in Water Available For Use / Savings in Demand under the selected programme (Ml/d) input as +ve 2020-21: 0; Gains in Water Available For Use / Savings in Demand under the selected programme (Ml/d) input as +ve 2021-22: 0; Gains in Water Available For Use / Savings in Demand under the selected programme (Ml/d) input as +ve 2022-23: 0; Gains in Water Available For Use / Savings in Demand under the selected programme (Ml/d) input as +ve 2023-24: 0; Gains in Water Available For Use / Savings in Demand under the selected programme (Ml/d) input as +ve 2024-25: 0; Gains in Water Available For Use / Savings in Demand under the selected programme (Ml/d) input as +ve 2025-26: 0; Gains in Water Available For Use / Savings in Demand under the selected programme (Ml/d) input as +ve 2026-27: 0; Gains in Water Available For Use / Savings in Demand under the selected programme (Ml/d) input as +ve 2027-28: 0; Gains in Water Available For Use / Savings in Demand under the selected programme (Ml/d) input as +ve 2028-29: 0.0089677; Gains in Water Available For Use / Savings in Demand under the selected programme (Ml/d) input as +ve 2029-30: 0.018023; Gains in Water Available For Use / Savings in Demand under the selected programme (Ml/d) input as +ve 2030-31: 0.027176; Gains in Water Available For Use / Savings in Demand under the selected programme (Ml/d) input as +ve 2031-32: 0.036333; Gains in Water Available For Use / Savings in Demand under the selected programme (Ml/d) input as +ve 2032-33: 0.045527; Gains in Water Available For Use / Savings in Demand under the selected programme (Ml/d) input as +ve 2033-34: 0.054819; Gains in Water Available For Use / Savings in Demand under the selected programme (Ml/d) input as +ve 2034-35: 0.083003; Gains in Water Available For Use / Savings in Demand under the selected programme (Ml/d) input as +ve 2035-36: 0.11141; Gains in Water Available For Use / Savings in Demand under the selected programme (Ml/d) input as +ve 2036-37: 0.13998; Gains in Water Available For Use / Savings in Demand under the selected programme (Ml/d) input as +ve 2037-38: 0.16879; Gains in Water Available For Use / Savings in Demand under the selected programme (Ml/d) input as +ve 2038-39: 0.19776; Gains in Water Available For Use / Savings in Demand under the selected programme (Ml/d) input as +ve 2039-40: 0.2272; Gains in Water Available For Use / Savings in Demand under the selected programme (Ml/d) input as +ve 2040-41: 0.25681; Gains in Water Available For Use / Savings in Demand under the selected programme (Ml/d) input as +ve 2041-42: 0.28669; Gains in Water Available For Use / Savings in Demand under the selected programme (Ml/d) input as +ve 2042-43: 0.3168; Gains in Water Available For Use / Savings in Demand under the selected programme (Ml/d) input as +ve 2043-44: 0.3472; Gains in Water Available For Use / Savings in Demand under the selected programme (Ml/d) input as +ve 2044-45: 0.35783; Gains in Water Available For Use / Savings in Demand under the selected programme (Ml/d) input as +ve 2045-46: 0.36848; Gains in Water Available For Use / Savings in Demand under the selected programme (Ml/d) input as +ve 2046-47: 0.37921; Gains in Water Available For Use / Savings in Demand under the selected programme (Ml/d) input as +ve 2047-48: 0.39007; Gains in Water Available For Use / Savings in Demand under the selected programme (Ml/d) input as +ve 2048-49: 0.40097; Gains in Water Available For Use / Savings in Demand under the selected programme (Ml/d) input as +ve 2049-50: 0.41203
51dP | G2. Mandatory water labelling.AWSSUI | WEF g2.AWSSUI | Water efficiency customer education / awareness | Customer Options | N | Preferred | AWSSUI | Ml/d | 2 | Gains in Water Available For Use / Savings in Demand under the selected programme (Ml/d) input as +ve 2019-20: 0; Gains in Water Available For Use / Savings in Demand under the selected programme (Ml/d) input as +ve 2020-21: 0; Gains in Water Available For Use / Savings in Demand under the selected programme (Ml/d) input as +ve 2021-22: 0; Gains in Water Available For Use / Savings in Demand under the selected programme (Ml/d) input as +ve 2022-23: 0; Gains in Water Available For Use / Savings in Demand under the selected programme (Ml/d) input as +ve 2023-24: 0; Gains in Water Available For Use / Savings in Demand under the selected programme (Ml/d) input as +ve 2024-25: 0; Gains in Water Available For Use / Savings in Demand under the selected programme (Ml/d) input as +ve 2025-26: 0; Gains in Water Available For Use / Savings in Demand under the selected programme (Ml/d) input as +ve 2026-27: 0; Gains in Water Available For Use / Savings in Demand under the selected programme (Ml/d) input as +ve 2027-28: 0; Gains in Water Available For Use / Savings in Demand under the selected programme (Ml/d) input as +ve 2028-29: 0.0089677; Gains in Water Available For Use / Savings in Demand under the selected programme (Ml/d) input as +ve 2029-30: 0.018023; Gains in Water Available For Use / Savings in Demand under the selected programme (Ml/d) input as +ve 2030-31: 0.027176; Gains in Water Available For Use / Savings in Demand under the selected programme (Ml/d) input as +ve 2031-32: 0.036333; Gains in Water Available For Use / Savings in Demand under the selected programme (Ml/d) input as +ve 2032-33: 0.045527; Gains in Water Available For Use / Savings in Demand under the selected programme (Ml/d) input as +ve 2033-34: 0.054819; Gains in Water Available For Use / Savings in Demand under the selected programme (Ml/d) input as +ve 2034-35: 0.083003; Gains in Water Available For Use / Savings in Demand under the selected programme (Ml/d) input as +ve 2035-36: 0.11141; Gains in Water Available For Use / Savings in Demand under the selected programme (Ml/d) input as +ve 2036-37: 0.13998; Gains in Water Available For Use / Savings in Demand under the selected programme (Ml/d) input as +ve 2037-38: 0.16879; Gains in Water Available For Use / Savings in Demand under the selected programme (Ml/d) input as +ve 2038-39: 0.19776; Gains in Water Available For Use / Savings in Demand under the selected programme (Ml/d) input as +ve 2039-40: 0.2272; Gains in Water Available For Use / Savings in Demand under the selected programme (Ml/d) input as +ve 2040-41: 0.25681; Gains in Water Available For Use / Savings in Demand under the selected programme (Ml/d) input as +ve 2041-42: 0.28669; Gains in Water Available For Use / Savings in Demand under the selected programme (Ml/d) input as +ve 2042-43: 0.3168; Gains in Water Available For Use / Savings in Demand under the selected programme (Ml/d) input as +ve 2043-44: 0.3472; Gains in Water Available For Use / Savings in Demand under the selected programme (Ml/d) input as +ve 2044-45: 0.35783; Gains in Water Available For Use / Savings in Demand under the selected programme (Ml/d) input as +ve 2045-46: 0.36848; Gains in Water Available For Use / Savings in Demand under the selected programme (Ml/d) input as +ve 2046-47: 0.37921; Gains in Water Available For Use / Savings in Demand under the selected programme (Ml/d) input as +ve 2047-48: 0.39007; Gains in Water Available For Use / Savings in Demand under the selected programme (Ml/d) input as +ve 2048-49: 0.40097; Gains in Water Available For Use / Savings in Demand under the selected programme (Ml/d) input as +ve 2049-50: 0.41203
51dF | LEA: NHH. NHH CSPL repairs.AWSSUI | LEA: NHH. NHH CSPL repairs.AWSSUI | Supply pipe repairs / replacement | Customer Options | N | Least Cost | AWSSUI | Ml/d | 2 | Gains in Water Available For Use / Savings in Demand under the selected programme (Ml/d) input as +ve 2019-20: 0; Gains in Water Available For Use / Savings in Demand under the selected programme (Ml/d) input as +ve 2020-21: 0; Gains in Water Available For Use / Savings in Demand under the selected programme (Ml/d) input as +ve 2021-22: 0; Gains in Water Available For Use / Savings in Demand under the selected programme (Ml/d) input as +ve 2022-23: 0; Gains in Water Available For Use / Savings in Demand under the selected programme (Ml/d) input as +ve 2023-24: 0; Gains in Water Available For Use / Savings in Demand under the selected programme (Ml/d) input as +ve 2024-25: 0; Gains in Water Available For Use / Savings in Demand under the selected programme (Ml/d) input as +ve 2025-26: 0.0001543; Gains in Water Available For Use / Savings in Demand under the selected programme (Ml/d) input as +ve 2026-27: 0.00029558; Gains in Water Available For Use / Savings in Demand under the selected programme (Ml/d) input as +ve 2027-28: 0.0004233; Gains in Water Available For Use / Savings in Demand under the selected programme (Ml/d) input as +ve 2028-29: 0.00054106; Gains in Water Available For Use / Savings in Demand under the selected programme (Ml/d) input as +ve 2029-30: 0.00065517; Gains in Water Available For Use / Savings in Demand under the selected programme (Ml/d) input as +ve 2030-31: 0.0007696; Gains in Water Available For Use / Savings in Demand under the selected programme (Ml/d) input as +ve 2031-32: 0.00088433; Gains in Water Available For Use / Savings in Demand under the selected programme (Ml/d) input as +ve 2032-33: 0.00099938; Gains in Water Available For Use / Savings in Demand under the selected programme (Ml/d) input as +ve 2033-34: 0.0011148; Gains in Water Available For Use / Savings in Demand under the selected programme (Ml/d) input as +ve 2034-35: 0.0012305; Gains in Water Available For Use / Savings in Demand under the selected programme (Ml/d) input as +ve 2035-36: 0.0013466; Gains in Water Available For Use / Savings in Demand under the selected programme (Ml/d) input as +ve 2036-37: 0.001463; Gains in Water Available For Use / Savings in Demand under the selected programme (Ml/d) input as +ve 2037-38: 0.0015797; Gains in Water Available For Use / Savings in Demand under the selected programme (Ml/d) input as +ve 2038-39: 0.0016967; Gains in Water Available For Use / Savings in Demand under the selected programme (Ml/d) input as +ve 2039-40: 0.0018141; Gains in Water Available For Use / Savings in Demand under the selected programme (Ml/d) input as +ve 2040-41: 0.0019317; Gains in Water Available For Use / Savings in Demand under the selected programme (Ml/d) input as +ve 2041-42: 0.0020496; Gains in Water Available For Use / Savings in Demand under the selected programme (Ml/d) input as +ve 2042-43: 0.0021678; Gains in Water Available For Use / Savings in Demand under the selected programme (Ml/d) input as +ve 2043-44: 0.0022862; Gains in Water Available For Use / Savings in Demand under the selected programme (Ml/d) input as +ve 2044-45: 0.0024049; Gains in Water Available For Use / Savings in Demand under the selected programme (Ml/d) input as +ve 2045-46: 0.0025238; Gains in Water Available For Use / Savings in Demand under the selected programme (Ml/d) input as +ve 2046-47: 0.0026429; Gains in Water Available For Use / Savings in Demand under the selected programme (Ml/d) input as +ve 2047-48: 0.0027622; Gains in Water Available For Use / Savings in Demand under the selected programme (Ml/d) input as +ve 2048-49: 0.0028817; Gains in Water Available For Use / Savings in Demand under the selected programme (Ml/d) input as +ve 2049-50: 0.0030013
51dF | LEA: NHH. NHH CSPL repairs.AWSSUI | LEA: NHH. NHH CSPL repairs.AWSSUI | Supply pipe repairs / replacement | Customer Options | N | Ofwat Core | AWSSUI | Ml/d | 2 | Gains in Water Available For Use / Savings in Demand under the selected programme (Ml/d) input as +ve 2019-20: 0; Gains in Water Available For Use / Savings in Demand under the selected programme (Ml/d) input as +ve 2020-21: 0; Gains in Water Available For Use / Savings in Demand under the selected programme (Ml/d) input as +ve 2021-22: 0; Gains in Water Available For Use / Savings in Demand under the selected programme (Ml/d) input as +ve 2022-23: 0; Gains in Water Available For Use / Savings in Demand under the selected programme (Ml/d) input as +ve 2023-24: 0; Gains in Water Available For Use / Savings in Demand under the selected programme (Ml/d) input as +ve 2024-25: 0; Gains in Water Available For Use / Savings in Demand under the selected programme (Ml/d) input as +ve 2025-26: 0.0001543; Gains in Water Available For Use / Savings in Demand under the selected programme (Ml/d) input as +ve 2026-27: 0.00029558; Gains in Water Available For Use / Savings in Demand under the selected programme (Ml/d) input as +ve 2027-28: 0.0004233; Gains in Water Available For Use / Savings in Demand under the selected programme (Ml/d) input as +ve 2028-29: 0.00054106; Gains in Water Available For Use / Savings in Demand under the selected programme (Ml/d) input as +ve 2029-30: 0.00065517; Gains in Water Available For Use / Savings in Demand under the selected programme (Ml/d) input as +ve 2030-31: 0.0007696; Gains in Water Available For Use / Savings in Demand under the selected programme (Ml/d) input as +ve 2031-32: 0.00088433; Gains in Water Available For Use / Savings in Demand under the selected programme (Ml/d) input as +ve 2032-33: 0.00099938; Gains in Water Available For Use / Savings in Demand under the selected programme (Ml/d) input as +ve 2033-34: 0.0011148; Gains in Water Available For Use / Savings in Demand under the selected programme (Ml/d) input as +ve 2034-35: 0.0012305; Gains in Water Available For Use / Savings in Demand under the selected programme (Ml/d) input as +ve 2035-36: 0.0013466; Gains in Water Available For Use / Savings in Demand under the selected programme (Ml/d) input as +ve 2036-37: 0.001463; Gains in Water Available For Use / Savings in Demand under the selected programme (Ml/d) input as +ve 2037-38: 0.0015797; Gains in Water Available For Use / Savings in Demand under the selected programme (Ml/d) input as +ve 2038-39: 0.0016967; Gains in Water Available For Use / Savings in Demand under the selected programme (Ml/d) input as +ve 2039-40: 0.0018141; Gains in Water Available For Use / Savings in Demand under the selected programme (Ml/d) input as +ve 2040-41: 0.0019317; Gains in Water Available For Use / Savings in Demand under the selected programme (Ml/d) input as +ve 2041-42: 0.0020496; Gains in Water Available For Use / Savings in Demand under the selected programme (Ml/d) input as +ve 2042-43: 0.0021678; Gains in Water Available For Use / Savings in Demand under the selected programme (Ml/d) input as +ve 2043-44: 0.0022862; Gains in Water Available For Use / Savings in Demand under the selected programme (Ml/d) input as +ve 2044-45: 0.0024049; Gains in Water Available For Use / Savings in Demand under the selected programme (Ml/d) input as +ve 2045-46: 0.0025238; Gains in Water Available For Use / Savings in Demand under the selected programme (Ml/d) input as +ve 2046-47: 0.0026429; Gains in Water Available For Use / Savings in Demand under the selected programme (Ml/d) input as +ve 2047-48: 0.0027622; Gains in Water Available For Use / Savings in Demand under the selected programme (Ml/d) input as +ve 2048-49: 0.0028817; Gains in Water Available For Use / Savings in Demand under the selected programme (Ml/d) input as +ve 2049-50: 0.0030013
51dP | LEA: NHH. NHH CSPL repairs.AWSSUI | LEA: NHH. NHH CSPL repairs.AWSSUI | Supply pipe repairs / replacement | Customer Options | N | Preferred | AWSSUI | Ml/d | 2 | Gains in Water Available For Use / Savings in Demand under the selected programme (Ml/d) input as +ve 2019-20: 0; Gains in Water Available For Use / Savings in Demand under the selected programme (Ml/d) input as +ve 2020-21: 0; Gains in Water Available For Use / Savings in Demand under the selected programme (Ml/d) input as +ve 2021-22: 0; Gains in Water Available For Use / Savings in Demand under the selected programme (Ml/d) input as +ve 2022-23: 0; Gains in Water Available For Use / Savings in Demand under the selected programme (Ml/d) input as +ve 2023-24: 0; Gains in Water Available For Use / Savings in Demand under the selected programme (Ml/d) input as +ve 2024-25: 0; Gains in Water Available For Use / Savings in Demand under the selected programme (Ml/d) input as +ve 2025-26: 0.0001543; Gains in Water Available For Use / Savings in Demand under the selected programme (Ml/d) input as +ve 2026-27: 0.00029558; Gains in Water Available For Use / Savings in Demand under the selected programme (Ml/d) input as +ve 2027-28: 0.0004233; Gains in Water Available For Use / Savings in Demand under the selected programme (Ml/d) input as +ve 2028-29: 0.00054106; Gains in Water Available For Use / Savings in Demand under the selected programme (Ml/d) input as +ve 2029-30: 0.00065517; Gains in Water Available For Use / Savings in Demand under the selected programme (Ml/d) input as +ve 2030-31: 0.0007696; Gains in Water Available For Use / Savings in Demand under the selected programme (Ml/d) input as +ve 2031-32: 0.00088433; Gains in Water Available For Use / Savings in Demand under the selected programme (Ml/d) input as +ve 2032-33: 0.00099938; Gains in Water Available For Use / Savings in Demand under the selected programme (Ml/d) input as +ve 2033-34: 0.0011148; Gains in Water Available For Use / Savings in Demand under the selected programme (Ml/d) input as +ve 2034-35: 0.0012305; Gains in Water Available For Use / Savings in Demand under the selected programme (Ml/d) input as +ve 2035-36: 0.0013466; Gains in Water Available For Use / Savings in Demand under the selected programme (Ml/d) input as +ve 2036-37: 0.001463; Gains in Water Available For Use / Savings in Demand under the selected programme (Ml/d) input as +ve 2037-38: 0.0015797; Gains in Water Available For Use / Savings in Demand under the selected programme (Ml/d) input as +ve 2038-39: 0.0016967; Gains in Water Available For Use / Savings in Demand under the selected programme (Ml/d) input as +ve 2039-40: 0.0018141; Gains in Water Available For Use / Savings in Demand under the selected programme (Ml/d) input as +ve 2040-41: 0.0019317; Gains in Water Available For Use / Savings in Demand under the selected programme (Ml/d) input as +ve 2041-42: 0.0020496; Gains in Water Available For Use / Savings in Demand under the selected programme (Ml/d) input as +ve 2042-43: 0.0021678; Gains in Water Available For Use / Savings in Demand under the selected programme (Ml/d) input as +ve 2043-44: 0.0022862; Gains in Water Available For Use / Savings in Demand under the selected programme (Ml/d) input as +ve 2044-45: 0.0024049; Gains in Water Available For Use / Savings in Demand under the selected programme (Ml/d) input as +ve 2045-46: 0.0025238; Gains in Water Available For Use / Savings in Demand under the selected programme (Ml/d) input as +ve 2046-47: 0.0026429; Gains in Water Available For Use / Savings in Demand under the selected programme (Ml/d) input as +ve 2047-48: 0.0027622; Gains in Water Available For Use / Savings in Demand under the selected programme (Ml/d) input as +ve 2048-49: 0.0028817; Gains in Water Available For Use / Savings in Demand under the selected programme (Ml/d) input as +ve 2049-50: 0.0030013
51cP | Mains Replacement (MRMax).AWSSUI | Mains Replacement (MRMax).AWSSUI | Mains replacement (not trunk mains) | Distribution Options | N | Preferred | AWSSUI | Ml/d | 2 | Gains in Water Available For Use / Savings in Demand under the selected programme (Ml/d) input as +ve 2019-20: 0; Gains in Water Available For Use / Savings in Demand under the selected programme (Ml/d) input as +ve 2020-21: 0; Gains in Water Available For Use / Savings in Demand under the selected programme (Ml/d) input as +ve 2021-22: 0; Gains in Water Available For Use / Savings in Demand under the selected programme (Ml/d) input as +ve 2022-23: 0; Gains in Water Available For Use / Savings in Demand under the selected programme (Ml/d) input as +ve 2023-24: 0; Gains in Water Available For Use / Savings in Demand under the selected programme (Ml/d) input as +ve 2024-25: 0; Gains in Water Available For Use / Savings in Demand under the selected programme (Ml/d) input as +ve 2025-26: 0; Gains in Water Available For Use / Savings in Demand under the selected programme (Ml/d) input as +ve 2026-27: 0; Gains in Water Available For Use / Savings in Demand under the selected programme (Ml/d) input as +ve 2027-28: 0; Gains in Water Available For Use / Savings in Demand under the selected programme (Ml/d) input as +ve 2028-29: 0; Gains in Water Available For Use / Savings in Demand under the selected programme (Ml/d) input as +ve 2029-30: 0; Gains in Water Available For Use / Savings in Demand under the selected programme (Ml/d) input as +ve 2030-31: 0; Gains in Water Available For Use / Savings in Demand under the selected programme (Ml/d) input as +ve 2031-32: 0; Gains in Water Available For Use / Savings in Demand under the selected programme (Ml/d) input as +ve 2032-33: 0; Gains in Water Available For Use / Savings in Demand under the selected programme (Ml/d) input as +ve 2033-34: 0; Gains in Water Available For Use / Savings in Demand under the selected programme (Ml/d) input as +ve 2034-35: 0; Gains in Water Available For Use / Savings in Demand under the selected programme (Ml/d) input as +ve 2035-36: 0; Gains in Water Available For Use / Savings in Demand under the selected programme (Ml/d) input as +ve 2036-37: 0; Gains in Water Available For Use / Savings in Demand under the selected programme (Ml/d) input as +ve 2037-38: 0; Gains in Water Available For Use / Savings in Demand under the selected programme (Ml/d) input as +ve 2038-39: 0; Gains in Water Available For Use / Savings in Demand under the selected programme (Ml/d) input as +ve 2039-40: 0; Gains in Water Available For Use / Savings in Demand under the selected programme (Ml/d) input as +ve 2040-41: 0; Gains in Water Available For Use / Savings in Demand under the selected programme (Ml/d) input as +ve 2041-42: 0; Gains in Water Available For Use / Savings in Demand under the selected programme (Ml/d) input as +ve 2042-43: 0; Gains in Water Available For Use / Savings in Demand under the selected programme (Ml/d) input as +ve 2043-44: 0; Gains in Water Available For Use / Savings in Demand under the selected programme (Ml/d) input as +ve 2044-45: 0; Gains in Water Available For Use / Savings in Demand under the selected programme (Ml/d) input as +ve 2045-46: 0; Gains in Water Available For Use / Savings in Demand under the selected programme (Ml/d) input as +ve 2046-47: 0.041242; Gains in Water Available For Use / Savings in Demand under the selected programme (Ml/d) input as +ve 2047-48: 0.041242; Gains in Water Available For Use / Savings in Demand under the selected programme (Ml/d) input as +ve 2048-49: 0.050546; Gains in Water Available For Use / Savings in Demand under the selected programme (Ml/d) input as +ve 2049-50: 0.050546
51dF | NHH. NHH PL repairs.AWSSUI | NHH. NHH PL repairs.AWSSUI | Non-household water audit | Customer Options | N | Least Cost | AWSSUI | Ml/d | 2 | Gains in Water Available For Use / Savings in Demand under the selected programme (Ml/d) input as +ve 2019-20: 0; Gains in Water Available For Use / Savings in Demand under the selected programme (Ml/d) input as +ve 2020-21: 0; Gains in Water Available For Use / Savings in Demand under the selected programme (Ml/d) input as +ve 2021-22: 0; Gains in Water Available For Use / Savings in Demand under the selected programme (Ml/d) input as +ve 2022-23: 0; Gains in Water Available For Use / Savings in Demand under the selected programme (Ml/d) input as +ve 2023-24: 0; Gains in Water Available For Use / Savings in Demand under the selected programme (Ml/d) input as +ve 2024-25: 0; Gains in Water Available For Use / Savings in Demand under the selected programme (Ml/d) input as +ve 2025-26: 0.0043841; Gains in Water Available For Use / Savings in Demand under the selected programme (Ml/d) input as +ve 2026-27: 0.0083985; Gains in Water Available For Use / Savings in Demand under the selected programme (Ml/d) input as +ve 2027-28: 0.012028; Gains in Water Available For Use / Savings in Demand under the selected programme (Ml/d) input as +ve 2028-29: 0.015374; Gains in Water Available For Use / Savings in Demand under the selected programme (Ml/d) input as +ve 2029-30: 0.018616; Gains in Water Available For Use / Savings in Demand under the selected programme (Ml/d) input as +ve 2030-31: 0.021867; Gains in Water Available For Use / Savings in Demand under the selected programme (Ml/d) input as +ve 2031-32: 0.025127; Gains in Water Available For Use / Savings in Demand under the selected programme (Ml/d) input as +ve 2032-33: 0.028396; Gains in Water Available For Use / Savings in Demand under the selected programme (Ml/d) input as +ve 2033-34: 0.031675; Gains in Water Available For Use / Savings in Demand under the selected programme (Ml/d) input as +ve 2034-35: 0.034964; Gains in Water Available For Use / Savings in Demand under the selected programme (Ml/d) input as +ve 2035-36: 0.038262; Gains in Water Available For Use / Savings in Demand under the selected programme (Ml/d) input as +ve 2036-37: 0.041569; Gains in Water Available For Use / Savings in Demand under the selected programme (Ml/d) input as +ve 2037-38: 0.044885; Gains in Water Available For Use / Savings in Demand under the selected programme (Ml/d) input as +ve 2038-39: 0.048211; Gains in Water Available For Use / Savings in Demand under the selected programme (Ml/d) input as +ve 2039-40: 0.051545; Gains in Water Available For Use / Savings in Demand under the selected programme (Ml/d) input as +ve 2040-41: 0.054887; Gains in Water Available For Use / Savings in Demand under the selected programme (Ml/d) input as +ve 2041-42: 0.058237; Gains in Water Available For Use / Savings in Demand under the selected programme (Ml/d) input as +ve 2042-43: 0.061595; Gains in Water Available For Use / Savings in Demand under the selected programme (Ml/d) input as +ve 2043-44: 0.06496; Gains in Water Available For Use / Savings in Demand under the selected programme (Ml/d) input as +ve 2044-45: 0.068332; Gains in Water Available For Use / Savings in Demand under the selected programme (Ml/d) input as +ve 2045-46: 0.071711; Gains in Water Available For Use / Savings in Demand under the selected programme (Ml/d) input as +ve 2046-47: 0.075095; Gains in Water Available For Use / Savings in Demand under the selected programme (Ml/d) input as +ve 2047-48: 0.078485; Gains in Water Available For Use / Savings in Demand under the selected programme (Ml/d) input as +ve 2048-49: 0.08188; Gains in Water Available For Use / Savings in Demand under the selected programme (Ml/d) input as +ve 2049-50: 0.08528
51dF | NHH. NHH PL repairs.AWSSUI | NHH. NHH PL repairs.AWSSUI | Non-household water audit | Customer Options | N | Ofwat Core | AWSSUI | Ml/d | 2 | Gains in Water Available For Use / Savings in Demand under the selected programme (Ml/d) input as +ve 2019-20: 0; Gains in Water Available For Use / Savings in Demand under the selected programme (Ml/d) input as +ve 2020-21: 0; Gains in Water Available For Use / Savings in Demand under the selected programme (Ml/d) input as +ve 2021-22: 0; Gains in Water Available For Use / Savings in Demand under the selected programme (Ml/d) input as +ve 2022-23: 0; Gains in Water Available For Use / Savings in Demand under the selected programme (Ml/d) input as +ve 2023-24: 0; Gains in Water Available For Use / Savings in Demand under the selected programme (Ml/d) input as +ve 2024-25: 0; Gains in Water Available For Use / Savings in Demand under the selected programme (Ml/d) input as +ve 2025-26: 0.0043841; Gains in Water Available For Use / Savings in Demand under the selected programme (Ml/d) input as +ve 2026-27: 0.0083985; Gains in Water Available For Use / Savings in Demand under the selected programme (Ml/d) input as +ve 2027-28: 0.012028; Gains in Water Available For Use / Savings in Demand under the selected programme (Ml/d) input as +ve 2028-29: 0.015374; Gains in Water Available For Use / Savings in Demand under the selected programme (Ml/d) input as +ve 2029-30: 0.018616; Gains in Water Available For Use / Savings in Demand under the selected programme (Ml/d) input as +ve 2030-31: 0.021867; Gains in Water Available For Use / Savings in Demand under the selected programme (Ml/d) input as +ve 2031-32: 0.025127; Gains in Water Available For Use / Savings in Demand under the selected programme (Ml/d) input as +ve 2032-33: 0.028396; Gains in Water Available For Use / Savings in Demand under the selected programme (Ml/d) input as +ve 2033-34: 0.031675; Gains in Water Available For Use / Savings in Demand under the selected programme (Ml/d) input as +ve 2034-35: 0.034964; Gains in Water Available For Use / Savings in Demand under the selected programme (Ml/d) input as +ve 2035-36: 0.038262; Gains in Water Available For Use / Savings in Demand under the selected programme (Ml/d) input as +ve 2036-37: 0.041569; Gains in Water Available For Use / Savings in Demand under the selected programme (Ml/d) input as +ve 2037-38: 0.044885; Gains in Water Available For Use / Savings in Demand under the selected programme (Ml/d) input as +ve 2038-39: 0.048211; Gains in Water Available For Use / Savings in Demand under the selected programme (Ml/d) input as +ve 2039-40: 0.051545; Gains in Water Available For Use / Savings in Demand under the selected programme (Ml/d) input as +ve 2040-41: 0.054887; Gains in Water Available For Use / Savings in Demand under the selected programme (Ml/d) input as +ve 2041-42: 0.058237; Gains in Water Available For Use / Savings in Demand under the selected programme (Ml/d) input as +ve 2042-43: 0.061595; Gains in Water Available For Use / Savings in Demand under the selected programme (Ml/d) input as +ve 2043-44: 0.06496; Gains in Water Available For Use / Savings in Demand under the selected programme (Ml/d) input as +ve 2044-45: 0.068332; Gains in Water Available For Use / Savings in Demand under the selected programme (Ml/d) input as +ve 2045-46: 0.071711; Gains in Water Available For Use / Savings in Demand under the selected programme (Ml/d) input as +ve 2046-47: 0.075095; Gains in Water Available For Use / Savings in Demand under the selected programme (Ml/d) input as +ve 2047-48: 0.078485; Gains in Water Available For Use / Savings in Demand under the selected programme (Ml/d) input as +ve 2048-49: 0.08188; Gains in Water Available For Use / Savings in Demand under the selected programme (Ml/d) input as +ve 2049-50: 0.08528
51dP | NHH. NHH PL repairs.AWSSUI | NHH. NHH PL repairs.AWSSUI | Non-household water audit | Customer Options | N | Preferred | AWSSUI | Ml/d | 2 | Gains in Water Available For Use / Savings in Demand under the selected programme (Ml/d) input as +ve 2019-20: 0; Gains in Water Available For Use / Savings in Demand under the selected programme (Ml/d) input as +ve 2020-21: 0; Gains in Water Available For Use / Savings in Demand under the selected programme (Ml/d) input as +ve 2021-22: 0; Gains in Water Available For Use / Savings in Demand under the selected programme (Ml/d) input as +ve 2022-23: 0; Gains in Water Available For Use / Savings in Demand under the selected programme (Ml/d) input as +ve 2023-24: 0; Gains in Water Available For Use / Savings in Demand under the selected programme (Ml/d) input as +ve 2024-25: 0; Gains in Water Available For Use / Savings in Demand under the selected programme (Ml/d) input as +ve 2025-26: 0.0043841; Gains in Water Available For Use / Savings in Demand under the selected programme (Ml/d) input as +ve 2026-27: 0.0083985; Gains in Water Available For Use / Savings in Demand under the selected programme (Ml/d) input as +ve 2027-28: 0.012028; Gains in Water Available For Use / Savings in Demand under the selected programme (Ml/d) input as +ve 2028-29: 0.015374; Gains in Water Available For Use / Savings in Demand under the selected programme (Ml/d) input as +ve 2029-30: 0.018616; Gains in Water Available For Use / Savings in Demand under the selected programme (Ml/d) input as +ve 2030-31: 0.021867; Gains in Water Available For Use / Savings in Demand under the selected programme (Ml/d) input as +ve 2031-32: 0.025127; Gains in Water Available For Use / Savings in Demand under the selected programme (Ml/d) input as +ve 2032-33: 0.028396; Gains in Water Available For Use / Savings in Demand under the selected programme (Ml/d) input as +ve 2033-34: 0.031675; Gains in Water Available For Use / Savings in Demand under the selected programme (Ml/d) input as +ve 2034-35: 0.034964; Gains in Water Available For Use / Savings in Demand under the selected programme (Ml/d) input as +ve 2035-36: 0.038262; Gains in Water Available For Use / Savings in Demand under the selected programme (Ml/d) input as +ve 2036-37: 0.041569; Gains in Water Available For Use / Savings in Demand under the selected programme (Ml/d) input as +ve 2037-38: 0.044885; Gains in Water Available For Use / Savings in Demand under the selected programme (Ml/d) input as +ve 2038-39: 0.048211; Gains in Water Available For Use / Savings in Demand under the selected programme (Ml/d) input as +ve 2039-40: 0.051545; Gains in Water Available For Use / Savings in Demand under the selected programme (Ml/d) input as +ve 2040-41: 0.054887; Gains in Water Available For Use / Savings in Demand under the selected programme (Ml/d) input as +ve 2041-42: 0.058237; Gains in Water Available For Use / Savings in Demand under the selected programme (Ml/d) input as +ve 2042-43: 0.061595; Gains in Water Available For Use / Savings in Demand under the selected programme (Ml/d) input as +ve 2043-44: 0.06496; Gains in Water Available For Use / Savings in Demand under the selected programme (Ml/d) input as +ve 2044-45: 0.068332; Gains in Water Available For Use / Savings in Demand under the selected programme (Ml/d) input as +ve 2045-46: 0.071711; Gains in Water Available For Use / Savings in Demand under the selected programme (Ml/d) input as +ve 2046-47: 0.075095; Gains in Water Available For Use / Savings in Demand under the selected programme (Ml/d) input as +ve 2047-48: 0.078485; Gains in Water Available For Use / Savings in Demand under the selected programme (Ml/d) input as +ve 2048-49: 0.08188; Gains in Water Available For Use / Savings in Demand under the selected programme (Ml/d) input as +ve 2049-50: 0.08528
51dF | NHH. NHH PL100 repairs.AWSSUI | NHH. NHH PL100 repairs.AWSSUI | Non-household water audit | Customer Options | N | Least Cost | AWSSUI | Ml/d | 2 | Gains in Water Available For Use / Savings in Demand under the selected programme (Ml/d) input as +ve 2019-20: 0; Gains in Water Available For Use / Savings in Demand under the selected programme (Ml/d) input as +ve 2020-21: 0; Gains in Water Available For Use / Savings in Demand under the selected programme (Ml/d) input as +ve 2021-22: 0; Gains in Water Available For Use / Savings in Demand under the selected programme (Ml/d) input as +ve 2022-23: 0; Gains in Water Available For Use / Savings in Demand under the selected programme (Ml/d) input as +ve 2023-24: 0; Gains in Water Available For Use / Savings in Demand under the selected programme (Ml/d) input as +ve 2024-25: 0; Gains in Water Available For Use / Savings in Demand under the selected programme (Ml/d) input as +ve 2025-26: 0.0010778; Gains in Water Available For Use / Savings in Demand under the selected programme (Ml/d) input as +ve 2026-27: 0.0020646; Gains in Water Available For Use / Savings in Demand under the selected programme (Ml/d) input as +ve 2027-28: 0.0029568; Gains in Water Available For Use / Savings in Demand under the selected programme (Ml/d) input as +ve 2028-29: 0.0037793; Gains in Water Available For Use / Savings in Demand under the selected programme (Ml/d) input as +ve 2029-30: 0.0045765; Gains in Water Available For Use / Savings in Demand under the selected programme (Ml/d) input as +ve 2030-31: 0.0053757; Gains in Water Available For Use / Savings in Demand under the selected programme (Ml/d) input as +ve 2031-32: 0.0061771; Gains in Water Available For Use / Savings in Demand under the selected programme (Ml/d) input as +ve 2032-33: 0.0069808; Gains in Water Available For Use / Savings in Demand under the selected programme (Ml/d) input as +ve 2033-34: 0.0077868; Gains in Water Available For Use / Savings in Demand under the selected programme (Ml/d) input as +ve 2034-35: 0.0085953; Gains in Water Available For Use / Savings in Demand under the selected programme (Ml/d) input as +ve 2035-36: 0.009406; Gains in Water Available For Use / Savings in Demand under the selected programme (Ml/d) input as +ve 2036-37: 0.010219; Gains in Water Available For Use / Savings in Demand under the selected programme (Ml/d) input as +ve 2037-38: 0.011034; Gains in Water Available For Use / Savings in Demand under the selected programme (Ml/d) input as +ve 2038-39: 0.011852; Gains in Water Available For Use / Savings in Demand under the selected programme (Ml/d) input as +ve 2039-40: 0.012671; Gains in Water Available For Use / Savings in Demand under the selected programme (Ml/d) input as +ve 2040-41: 0.013493; Gains in Water Available For Use / Savings in Demand under the selected programme (Ml/d) input as +ve 2041-42: 0.014317; Gains in Water Available For Use / Savings in Demand under the selected programme (Ml/d) input as +ve 2042-43: 0.015142; Gains in Water Available For Use / Savings in Demand under the selected programme (Ml/d) input as +ve 2043-44: 0.015969; Gains in Water Available For Use / Savings in Demand under the selected programme (Ml/d) input as +ve 2044-45: 0.016798; Gains in Water Available For Use / Savings in Demand under the selected programme (Ml/d) input as +ve 2045-46: 0.017629; Gains in Water Available For Use / Savings in Demand under the selected programme (Ml/d) input as +ve 2046-47: 0.018461; Gains in Water Available For Use / Savings in Demand under the selected programme (Ml/d) input as +ve 2047-48: 0.019294; Gains in Water Available For Use / Savings in Demand under the selected programme (Ml/d) input as +ve 2048-49: 0.020129; Gains in Water Available For Use / Savings in Demand under the selected programme (Ml/d) input as +ve 2049-50: 0.020965
51dF | NHH. NHH PL100 repairs.AWSSUI | NHH. NHH PL100 repairs.AWSSUI | Non-household water audit | Customer Options | N | Ofwat Core | AWSSUI | Ml/d | 2 | Gains in Water Available For Use / Savings in Demand under the selected programme (Ml/d) input as +ve 2019-20: 0; Gains in Water Available For Use / Savings in Demand under the selected programme (Ml/d) input as +ve 2020-21: 0; Gains in Water Available For Use / Savings in Demand under the selected programme (Ml/d) input as +ve 2021-22: 0; Gains in Water Available For Use / Savings in Demand under the selected programme (Ml/d) input as +ve 2022-23: 0; Gains in Water Available For Use / Savings in Demand under the selected programme (Ml/d) input as +ve 2023-24: 0; Gains in Water Available For Use / Savings in Demand under the selected programme (Ml/d) input as +ve 2024-25: 0; Gains in Water Available For Use / Savings in Demand under the selected programme (Ml/d) input as +ve 2025-26: 0.0010778; Gains in Water Available For Use / Savings in Demand under the selected programme (Ml/d) input as +ve 2026-27: 0.0020646; Gains in Water Available For Use / Savings in Demand under the selected programme (Ml/d) input as +ve 2027-28: 0.0029568; Gains in Water Available For Use / Savings in Demand under the selected programme (Ml/d) input as +ve 2028-29: 0.0037793; Gains in Water Available For Use / Savings in Demand under the selected programme (Ml/d) input as +ve 2029-30: 0.0045765; Gains in Water Available For Use / Savings in Demand under the selected programme (Ml/d) input as +ve 2030-31: 0.0053757; Gains in Water Available For Use / Savings in Demand under the selected programme (Ml/d) input as +ve 2031-32: 0.0061771; Gains in Water Available For Use / Savings in Demand under the selected programme (Ml/d) input as +ve 2032-33: 0.0069808; Gains in Water Available For Use / Savings in Demand under the selected programme (Ml/d) input as +ve 2033-34: 0.0077868; Gains in Water Available For Use / Savings in Demand under the selected programme (Ml/d) input as +ve 2034-35: 0.0085953; Gains in Water Available For Use / Savings in Demand under the selected programme (Ml/d) input as +ve 2035-36: 0.009406; Gains in Water Available For Use / Savings in Demand under the selected programme (Ml/d) input as +ve 2036-37: 0.010219; Gains in Water Available For Use / Savings in Demand under the selected programme (Ml/d) input as +ve 2037-38: 0.011034; Gains in Water Available For Use / Savings in Demand under the selected programme (Ml/d) input as +ve 2038-39: 0.011852; Gains in Water Available For Use / Savings in Demand under the selected programme (Ml/d) input as +ve 2039-40: 0.012671; Gains in Water Available For Use / Savings in Demand under the selected programme (Ml/d) input as +ve 2040-41: 0.013493; Gains in Water Available For Use / Savings in Demand under the selected programme (Ml/d) input as +ve 2041-42: 0.014317; Gains in Water Available For Use / Savings in Demand under the selected programme (Ml/d) input as +ve 2042-43: 0.015142; Gains in Water Available For Use / Savings in Demand under the selected programme (Ml/d) input as +ve 2043-44: 0.015969; Gains in Water Available For Use / Savings in Demand under the selected programme (Ml/d) input as +ve 2044-45: 0.016798; Gains in Water Available For Use / Savings in Demand under the selected programme (Ml/d) input as +ve 2045-46: 0.017629; Gains in Water Available For Use / Savings in Demand under the selected programme (Ml/d) input as +ve 2046-47: 0.018461; Gains in Water Available For Use / Savings in Demand under the selected programme (Ml/d) input as +ve 2047-48: 0.019294; Gains in Water Available For Use / Savings in Demand under the selected programme (Ml/d) input as +ve 2048-49: 0.020129; Gains in Water Available For Use / Savings in Demand under the selected programme (Ml/d) input as +ve 2049-50: 0.020965
51dP | NHH. NHH PL100 repairs.AWSSUI | NHH. NHH PL100 repairs.AWSSUI | Non-household water audit | Customer Options | N | Preferred | AWSSUI | Ml/d | 2 | Gains in Water Available For Use / Savings in Demand under the selected programme (Ml/d) input as +ve 2019-20: 0; Gains in Water Available For Use / Savings in Demand under the selected programme (Ml/d) input as +ve 2020-21: 0; Gains in Water Available For Use / Savings in Demand under the selected programme (Ml/d) input as +ve 2021-22: 0; Gains in Water Available For Use / Savings in Demand under the selected programme (Ml/d) input as +ve 2022-23: 0; Gains in Water Available For Use / Savings in Demand under the selected programme (Ml/d) input as +ve 2023-24: 0; Gains in Water Available For Use / Savings in Demand under the selected programme (Ml/d) input as +ve 2024-25: 0; Gains in Water Available For Use / Savings in Demand under the selected programme (Ml/d) input as +ve 2025-26: 0.0010778; Gains in Water Available For Use / Savings in Demand under the selected programme (Ml/d) input as +ve 2026-27: 0.0020646; Gains in Water Available For Use / Savings in Demand under the selected programme (Ml/d) input as +ve 2027-28: 0.0029568; Gains in Water Available For Use / Savings in Demand under the selected programme (Ml/d) input as +ve 2028-29: 0.0037793; Gains in Water Available For Use / Savings in Demand under the selected programme (Ml/d) input as +ve 2029-30: 0.0045765; Gains in Water Available For Use / Savings in Demand under the selected programme (Ml/d) input as +ve 2030-31: 0.0053757; Gains in Water Available For Use / Savings in Demand under the selected programme (Ml/d) input as +ve 2031-32: 0.0061771; Gains in Water Available For Use / Savings in Demand under the selected programme (Ml/d) input as +ve 2032-33: 0.0069808; Gains in Water Available For Use / Savings in Demand under the selected programme (Ml/d) input as +ve 2033-34: 0.0077868; Gains in Water Available For Use / Savings in Demand under the selected programme (Ml/d) input as +ve 2034-35: 0.0085953; Gains in Water Available For Use / Savings in Demand under the selected programme (Ml/d) input as +ve 2035-36: 0.009406; Gains in Water Available For Use / Savings in Demand under the selected programme (Ml/d) input as +ve 2036-37: 0.010219; Gains in Water Available For Use / Savings in Demand under the selected programme (Ml/d) input as +ve 2037-38: 0.011034; Gains in Water Available For Use / Savings in Demand under the selected programme (Ml/d) input as +ve 2038-39: 0.011852; Gains in Water Available For Use / Savings in Demand under the selected programme (Ml/d) input as +ve 2039-40: 0.012671; Gains in Water Available For Use / Savings in Demand under the selected programme (Ml/d) input as +ve 2040-41: 0.013493; Gains in Water Available For Use / Savings in Demand under the selected programme (Ml/d) input as +ve 2041-42: 0.014317; Gains in Water Available For Use / Savings in Demand under the selected programme (Ml/d) input as +ve 2042-43: 0.015142; Gains in Water Available For Use / Savings in Demand under the selected programme (Ml/d) input as +ve 2043-44: 0.015969; Gains in Water Available For Use / Savings in Demand under the selected programme (Ml/d) input as +ve 2044-45: 0.016798; Gains in Water Available For Use / Savings in Demand under the selected programme (Ml/d) input as +ve 2045-46: 0.017629; Gains in Water Available For Use / Savings in Demand under the selected programme (Ml/d) input as +ve 2046-47: 0.018461; Gains in Water Available For Use / Savings in Demand under the selected programme (Ml/d) input as +ve 2047-48: 0.019294; Gains in Water Available For Use / Savings in Demand under the selected programme (Ml/d) input as +ve 2048-49: 0.020129; Gains in Water Available For Use / Savings in Demand under the selected programme (Ml/d) input as +ve 2049-50: 0.020965
51dF | NHH. WEF Visit Lower.AWSSUI | NHH. WEF Visit Lower.AWSSUI | Non-household water audit | Customer Options | N | Least Cost | AWSSUI | Ml/d | 2 | Gains in Water Available For Use / Savings in Demand under the selected programme (Ml/d) input as +ve 2019-20: 0; Gains in Water Available For Use / Savings in Demand under the selected programme (Ml/d) input as +ve 2020-21: 0; Gains in Water Available For Use / Savings in Demand under the selected programme (Ml/d) input as +ve 2021-22: 0; Gains in Water Available For Use / Savings in Demand under the selected programme (Ml/d) input as +ve 2022-23: 0; Gains in Water Available For Use / Savings in Demand under the selected programme (Ml/d) input as +ve 2023-24: 0; Gains in Water Available For Use / Savings in Demand under the selected programme (Ml/d) input as +ve 2024-25: 0; Gains in Water Available For Use / Savings in Demand under the selected programme (Ml/d) input as +ve 2025-26: 0.0025895; Gains in Water Available For Use / Savings in Demand under the selected programme (Ml/d) input as +ve 2026-27: 0.0049605; Gains in Water Available For Use / Savings in Demand under the selected programme (Ml/d) input as +ve 2027-28: 0.0071041; Gains in Water Available For Use / Savings in Demand under the selected programme (Ml/d) input as +ve 2028-29: 0.0090802; Gains in Water Available For Use / Savings in Demand under the selected programme (Ml/d) input as +ve 2029-30: 0.010995; Gains in Water Available For Use / Savings in Demand under the selected programme (Ml/d) input as +ve 2030-31: 0.012916; Gains in Water Available For Use / Savings in Demand under the selected programme (Ml/d) input as +ve 2031-32: 0.014841; Gains in Water Available For Use / Savings in Demand under the selected programme (Ml/d) input as +ve 2032-33: 0.016772; Gains in Water Available For Use / Savings in Demand under the selected programme (Ml/d) input as +ve 2033-34: 0.018709; Gains in Water Available For Use / Savings in Demand under the selected programme (Ml/d) input as +ve 2034-35: 0.020651; Gains in Water Available For Use / Savings in Demand under the selected programme (Ml/d) input as +ve 2035-36: 0.022599; Gains in Water Available For Use / Savings in Demand under the selected programme (Ml/d) input as +ve 2036-37: 0.024552; Gains in Water Available For Use / Savings in Demand under the selected programme (Ml/d) input as +ve 2037-38: 0.026511; Gains in Water Available For Use / Savings in Demand under the selected programme (Ml/d) input as +ve 2038-39: 0.028475; Gains in Water Available For Use / Savings in Demand under the selected programme (Ml/d) input as +ve 2039-40: 0.030444; Gains in Water Available For Use / Savings in Demand under the selected programme (Ml/d) input as +ve 2040-41: 0.032418; Gains in Water Available For Use / Savings in Demand under the selected programme (Ml/d) input as +ve 2041-42: 0.034397; Gains in Water Available For Use / Savings in Demand under the selected programme (Ml/d) input as +ve 2042-43: 0.03638; Gains in Water Available For Use / Savings in Demand under the selected programme (Ml/d) input as +ve 2043-44: 0.038368; Gains in Water Available For Use / Savings in Demand under the selected programme (Ml/d) input as +ve 2044-45: 0.04036; Gains in Water Available For Use / Savings in Demand under the selected programme (Ml/d) input as +ve 2045-46: 0.042355; Gains in Water Available For Use / Savings in Demand under the selected programme (Ml/d) input as +ve 2046-47: 0.044354; Gains in Water Available For Use / Savings in Demand under the selected programme (Ml/d) input as +ve 2047-48: 0.046357; Gains in Water Available For Use / Savings in Demand under the selected programme (Ml/d) input as +ve 2048-49: 0.048362; Gains in Water Available For Use / Savings in Demand under the selected programme (Ml/d) input as +ve 2049-50: 0.05037
51dF | NHH. WEF Visit Lower.AWSSUI | NHH. WEF Visit Lower.AWSSUI | Non-household water audit | Customer Options | N | Ofwat Core | AWSSUI | Ml/d | 2 | Gains in Water Available For Use / Savings in Demand under the selected programme (Ml/d) input as +ve 2019-20: 0; Gains in Water Available For Use / Savings in Demand under the selected programme (Ml/d) input as +ve 2020-21: 0; Gains in Water Available For Use / Savings in Demand under the selected programme (Ml/d) input as +ve 2021-22: 0; Gains in Water Available For Use / Savings in Demand under the selected programme (Ml/d) input as +ve 2022-23: 0; Gains in Water Available For Use / Savings in Demand under the selected programme (Ml/d) input as +ve 2023-24: 0; Gains in Water Available For Use / Savings in Demand under the selected programme (Ml/d) input as +ve 2024-25: 0; Gains in Water Available For Use / Savings in Demand under the selected programme (Ml/d) input as +ve 2025-26: 0.0025895; Gains in Water Available For Use / Savings in Demand under the selected programme (Ml/d) input as +ve 2026-27: 0.0049605; Gains in Water Available For Use / Savings in Demand under the selected programme (Ml/d) input as +ve 2027-28: 0.0071041; Gains in Water Available For Use / Savings in Demand under the selected programme (Ml/d) input as +ve 2028-29: 0.0090802; Gains in Water Available For Use / Savings in Demand under the selected programme (Ml/d) input as +ve 2029-30: 0.010995; Gains in Water Available For Use / Savings in Demand under the selected programme (Ml/d) input as +ve 2030-31: 0.012916; Gains in Water Available For Use / Savings in Demand under the selected programme (Ml/d) input as +ve 2031-32: 0.014841; Gains in Water Available For Use / Savings in Demand under the selected programme (Ml/d) input as +ve 2032-33: 0.016772; Gains in Water Available For Use / Savings in Demand under the selected programme (Ml/d) input as +ve 2033-34: 0.018709; Gains in Water Available For Use / Savings in Demand under the selected programme (Ml/d) input as +ve 2034-35: 0.020651; Gains in Water Available For Use / Savings in Demand under the selected programme (Ml/d) input as +ve 2035-36: 0.022599; Gains in Water Available For Use / Savings in Demand under the selected programme (Ml/d) input as +ve 2036-37: 0.024552; Gains in Water Available For Use / Savings in Demand under the selected programme (Ml/d) input as +ve 2037-38: 0.026511; Gains in Water Available For Use / Savings in Demand under the selected programme (Ml/d) input as +ve 2038-39: 0.028475; Gains in Water Available For Use / Savings in Demand under the selected programme (Ml/d) input as +ve 2039-40: 0.030444; Gains in Water Available For Use / Savings in Demand under the selected programme (Ml/d) input as +ve 2040-41: 0.032418; Gains in Water Available For Use / Savings in Demand under the selected programme (Ml/d) input as +ve 2041-42: 0.034397; Gains in Water Available For Use / Savings in Demand under the selected programme (Ml/d) input as +ve 2042-43: 0.03638; Gains in Water Available For Use / Savings in Demand under the selected programme (Ml/d) input as +ve 2043-44: 0.038368; Gains in Water Available For Use / Savings in Demand under the selected programme (Ml/d) input as +ve 2044-45: 0.04036; Gains in Water Available For Use / Savings in Demand under the selected programme (Ml/d) input as +ve 2045-46: 0.042355; Gains in Water Available For Use / Savings in Demand under the selected programme (Ml/d) input as +ve 2046-47: 0.044354; Gains in Water Available For Use / Savings in Demand under the selected programme (Ml/d) input as +ve 2047-48: 0.046357; Gains in Water Available For Use / Savings in Demand under the selected programme (Ml/d) input as +ve 2048-49: 0.048362; Gains in Water Available For Use / Savings in Demand under the selected programme (Ml/d) input as +ve 2049-50: 0.05037
51dP | NHH. WEF Visit Lower.AWSSUI | NHH. WEF Visit Lower.AWSSUI | Non-household water audit | Customer Options | N | Preferred | AWSSUI | Ml/d | 2 | Gains in Water Available For Use / Savings in Demand under the selected programme (Ml/d) input as +ve 2019-20: 0; Gains in Water Available For Use / Savings in Demand under the selected programme (Ml/d) input as +ve 2020-21: 0; Gains in Water Available For Use / Savings in Demand under the selected programme (Ml/d) input as +ve 2021-22: 0; Gains in Water Available For Use / Savings in Demand under the selected programme (Ml/d) input as +ve 2022-23: 0; Gains in Water Available For Use / Savings in Demand under the selected programme (Ml/d) input as +ve 2023-24: 0; Gains in Water Available For Use / Savings in Demand under the selected programme (Ml/d) input as +ve 2024-25: 0; Gains in Water Available For Use / Savings in Demand under the selected programme (Ml/d) input as +ve 2025-26: 0.0025895; Gains in Water Available For Use / Savings in Demand under the selected programme (Ml/d) input as +ve 2026-27: 0.0049605; Gains in Water Available For Use / Savings in Demand under the selected programme (Ml/d) input as +ve 2027-28: 0.0071041; Gains in Water Available For Use / Savings in Demand under the selected programme (Ml/d) input as +ve 2028-29: 0.0090802; Gains in Water Available For Use / Savings in Demand under the selected programme (Ml/d) input as +ve 2029-30: 0.010995; Gains in Water Available For Use / Savings in Demand under the selected programme (Ml/d) input as +ve 2030-31: 0.012916; Gains in Water Available For Use / Savings in Demand under the selected programme (Ml/d) input as +ve 2031-32: 0.014841; Gains in Water Available For Use / Savings in Demand under the selected programme (Ml/d) input as +ve 2032-33: 0.016772; Gains in Water Available For Use / Savings in Demand under the selected programme (Ml/d) input as +ve 2033-34: 0.018709; Gains in Water Available For Use / Savings in Demand under the selected programme (Ml/d) input as +ve 2034-35: 0.020651; Gains in Water Available For Use / Savings in Demand under the selected programme (Ml/d) input as +ve 2035-36: 0.022599; Gains in Water Available For Use / Savings in Demand under the selected programme (Ml/d) input as +ve 2036-37: 0.024552; Gains in Water Available For Use / Savings in Demand under the selected programme (Ml/d) input as +ve 2037-38: 0.026511; Gains in Water Available For Use / Savings in Demand under the selected programme (Ml/d) input as +ve 2038-39: 0.028475; Gains in Water Available For Use / Savings in Demand under the selected programme (Ml/d) input as +ve 2039-40: 0.030444; Gains in Water Available For Use / Savings in Demand under the selected programme (Ml/d) input as +ve 2040-41: 0.032418; Gains in Water Available For Use / Savings in Demand under the selected programme (Ml/d) input as +ve 2041-42: 0.034397; Gains in Water Available For Use / Savings in Demand under the selected programme (Ml/d) input as +ve 2042-43: 0.03638; Gains in Water Available For Use / Savings in Demand under the selected programme (Ml/d) input as +ve 2043-44: 0.038368; Gains in Water Available For Use / Savings in Demand under the selected programme (Ml/d) input as +ve 2044-45: 0.04036; Gains in Water Available For Use / Savings in Demand under the selected programme (Ml/d) input as +ve 2045-46: 0.042355; Gains in Water Available For Use / Savings in Demand under the selected programme (Ml/d) input as +ve 2046-47: 0.044354; Gains in Water Available For Use / Savings in Demand under the selected programme (Ml/d) input as +ve 2047-48: 0.046357; Gains in Water Available For Use / Savings in Demand under the selected programme (Ml/d) input as +ve 2048-49: 0.048362; Gains in Water Available For Use / Savings in Demand under the selected programme (Ml/d) input as +ve 2049-50: 0.05037
51dF | NHH. WEF Visit Super High.AWSSUI | NHH. WEF Visit Super High.AWSSUI | Non-household water audit | Customer Options | N | Least Cost | AWSSUI | Ml/d | 2 | Gains in Water Available For Use / Savings in Demand under the selected programme (Ml/d) input as +ve 2019-20: 0; Gains in Water Available For Use / Savings in Demand under the selected programme (Ml/d) input as +ve 2020-21: 0; Gains in Water Available For Use / Savings in Demand under the selected programme (Ml/d) input as +ve 2021-22: 0; Gains in Water Available For Use / Savings in Demand under the selected programme (Ml/d) input as +ve 2022-23: 0; Gains in Water Available For Use / Savings in Demand under the selected programme (Ml/d) input as +ve 2023-24: 0; Gains in Water Available For Use / Savings in Demand under the selected programme (Ml/d) input as +ve 2024-25: 0; Gains in Water Available For Use / Savings in Demand under the selected programme (Ml/d) input as +ve 2025-26: 0.0026655; Gains in Water Available For Use / Savings in Demand under the selected programme (Ml/d) input as +ve 2026-27: 0.0051062; Gains in Water Available For Use / Savings in Demand under the selected programme (Ml/d) input as +ve 2027-28: 0.0073127; Gains in Water Available For Use / Savings in Demand under the selected programme (Ml/d) input as +ve 2028-29: 0.0093469; Gains in Water Available For Use / Savings in Demand under the selected programme (Ml/d) input as +ve 2029-30: 0.011318; Gains in Water Available For Use / Savings in Demand under the selected programme (Ml/d) input as +ve 2030-31: 0.013295; Gains in Water Available For Use / Savings in Demand under the selected programme (Ml/d) input as +ve 2031-32: 0.015277; Gains in Water Available For Use / Savings in Demand under the selected programme (Ml/d) input as +ve 2032-33: 0.017265; Gains in Water Available For Use / Savings in Demand under the selected programme (Ml/d) input as +ve 2033-34: 0.019258; Gains in Water Available For Use / Savings in Demand under the selected programme (Ml/d) input as +ve 2034-35: 0.021258; Gains in Water Available For Use / Savings in Demand under the selected programme (Ml/d) input as +ve 2035-36: 0.023263; Gains in Water Available For Use / Savings in Demand under the selected programme (Ml/d) input as +ve 2036-37: 0.025273; Gains in Water Available For Use / Savings in Demand under the selected programme (Ml/d) input as +ve 2037-38: 0.02729; Gains in Water Available For Use / Savings in Demand under the selected programme (Ml/d) input as +ve 2038-39: 0.029311; Gains in Water Available For Use / Savings in Demand under the selected programme (Ml/d) input as +ve 2039-40: 0.031338; Gains in Water Available For Use / Savings in Demand under the selected programme (Ml/d) input as +ve 2040-41: 0.03337; Gains in Water Available For Use / Savings in Demand under the selected programme (Ml/d) input as +ve 2041-42: 0.035407; Gains in Water Available For Use / Savings in Demand under the selected programme (Ml/d) input as +ve 2042-43: 0.037449; Gains in Water Available For Use / Savings in Demand under the selected programme (Ml/d) input as +ve 2043-44: 0.039495; Gains in Water Available For Use / Savings in Demand under the selected programme (Ml/d) input as +ve 2044-45: 0.041545; Gains in Water Available For Use / Savings in Demand under the selected programme (Ml/d) input as +ve 2045-46: 0.043599; Gains in Water Available For Use / Savings in Demand under the selected programme (Ml/d) input as +ve 2046-47: 0.045657; Gains in Water Available For Use / Savings in Demand under the selected programme (Ml/d) input as +ve 2047-48: 0.047718; Gains in Water Available For Use / Savings in Demand under the selected programme (Ml/d) input as +ve 2048-49: 0.049782; Gains in Water Available For Use / Savings in Demand under the selected programme (Ml/d) input as +ve 2049-50: 0.051849
51dF | NHH. WEF Visit Super High.AWSSUI | NHH. WEF Visit Super High.AWSSUI | Non-household water audit | Customer Options | N | Ofwat Core | AWSSUI | Ml/d | 2 | Gains in Water Available For Use / Savings in Demand under the selected programme (Ml/d) input as +ve 2019-20: 0; Gains in Water Available For Use / Savings in Demand under the selected programme (Ml/d) input as +ve 2020-21: 0; Gains in Water Available For Use / Savings in Demand under the selected programme (Ml/d) input as +ve 2021-22: 0; Gains in Water Available For Use / Savings in Demand under the selected programme (Ml/d) input as +ve 2022-23: 0; Gains in Water Available For Use / Savings in Demand under the selected programme (Ml/d) input as +ve 2023-24: 0; Gains in Water Available For Use / Savings in Demand under the selected programme (Ml/d) input as +ve 2024-25: 0; Gains in Water Available For Use / Savings in Demand under the selected programme (Ml/d) input as +ve 2025-26: 0.0026655; Gains in Water Available For Use / Savings in Demand under the selected programme (Ml/d) input as +ve 2026-27: 0.0051062; Gains in Water Available For Use / Savings in Demand under the selected programme (Ml/d) input as +ve 2027-28: 0.0073127; Gains in Water Available For Use / Savings in Demand under the selected programme (Ml/d) input as +ve 2028-29: 0.0093469; Gains in Water Available For Use / Savings in Demand under the selected programme (Ml/d) input as +ve 2029-30: 0.011318; Gains in Water Available For Use / Savings in Demand under the selected programme (Ml/d) input as +ve 2030-31: 0.013295; Gains in Water Available For Use / Savings in Demand under the selected programme (Ml/d) input as +ve 2031-32: 0.015277; Gains in Water Available For Use / Savings in Demand under the selected programme (Ml/d) input as +ve 2032-33: 0.017265; Gains in Water Available For Use / Savings in Demand under the selected programme (Ml/d) input as +ve 2033-34: 0.019258; Gains in Water Available For Use / Savings in Demand under the selected programme (Ml/d) input as +ve 2034-35: 0.021258; Gains in Water Available For Use / Savings in Demand under the selected programme (Ml/d) input as +ve 2035-36: 0.023263; Gains in Water Available For Use / Savings in Demand under the selected programme (Ml/d) input as +ve 2036-37: 0.025273; Gains in Water Available For Use / Savings in Demand under the selected programme (Ml/d) input as +ve 2037-38: 0.02729; Gains in Water Available For Use / Savings in Demand under the selected programme (Ml/d) input as +ve 2038-39: 0.029311; Gains in Water Available For Use / Savings in Demand under the selected programme (Ml/d) input as +ve 2039-40: 0.031338; Gains in Water Available For Use / Savings in Demand under the selected programme (Ml/d) input as +ve 2040-41: 0.03337; Gains in Water Available For Use / Savings in Demand under the selected programme (Ml/d) input as +ve 2041-42: 0.035407; Gains in Water Available For Use / Savings in Demand under the selected programme (Ml/d) input as +ve 2042-43: 0.037449; Gains in Water Available For Use / Savings in Demand under the selected programme (Ml/d) input as +ve 2043-44: 0.039495; Gains in Water Available For Use / Savings in Demand under the selected programme (Ml/d) input as +ve 2044-45: 0.041545; Gains in Water Available For Use / Savings in Demand under the selected programme (Ml/d) input as +ve 2045-46: 0.043599; Gains in Water Available For Use / Savings in Demand under the selected programme (Ml/d) input as +ve 2046-47: 0.045657; Gains in Water Available For Use / Savings in Demand under the selected programme (Ml/d) input as +ve 2047-48: 0.047718; Gains in Water Available For Use / Savings in Demand under the selected programme (Ml/d) input as +ve 2048-49: 0.049782; Gains in Water Available For Use / Savings in Demand under the selected programme (Ml/d) input as +ve 2049-50: 0.051849
51dP | NHH. WEF Visit Super High.AWSSUI | NHH. WEF Visit Super High.AWSSUI | Non-household water audit | Customer Options | N | Preferred | AWSSUI | Ml/d | 2 | Gains in Water Available For Use / Savings in Demand under the selected programme (Ml/d) input as +ve 2019-20: 0; Gains in Water Available For Use / Savings in Demand under the selected programme (Ml/d) input as +ve 2020-21: 0; Gains in Water Available For Use / Savings in Demand under the selected programme (Ml/d) input as +ve 2021-22: 0; Gains in Water Available For Use / Savings in Demand under the selected programme (Ml/d) input as +ve 2022-23: 0; Gains in Water Available For Use / Savings in Demand under the selected programme (Ml/d) input as +ve 2023-24: 0; Gains in Water Available For Use / Savings in Demand under the selected programme (Ml/d) input as +ve 2024-25: 0; Gains in Water Available For Use / Savings in Demand under the selected programme (Ml/d) input as +ve 2025-26: 0.0026655; Gains in Water Available For Use / Savings in Demand under the selected programme (Ml/d) input as +ve 2026-27: 0.0051062; Gains in Water Available For Use / Savings in Demand under the selected programme (Ml/d) input as +ve 2027-28: 0.0073127; Gains in Water Available For Use / Savings in Demand under the selected programme (Ml/d) input as +ve 2028-29: 0.0093469; Gains in Water Available For Use / Savings in Demand under the selected programme (Ml/d) input as +ve 2029-30: 0.011318; Gains in Water Available For Use / Savings in Demand under the selected programme (Ml/d) input as +ve 2030-31: 0.013295; Gains in Water Available For Use / Savings in Demand under the selected programme (Ml/d) input as +ve 2031-32: 0.015277; Gains in Water Available For Use / Savings in Demand under the selected programme (Ml/d) input as +ve 2032-33: 0.017265; Gains in Water Available For Use / Savings in Demand under the selected programme (Ml/d) input as +ve 2033-34: 0.019258; Gains in Water Available For Use / Savings in Demand under the selected programme (Ml/d) input as +ve 2034-35: 0.021258; Gains in Water Available For Use / Savings in Demand under the selected programme (Ml/d) input as +ve 2035-36: 0.023263; Gains in Water Available For Use / Savings in Demand under the selected programme (Ml/d) input as +ve 2036-37: 0.025273; Gains in Water Available For Use / Savings in Demand under the selected programme (Ml/d) input as +ve 2037-38: 0.02729; Gains in Water Available For Use / Savings in Demand under the selected programme (Ml/d) input as +ve 2038-39: 0.029311; Gains in Water Available For Use / Savings in Demand under the selected programme (Ml/d) input as +ve 2039-40: 0.031338; Gains in Water Available For Use / Savings in Demand under the selected programme (Ml/d) input as +ve 2040-41: 0.03337; Gains in Water Available For Use / Savings in Demand under the selected programme (Ml/d) input as +ve 2041-42: 0.035407; Gains in Water Available For Use / Savings in Demand under the selected programme (Ml/d) input as +ve 2042-43: 0.037449; Gains in Water Available For Use / Savings in Demand under the selected programme (Ml/d) input as +ve 2043-44: 0.039495; Gains in Water Available For Use / Savings in Demand under the selected programme (Ml/d) input as +ve 2044-45: 0.041545; Gains in Water Available For Use / Savings in Demand under the selected programme (Ml/d) input as +ve 2045-46: 0.043599; Gains in Water Available For Use / Savings in Demand under the selected programme (Ml/d) input as +ve 2046-47: 0.045657; Gains in Water Available For Use / Savings in Demand under the selected programme (Ml/d) input as +ve 2047-48: 0.047718; Gains in Water Available For Use / Savings in Demand under the selected programme (Ml/d) input as +ve 2048-49: 0.049782; Gains in Water Available For Use / Savings in Demand under the selected programme (Ml/d) input as +ve 2049-50: 0.051849
51dF | NHH. WEF Visit Upper.AWSSUI | NHH. WEF Visit Upper.AWSSUI | Non-household water audit | Customer Options | N | Least Cost | AWSSUI | Ml/d | 2 | Gains in Water Available For Use / Savings in Demand under the selected programme (Ml/d) input as +ve 2019-20: 0; Gains in Water Available For Use / Savings in Demand under the selected programme (Ml/d) input as +ve 2020-21: 0; Gains in Water Available For Use / Savings in Demand under the selected programme (Ml/d) input as +ve 2021-22: 0; Gains in Water Available For Use / Savings in Demand under the selected programme (Ml/d) input as +ve 2022-23: 0; Gains in Water Available For Use / Savings in Demand under the selected programme (Ml/d) input as +ve 2023-24: 0; Gains in Water Available For Use / Savings in Demand under the selected programme (Ml/d) input as +ve 2024-25: 0; Gains in Water Available For Use / Savings in Demand under the selected programme (Ml/d) input as +ve 2025-26: 0.0013988; Gains in Water Available For Use / Savings in Demand under the selected programme (Ml/d) input as +ve 2026-27: 0.0026795; Gains in Water Available For Use / Savings in Demand under the selected programme (Ml/d) input as +ve 2027-28: 0.0038374; Gains in Water Available For Use / Savings in Demand under the selected programme (Ml/d) input as +ve 2028-29: 0.0049049; Gains in Water Available For Use / Savings in Demand under the selected programme (Ml/d) input as +ve 2029-30: 0.0059395; Gains in Water Available For Use / Savings in Demand under the selected programme (Ml/d) input as +ve 2030-31: 0.0069768; Gains in Water Available For Use / Savings in Demand under the selected programme (Ml/d) input as +ve 2031-32: 0.0080169; Gains in Water Available For Use / Savings in Demand under the selected programme (Ml/d) input as +ve 2032-33: 0.0090599; Gains in Water Available For Use / Savings in Demand under the selected programme (Ml/d) input as +ve 2033-34: 0.010106; Gains in Water Available For Use / Savings in Demand under the selected programme (Ml/d) input as +ve 2034-35: 0.011155; Gains in Water Available For Use / Savings in Demand under the selected programme (Ml/d) input as +ve 2035-36: 0.012207; Gains in Water Available For Use / Savings in Demand under the selected programme (Ml/d) input as +ve 2036-37: 0.013263; Gains in Water Available For Use / Savings in Demand under the selected programme (Ml/d) input as +ve 2037-38: 0.014321; Gains in Water Available For Use / Savings in Demand under the selected programme (Ml/d) input as +ve 2038-39: 0.015382; Gains in Water Available For Use / Savings in Demand under the selected programme (Ml/d) input as +ve 2039-40: 0.016445; Gains in Water Available For Use / Savings in Demand under the selected programme (Ml/d) input as +ve 2040-41: 0.017512; Gains in Water Available For Use / Savings in Demand under the selected programme (Ml/d) input as +ve 2041-42: 0.018581; Gains in Water Available For Use / Savings in Demand under the selected programme (Ml/d) input as +ve 2042-43: 0.019652; Gains in Water Available For Use / Savings in Demand under the selected programme (Ml/d) input as +ve 2043-44: 0.020726; Gains in Water Available For Use / Savings in Demand under the selected programme (Ml/d) input as +ve 2044-45: 0.021801; Gains in Water Available For Use / Savings in Demand under the selected programme (Ml/d) input as +ve 2045-46: 0.022879; Gains in Water Available For Use / Savings in Demand under the selected programme (Ml/d) input as +ve 2046-47: 0.023959; Gains in Water Available For Use / Savings in Demand under the selected programme (Ml/d) input as +ve 2047-48: 0.025041; Gains in Water Available For Use / Savings in Demand under the selected programme (Ml/d) input as +ve 2048-49: 0.026124; Gains in Water Available For Use / Savings in Demand under the selected programme (Ml/d) input as +ve 2049-50: 0.027209
51dF | NHH. WEF Visit Upper.AWSSUI | NHH. WEF Visit Upper.AWSSUI | Non-household water audit | Customer Options | N | Ofwat Core | AWSSUI | Ml/d | 2 | Gains in Water Available For Use / Savings in Demand under the selected programme (Ml/d) input as +ve 2019-20: 0; Gains in Water Available For Use / Savings in Demand under the selected programme (Ml/d) input as +ve 2020-21: 0; Gains in Water Available For Use / Savings in Demand under the selected programme (Ml/d) input as +ve 2021-22: 0; Gains in Water Available For Use / Savings in Demand under the selected programme (Ml/d) input as +ve 2022-23: 0; Gains in Water Available For Use / Savings in Demand under the selected programme (Ml/d) input as +ve 2023-24: 0; Gains in Water Available For Use / Savings in Demand under the selected programme (Ml/d) input as +ve 2024-25: 0; Gains in Water Available For Use / Savings in Demand under the selected programme (Ml/d) input as +ve 2025-26: 0.0013988; Gains in Water Available For Use / Savings in Demand under the selected programme (Ml/d) input as +ve 2026-27: 0.0026795; Gains in Water Available For Use / Savings in Demand under the selected programme (Ml/d) input as +ve 2027-28: 0.0038374; Gains in Water Available For Use / Savings in Demand under the selected programme (Ml/d) input as +ve 2028-29: 0.0049049; Gains in Water Available For Use / Savings in Demand under the selected programme (Ml/d) input as +ve 2029-30: 0.0059395; Gains in Water Available For Use / Savings in Demand under the selected programme (Ml/d) input as +ve 2030-31: 0.0069768; Gains in Water Available For Use / Savings in Demand under the selected programme (Ml/d) input as +ve 2031-32: 0.0080169; Gains in Water Available For Use / Savings in Demand under the selected programme (Ml/d) input as +ve 2032-33: 0.0090599; Gains in Water Available For Use / Savings in Demand under the selected programme (Ml/d) input as +ve 2033-34: 0.010106; Gains in Water Available For Use / Savings in Demand under the selected programme (Ml/d) input as +ve 2034-35: 0.011155; Gains in Water Available For Use / Savings in Demand under the selected programme (Ml/d) input as +ve 2035-36: 0.012207; Gains in Water Available For Use / Savings in Demand under the selected programme (Ml/d) input as +ve 2036-37: 0.013263; Gains in Water Available For Use / Savings in Demand under the selected programme (Ml/d) input as +ve 2037-38: 0.014321; Gains in Water Available For Use / Savings in Demand under the selected programme (Ml/d) input as +ve 2038-39: 0.015382; Gains in Water Available For Use / Savings in Demand under the selected programme (Ml/d) input as +ve 2039-40: 0.016445; Gains in Water Available For Use / Savings in Demand under the selected programme (Ml/d) input as +ve 2040-41: 0.017512; Gains in Water Available For Use / Savings in Demand under the selected programme (Ml/d) input as +ve 2041-42: 0.018581; Gains in Water Available For Use / Savings in Demand under the selected programme (Ml/d) input as +ve 2042-43: 0.019652; Gains in Water Available For Use / Savings in Demand under the selected programme (Ml/d) input as +ve 2043-44: 0.020726; Gains in Water Available For Use / Savings in Demand under the selected programme (Ml/d) input as +ve 2044-45: 0.021801; Gains in Water Available For Use / Savings in Demand under the selected programme (Ml/d) input as +ve 2045-46: 0.022879; Gains in Water Available For Use / Savings in Demand under the selected programme (Ml/d) input as +ve 2046-47: 0.023959; Gains in Water Available For Use / Savings in Demand under the selected programme (Ml/d) input as +ve 2047-48: 0.025041; Gains in Water Available For Use / Savings in Demand under the selected programme (Ml/d) input as +ve 2048-49: 0.026124; Gains in Water Available For Use / Savings in Demand under the selected programme (Ml/d) input as +ve 2049-50: 0.027209
51dP | NHH. WEF Visit Upper.AWSSUI | NHH. WEF Visit Upper.AWSSUI | Non-household water audit | Customer Options | N | Preferred | AWSSUI | Ml/d | 2 | Gains in Water Available For Use / Savings in Demand under the selected programme (Ml/d) input as +ve 2019-20: 0; Gains in Water Available For Use / Savings in Demand under the selected programme (Ml/d) input as +ve 2020-21: 0; Gains in Water Available For Use / Savings in Demand under the selected programme (Ml/d) input as +ve 2021-22: 0; Gains in Water Available For Use / Savings in Demand under the selected programme (Ml/d) input as +ve 2022-23: 0; Gains in Water Available For Use / Savings in Demand under the selected programme (Ml/d) input as +ve 2023-24: 0; Gains in Water Available For Use / Savings in Demand under the selected programme (Ml/d) input as +ve 2024-25: 0; Gains in Water Available For Use / Savings in Demand under the selected programme (Ml/d) input as +ve 2025-26: 0.0013988; Gains in Water Available For Use / Savings in Demand under the selected programme (Ml/d) input as +ve 2026-27: 0.0026795; Gains in Water Available For Use / Savings in Demand under the selected programme (Ml/d) input as +ve 2027-28: 0.0038374; Gains in Water Available For Use / Savings in Demand under the selected programme (Ml/d) input as +ve 2028-29: 0.0049049; Gains in Water Available For Use / Savings in Demand under the selected programme (Ml/d) input as +ve 2029-30: 0.0059395; Gains in Water Available For Use / Savings in Demand under the selected programme (Ml/d) input as +ve 2030-31: 0.0069768; Gains in Water Available For Use / Savings in Demand under the selected programme (Ml/d) input as +ve 2031-32: 0.0080169; Gains in Water Available For Use / Savings in Demand under the selected programme (Ml/d) input as +ve 2032-33: 0.0090599; Gains in Water Available For Use / Savings in Demand under the selected programme (Ml/d) input as +ve 2033-34: 0.010106; Gains in Water Available For Use / Savings in Demand under the selected programme (Ml/d) input as +ve 2034-35: 0.011155; Gains in Water Available For Use / Savings in Demand under the selected programme (Ml/d) input as +ve 2035-36: 0.012207; Gains in Water Available For Use / Savings in Demand under the selected programme (Ml/d) input as +ve 2036-37: 0.013263; Gains in Water Available For Use / Savings in Demand under the selected programme (Ml/d) input as +ve 2037-38: 0.014321; Gains in Water Available For Use / Savings in Demand under the selected programme (Ml/d) input as +ve 2038-39: 0.015382; Gains in Water Available For Use / Savings in Demand under the selected programme (Ml/d) input as +ve 2039-40: 0.016445; Gains in Water Available For Use / Savings in Demand under the selected programme (Ml/d) input as +ve 2040-41: 0.017512; Gains in Water Available For Use / Savings in Demand under the selected programme (Ml/d) input as +ve 2041-42: 0.018581; Gains in Water Available For Use / Savings in Demand under the selected programme (Ml/d) input as +ve 2042-43: 0.019652; Gains in Water Available For Use / Savings in Demand under the selected programme (Ml/d) input as +ve 2043-44: 0.020726; Gains in Water Available For Use / Savings in Demand under the selected programme (Ml/d) input as +ve 2044-45: 0.021801; Gains in Water Available For Use / Savings in Demand under the selected programme (Ml/d) input as +ve 2045-46: 0.022879; Gains in Water Available For Use / Savings in Demand under the selected programme (Ml/d) input as +ve 2046-47: 0.023959; Gains in Water Available For Use / Savings in Demand under the selected programme (Ml/d) input as +ve 2047-48: 0.025041; Gains in Water Available For Use / Savings in Demand under the selected programme (Ml/d) input as +ve 2048-49: 0.026124; Gains in Water Available For Use / Savings in Demand under the selected programme (Ml/d) input as +ve 2049-50: 0.027209
51dF | Smart Metering.AWSSUI | Smart Metering.AWSSUI | Metering other selective | Customer Options | N | Least Cost | AWSSUI | Ml/d | 2 | Gains in Water Available For Use / Savings in Demand under the selected programme (Ml/d) input as +ve 2019-20: 0; Gains in Water Available For Use / Savings in Demand under the selected programme (Ml/d) input as +ve 2020-21: 0; Gains in Water Available For Use / Savings in Demand under the selected programme (Ml/d) input as +ve 2021-22: 0; Gains in Water Available For Use / Savings in Demand under the selected programme (Ml/d) input as +ve 2022-23: 0; Gains in Water Available For Use / Savings in Demand under the selected programme (Ml/d) input as +ve 2023-24: 0; Gains in Water Available For Use / Savings in Demand under the selected programme (Ml/d) input as +ve 2024-25: 0; Gains in Water Available For Use / Savings in Demand under the selected programme (Ml/d) input as +ve 2025-26: 0.09029; Gains in Water Available For Use / Savings in Demand under the selected programme (Ml/d) input as +ve 2026-27: 0.10187; Gains in Water Available For Use / Savings in Demand under the selected programme (Ml/d) input as +ve 2027-28: 0.11345; Gains in Water Available For Use / Savings in Demand under the selected programme (Ml/d) input as +ve 2028-29: 0.12525; Gains in Water Available For Use / Savings in Demand under the selected programme (Ml/d) input as +ve 2029-30: 0.13711; Gains in Water Available For Use / Savings in Demand under the selected programme (Ml/d) input as +ve 2030-31: 0.14924; Gains in Water Available For Use / Savings in Demand under the selected programme (Ml/d) input as +ve 2031-32: 0.16145; Gains in Water Available For Use / Savings in Demand under the selected programme (Ml/d) input as +ve 2032-33: 0.16314; Gains in Water Available For Use / Savings in Demand under the selected programme (Ml/d) input as +ve 2033-34: 0.16489; Gains in Water Available For Use / Savings in Demand under the selected programme (Ml/d) input as +ve 2034-35: 0.16661; Gains in Water Available For Use / Savings in Demand under the selected programme (Ml/d) input as +ve 2035-36: 0.16832; Gains in Water Available For Use / Savings in Demand under the selected programme (Ml/d) input as +ve 2036-37: 0.16995; Gains in Water Available For Use / Savings in Demand under the selected programme (Ml/d) input as +ve 2037-38: 0.17158; Gains in Water Available For Use / Savings in Demand under the selected programme (Ml/d) input as +ve 2038-39: 0.17316; Gains in Water Available For Use / Savings in Demand under the selected programme (Ml/d) input as +ve 2039-40: 0.17478; Gains in Water Available For Use / Savings in Demand under the selected programme (Ml/d) input as +ve 2040-41: 0.17651; Gains in Water Available For Use / Savings in Demand under the selected programme (Ml/d) input as +ve 2041-42: 0.17804; Gains in Water Available For Use / Savings in Demand under the selected programme (Ml/d) input as +ve 2042-43: 0.17953; Gains in Water Available For Use / Savings in Demand under the selected programme (Ml/d) input as +ve 2043-44: 0.181; Gains in Water Available For Use / Savings in Demand under the selected programme (Ml/d) input as +ve 2044-45: 0.18243; Gains in Water Available For Use / Savings in Demand under the selected programme (Ml/d) input as +ve 2045-46: 0.18362; Gains in Water Available For Use / Savings in Demand under the selected programme (Ml/d) input as +ve 2046-47: 0.18478; Gains in Water Available For Use / Savings in Demand under the selected programme (Ml/d) input as +ve 2047-48: 0.18593; Gains in Water Available For Use / Savings in Demand under the selected programme (Ml/d) input as +ve 2048-49: 0.18706; Gains in Water Available For Use / Savings in Demand under the selected programme (Ml/d) input as +ve 2049-50: 0.18805
51dF | Smart Metering.AWSSUI | Smart Metering.AWSSUI | Metering other selective | Customer Options | N | Ofwat Core | AWSSUI | Ml/d | 2 | Gains in Water Available For Use / Savings in Demand under the selected programme (Ml/d) input as +ve 2019-20: 0; Gains in Water Available For Use / Savings in Demand under the selected programme (Ml/d) input as +ve 2020-21: 0; Gains in Water Available For Use / Savings in Demand under the selected programme (Ml/d) input as +ve 2021-22: 0; Gains in Water Available For Use / Savings in Demand under the selected programme (Ml/d) input as +ve 2022-23: 0; Gains in Water Available For Use / Savings in Demand under the selected programme (Ml/d) input as +ve 2023-24: 0; Gains in Water Available For Use / Savings in Demand under the selected programme (Ml/d) input as +ve 2024-25: 0; Gains in Water Available For Use / Savings in Demand under the selected programme (Ml/d) input as +ve 2025-26: 0.09029; Gains in Water Available For Use / Savings in Demand under the selected programme (Ml/d) input as +ve 2026-27: 0.10187; Gains in Water Available For Use / Savings in Demand under the selected programme (Ml/d) input as +ve 2027-28: 0.11345; Gains in Water Available For Use / Savings in Demand under the selected programme (Ml/d) input as +ve 2028-29: 0.12525; Gains in Water Available For Use / Savings in Demand under the selected programme (Ml/d) input as +ve 2029-30: 0.13711; Gains in Water Available For Use / Savings in Demand under the selected programme (Ml/d) input as +ve 2030-31: 0.14924; Gains in Water Available For Use / Savings in Demand under the selected programme (Ml/d) input as +ve 2031-32: 0.16145; Gains in Water Available For Use / Savings in Demand under the selected programme (Ml/d) input as +ve 2032-33: 0.16314; Gains in Water Available For Use / Savings in Demand under the selected programme (Ml/d) input as +ve 2033-34: 0.16489; Gains in Water Available For Use / Savings in Demand under the selected programme (Ml/d) input as +ve 2034-35: 0.16661; Gains in Water Available For Use / Savings in Demand under the selected programme (Ml/d) input as +ve 2035-36: 0.16832; Gains in Water Available For Use / Savings in Demand under the selected programme (Ml/d) input as +ve 2036-37: 0.16995; Gains in Water Available For Use / Savings in Demand under the selected programme (Ml/d) input as +ve 2037-38: 0.17158; Gains in Water Available For Use / Savings in Demand under the selected programme (Ml/d) input as +ve 2038-39: 0.17316; Gains in Water Available For Use / Savings in Demand under the selected programme (Ml/d) input as +ve 2039-40: 0.17478; Gains in Water Available For Use / Savings in Demand under the selected programme (Ml/d) input as +ve 2040-41: 0.17651; Gains in Water Available For Use / Savings in Demand under the selected programme (Ml/d) input as +ve 2041-42: 0.17804; Gains in Water Available For Use / Savings in Demand under the selected programme (Ml/d) input as +ve 2042-43: 0.17953; Gains in Water Available For Use / Savings in Demand under the selected programme (Ml/d) input as +ve 2043-44: 0.181; Gains in Water Available For Use / Savings in Demand under the selected programme (Ml/d) input as +ve 2044-45: 0.18243; Gains in Water Available For Use / Savings in Demand under the selected programme (Ml/d) input as +ve 2045-46: 0.18362; Gains in Water Available For Use / Savings in Demand under the selected programme (Ml/d) input as +ve 2046-47: 0.18478; Gains in Water Available For Use / Savings in Demand under the selected programme (Ml/d) input as +ve 2047-48: 0.18593; Gains in Water Available For Use / Savings in Demand under the selected programme (Ml/d) input as +ve 2048-49: 0.18706; Gains in Water Available For Use / Savings in Demand under the selected programme (Ml/d) input as +ve 2049-50: 0.18805
51dP | Smart Metering.AWSSUI | Smart Metering.AWSSUI | Metering other selective | Customer Options | N | Preferred | AWSSUI | Ml/d | 2 | Gains in Water Available For Use / Savings in Demand under the selected programme (Ml/d) input as +ve 2019-20: 0; Gains in Water Available For Use / Savings in Demand under the selected programme (Ml/d) input as +ve 2020-21: 0; Gains in Water Available For Use / Savings in Demand under the selected programme (Ml/d) input as +ve 2021-22: 0; Gains in Water Available For Use / Savings in Demand under the selected programme (Ml/d) input as +ve 2022-23: 0; Gains in Water Available For Use / Savings in Demand under the selected programme (Ml/d) input as +ve 2023-24: 0; Gains in Water Available For Use / Savings in Demand under the selected programme (Ml/d) input as +ve 2024-25: 0; Gains in Water Available For Use / Savings in Demand under the selected programme (Ml/d) input as +ve 2025-26: 0.09029; Gains in Water Available For Use / Savings in Demand under the selected programme (Ml/d) input as +ve 2026-27: 0.10187; Gains in Water Available For Use / Savings in Demand under the selected programme (Ml/d) input as +ve 2027-28: 0.11345; Gains in Water Available For Use / Savings in Demand under the selected programme (Ml/d) input as +ve 2028-29: 0.12525; Gains in Water Available For Use / Savings in Demand under the selected programme (Ml/d) input as +ve 2029-30: 0.13711; Gains in Water Available For Use / Savings in Demand under the selected programme (Ml/d) input as +ve 2030-31: 0.14924; Gains in Water Available For Use / Savings in Demand under the selected programme (Ml/d) input as +ve 2031-32: 0.16145; Gains in Water Available For Use / Savings in Demand under the selected programme (Ml/d) input as +ve 2032-33: 0.16314; Gains in Water Available For Use / Savings in Demand under the selected programme (Ml/d) input as +ve 2033-34: 0.16489; Gains in Water Available For Use / Savings in Demand under the selected programme (Ml/d) input as +ve 2034-35: 0.16661; Gains in Water Available For Use / Savings in Demand under the selected programme (Ml/d) input as +ve 2035-36: 0.16832; Gains in Water Available For Use / Savings in Demand under the selected programme (Ml/d) input as +ve 2036-37: 0.16995; Gains in Water Available For Use / Savings in Demand under the selected programme (Ml/d) input as +ve 2037-38: 0.17158; Gains in Water Available For Use / Savings in Demand under the selected programme (Ml/d) input as +ve 2038-39: 0.17316; Gains in Water Available For Use / Savings in Demand under the selected programme (Ml/d) input as +ve 2039-40: 0.17478; Gains in Water Available For Use / Savings in Demand under the selected programme (Ml/d) input as +ve 2040-41: 0.17651; Gains in Water Available For Use / Savings in Demand under the selected programme (Ml/d) input as +ve 2041-42: 0.17804; Gains in Water Available For Use / Savings in Demand under the selected programme (Ml/d) input as +ve 2042-43: 0.17953; Gains in Water Available For Use / Savings in Demand under the selected programme (Ml/d) input as +ve 2043-44: 0.181; Gains in Water Available For Use / Savings in Demand under the selected programme (Ml/d) input as +ve 2044-45: 0.18243; Gains in Water Available For Use / Savings in Demand under the selected programme (Ml/d) input as +ve 2045-46: 0.18362; Gains in Water Available For Use / Savings in Demand under the selected programme (Ml/d) input as +ve 2046-47: 0.18478; Gains in Water Available For Use / Savings in Demand under the selected programme (Ml/d) input as +ve 2047-48: 0.18593; Gains in Water Available For Use / Savings in Demand under the selected programme (Ml/d) input as +ve 2048-49: 0.18706; Gains in Water Available For Use / Savings in Demand under the selected programme (Ml/d) input as +ve 2049-50: 0.18805
51dF | USPL_HH_MET.AWSSUI | USPL_HH_MET.AWSSUI | Supply pipe repairs / replacement | Customer Options | N | Least Cost | AWSSUI | Ml/d | 2 | Gains in Water Available For Use / Savings in Demand under the selected programme (Ml/d) input as +ve 2019-20: 0; Gains in Water Available For Use / Savings in Demand under the selected programme (Ml/d) input as +ve 2020-21: 0; Gains in Water Available For Use / Savings in Demand under the selected programme (Ml/d) input as +ve 2021-22: 0; Gains in Water Available For Use / Savings in Demand under the selected programme (Ml/d) input as +ve 2022-23: 0; Gains in Water Available For Use / Savings in Demand under the selected programme (Ml/d) input as +ve 2023-24: 0; Gains in Water Available For Use / Savings in Demand under the selected programme (Ml/d) input as +ve 2024-25: 0; Gains in Water Available For Use / Savings in Demand under the selected programme (Ml/d) input as +ve 2025-26: 0.016578; Gains in Water Available For Use / Savings in Demand under the selected programme (Ml/d) input as +ve 2026-27: 0.021229; Gains in Water Available For Use / Savings in Demand under the selected programme (Ml/d) input as +ve 2027-28: 0.025971; Gains in Water Available For Use / Savings in Demand under the selected programme (Ml/d) input as +ve 2028-29: 0.030856; Gains in Water Available For Use / Savings in Demand under the selected programme (Ml/d) input as +ve 2029-30: 0.03581; Gains in Water Available For Use / Savings in Demand under the selected programme (Ml/d) input as +ve 2030-31: 0.040862; Gains in Water Available For Use / Savings in Demand under the selected programme (Ml/d) input as +ve 2031-32: 0.045959; Gains in Water Available For Use / Savings in Demand under the selected programme (Ml/d) input as +ve 2032-33: 0.046487; Gains in Water Available For Use / Savings in Demand under the selected programme (Ml/d) input as +ve 2033-34: 0.047026; Gains in Water Available For Use / Savings in Demand under the selected programme (Ml/d) input as +ve 2034-35: 0.047555; Gains in Water Available For Use / Savings in Demand under the selected programme (Ml/d) input as +ve 2035-36: 0.048081; Gains in Water Available For Use / Savings in Demand under the selected programme (Ml/d) input as +ve 2036-37: 0.048587; Gains in Water Available For Use / Savings in Demand under the selected programme (Ml/d) input as +ve 2037-38: 0.049087; Gains in Water Available For Use / Savings in Demand under the selected programme (Ml/d) input as +ve 2038-39: 0.049575; Gains in Water Available For Use / Savings in Demand under the selected programme (Ml/d) input as +ve 2039-40: 0.050053; Gains in Water Available For Use / Savings in Demand under the selected programme (Ml/d) input as +ve 2040-41: 0.050514; Gains in Water Available For Use / Savings in Demand under the selected programme (Ml/d) input as +ve 2041-42: 0.050967; Gains in Water Available For Use / Savings in Demand under the selected programme (Ml/d) input as +ve 2042-43: 0.051406; Gains in Water Available For Use / Savings in Demand under the selected programme (Ml/d) input as +ve 2043-44: 0.051836; Gains in Water Available For Use / Savings in Demand under the selected programme (Ml/d) input as +ve 2044-45: 0.052256; Gains in Water Available For Use / Savings in Demand under the selected programme (Ml/d) input as +ve 2045-46: 0.052635; Gains in Water Available For Use / Savings in Demand under the selected programme (Ml/d) input as +ve 2046-47: 0.053002; Gains in Water Available For Use / Savings in Demand under the selected programme (Ml/d) input as +ve 2047-48: 0.053361; Gains in Water Available For Use / Savings in Demand under the selected programme (Ml/d) input as +ve 2048-49: 0.053715; Gains in Water Available For Use / Savings in Demand under the selected programme (Ml/d) input as +ve 2049-50: 0.054035
51dF | USPL_HH_MET.AWSSUI | USPL_HH_MET.AWSSUI | Supply pipe repairs / replacement | Customer Options | N | Ofwat Core | AWSSUI | Ml/d | 2 | Gains in Water Available For Use / Savings in Demand under the selected programme (Ml/d) input as +ve 2019-20: 0; Gains in Water Available For Use / Savings in Demand under the selected programme (Ml/d) input as +ve 2020-21: 0; Gains in Water Available For Use / Savings in Demand under the selected programme (Ml/d) input as +ve 2021-22: 0; Gains in Water Available For Use / Savings in Demand under the selected programme (Ml/d) input as +ve 2022-23: 0; Gains in Water Available For Use / Savings in Demand under the selected programme (Ml/d) input as +ve 2023-24: 0; Gains in Water Available For Use / Savings in Demand under the selected programme (Ml/d) input as +ve 2024-25: 0; Gains in Water Available For Use / Savings in Demand under the selected programme (Ml/d) input as +ve 2025-26: 0.016578; Gains in Water Available For Use / Savings in Demand under the selected programme (Ml/d) input as +ve 2026-27: 0.021229; Gains in Water Available For Use / Savings in Demand under the selected programme (Ml/d) input as +ve 2027-28: 0.025971; Gains in Water Available For Use / Savings in Demand under the selected programme (Ml/d) input as +ve 2028-29: 0.030856; Gains in Water Available For Use / Savings in Demand under the selected programme (Ml/d) input as +ve 2029-30: 0.03581; Gains in Water Available For Use / Savings in Demand under the selected programme (Ml/d) input as +ve 2030-31: 0.040862; Gains in Water Available For Use / Savings in Demand under the selected programme (Ml/d) input as +ve 2031-32: 0.045959; Gains in Water Available For Use / Savings in Demand under the selected programme (Ml/d) input as +ve 2032-33: 0.046487; Gains in Water Available For Use / Savings in Demand under the selected programme (Ml/d) input as +ve 2033-34: 0.047026; Gains in Water Available For Use / Savings in Demand under the selected programme (Ml/d) input as +ve 2034-35: 0.047555; Gains in Water Available For Use / Savings in Demand under the selected programme (Ml/d) input as +ve 2035-36: 0.048081; Gains in Water Available For Use / Savings in Demand under the selected programme (Ml/d) input as +ve 2036-37: 0.048587; Gains in Water Available For Use / Savings in Demand under the selected programme (Ml/d) input as +ve 2037-38: 0.049087; Gains in Water Available For Use / Savings in Demand under the selected programme (Ml/d) input as +ve 2038-39: 0.049575; Gains in Water Available For Use / Savings in Demand under the selected programme (Ml/d) input as +ve 2039-40: 0.050053; Gains in Water Available For Use / Savings in Demand under the selected programme (Ml/d) input as +ve 2040-41: 0.050514; Gains in Water Available For Use / Savings in Demand under the selected programme (Ml/d) input as +ve 2041-42: 0.050967; Gains in Water Available For Use / Savings in Demand under the selected programme (Ml/d) input as +ve 2042-43: 0.051406; Gains in Water Available For Use / Savings in Demand under the selected programme (Ml/d) input as +ve 2043-44: 0.051836; Gains in Water Available For Use / Savings in Demand under the selected programme (Ml/d) input as +ve 2044-45: 0.052256; Gains in Water Available For Use / Savings in Demand under the selected programme (Ml/d) input as +ve 2045-46: 0.052635; Gains in Water Available For Use / Savings in Demand under the selected programme (Ml/d) input as +ve 2046-47: 0.053002; Gains in Water Available For Use / Savings in Demand under the selected programme (Ml/d) input as +ve 2047-48: 0.053361; Gains in Water Available For Use / Savings in Demand under the selected programme (Ml/d) input as +ve 2048-49: 0.053715; Gains in Water Available For Use / Savings in Demand under the selected programme (Ml/d) input as +ve 2049-50: 0.054035
51dP | USPL_HH_MET.AWSSUI | USPL_HH_MET.AWSSUI | Supply pipe repairs / replacement | Customer Options | N | Preferred | AWSSUI | Ml/d | 2 | Gains in Water Available For Use / Savings in Demand under the selected programme (Ml/d) input as +ve 2019-20: 0; Gains in Water Available For Use / Savings in Demand under the selected programme (Ml/d) input as +ve 2020-21: 0; Gains in Water Available For Use / Savings in Demand under the selected programme (Ml/d) input as +ve 2021-22: 0; Gains in Water Available For Use / Savings in Demand under the selected programme (Ml/d) input as +ve 2022-23: 0; Gains in Water Available For Use / Savings in Demand under the selected programme (Ml/d) input as +ve 2023-24: 0; Gains in Water Available For Use / Savings in Demand under the selected programme (Ml/d) input as +ve 2024-25: 0; Gains in Water Available For Use / Savings in Demand under the selected programme (Ml/d) input as +ve 2025-26: 0.016578; Gains in Water Available For Use / Savings in Demand under the selected programme (Ml/d) input as +ve 2026-27: 0.021229; Gains in Water Available For Use / Savings in Demand under the selected programme (Ml/d) input as +ve 2027-28: 0.025971; Gains in Water Available For Use / Savings in Demand under the selected programme (Ml/d) input as +ve 2028-29: 0.030856; Gains in Water Available For Use / Savings in Demand under the selected programme (Ml/d) input as +ve 2029-30: 0.03581; Gains in Water Available For Use / Savings in Demand under the selected programme (Ml/d) input as +ve 2030-31: 0.040862; Gains in Water Available For Use / Savings in Demand under the selected programme (Ml/d) input as +ve 2031-32: 0.045959; Gains in Water Available For Use / Savings in Demand under the selected programme (Ml/d) input as +ve 2032-33: 0.046487; Gains in Water Available For Use / Savings in Demand under the selected programme (Ml/d) input as +ve 2033-34: 0.047026; Gains in Water Available For Use / Savings in Demand under the selected programme (Ml/d) input as +ve 2034-35: 0.047555; Gains in Water Available For Use / Savings in Demand under the selected programme (Ml/d) input as +ve 2035-36: 0.048081; Gains in Water Available For Use / Savings in Demand under the selected programme (Ml/d) input as +ve 2036-37: 0.048587; Gains in Water Available For Use / Savings in Demand under the selected programme (Ml/d) input as +ve 2037-38: 0.049087; Gains in Water Available For Use / Savings in Demand under the selected programme (Ml/d) input as +ve 2038-39: 0.049575; Gains in Water Available For Use / Savings in Demand under the selected programme (Ml/d) input as +ve 2039-40: 0.050053; Gains in Water Available For Use / Savings in Demand under the selected programme (Ml/d) input as +ve 2040-41: 0.050514; Gains in Water Available For Use / Savings in Demand under the selected programme (Ml/d) input as +ve 2041-42: 0.050967; Gains in Water Available For Use / Savings in Demand under the selected programme (Ml/d) input as +ve 2042-43: 0.051406; Gains in Water Available For Use / Savings in Demand under the selected programme (Ml/d) input as +ve 2043-44: 0.051836; Gains in Water Available For Use / Savings in Demand under the selected programme (Ml/d) input as +ve 2044-45: 0.052256; Gains in Water Available For Use / Savings in Demand under the selected programme (Ml/d) input as +ve 2045-46: 0.052635; Gains in Water Available For Use / Savings in Demand under the selected programme (Ml/d) input as +ve 2046-47: 0.053002; Gains in Water Available For Use / Savings in Demand under the selected programme (Ml/d) input as +ve 2047-48: 0.053361; Gains in Water Available For Use / Savings in Demand under the selected programme (Ml/d) input as +ve 2048-49: 0.053715; Gains in Water Available For Use / Savings in Demand under the selected programme (Ml/d) input as +ve 2049-50: 0.054035
51dF | USPL_ShSupplies.AWSSUI | USPL_ShSupplies.AWSSUI | Supply pipe repairs / replacement | Customer Options | N | Least Cost | AWSSUI | Ml/d | 2 | Gains in Water Available For Use / Savings in Demand under the selected programme (Ml/d) input as +ve 2019-20: 0; Gains in Water Available For Use / Savings in Demand under the selected programme (Ml/d) input as +ve 2020-21: 0; Gains in Water Available For Use / Savings in Demand under the selected programme (Ml/d) input as +ve 2021-22: 0; Gains in Water Available For Use / Savings in Demand under the selected programme (Ml/d) input as +ve 2022-23: 0; Gains in Water Available For Use / Savings in Demand under the selected programme (Ml/d) input as +ve 2023-24: 0; Gains in Water Available For Use / Savings in Demand under the selected programme (Ml/d) input as +ve 2024-25: 0; Gains in Water Available For Use / Savings in Demand under the selected programme (Ml/d) input as +ve 2025-26: 0; Gains in Water Available For Use / Savings in Demand under the selected programme (Ml/d) input as +ve 2026-27: 0.012955; Gains in Water Available For Use / Savings in Demand under the selected programme (Ml/d) input as +ve 2027-28: 0.012955; Gains in Water Available For Use / Savings in Demand under the selected programme (Ml/d) input as +ve 2028-29: 0.012955; Gains in Water Available For Use / Savings in Demand under the selected programme (Ml/d) input as +ve 2029-30: 0.012955; Gains in Water Available For Use / Savings in Demand under the selected programme (Ml/d) input as +ve 2030-31: 0.012955; Gains in Water Available For Use / Savings in Demand under the selected programme (Ml/d) input as +ve 2031-32: 0.012955; Gains in Water Available For Use / Savings in Demand under the selected programme (Ml/d) input as +ve 2032-33: 0.012955; Gains in Water Available For Use / Savings in Demand under the selected programme (Ml/d) input as +ve 2033-34: 0.012955; Gains in Water Available For Use / Savings in Demand under the selected programme (Ml/d) input as +ve 2034-35: 0.012955; Gains in Water Available For Use / Savings in Demand under the selected programme (Ml/d) input as +ve 2035-36: 0.012955; Gains in Water Available For Use / Savings in Demand under the selected programme (Ml/d) input as +ve 2036-37: 0.012955; Gains in Water Available For Use / Savings in Demand under the selected programme (Ml/d) input as +ve 2037-38: 0.012955; Gains in Water Available For Use / Savings in Demand under the selected programme (Ml/d) input as +ve 2038-39: 0.012955; Gains in Water Available For Use / Savings in Demand under the selected programme (Ml/d) input as +ve 2039-40: 0.012955; Gains in Water Available For Use / Savings in Demand under the selected programme (Ml/d) input as +ve 2040-41: 0.012955; Gains in Water Available For Use / Savings in Demand under the selected programme (Ml/d) input as +ve 2041-42: 0.012955; Gains in Water Available For Use / Savings in Demand under the selected programme (Ml/d) input as +ve 2042-43: 0.012955; Gains in Water Available For Use / Savings in Demand under the selected programme (Ml/d) input as +ve 2043-44: 0.012955; Gains in Water Available For Use / Savings in Demand under the selected programme (Ml/d) input as +ve 2044-45: 0.012955; Gains in Water Available For Use / Savings in Demand under the selected programme (Ml/d) input as +ve 2045-46: 0.012955; Gains in Water Available For Use / Savings in Demand under the selected programme (Ml/d) input as +ve 2046-47: 0.012955; Gains in Water Available For Use / Savings in Demand under the selected programme (Ml/d) input as +ve 2047-48: 0.012955; Gains in Water Available For Use / Savings in Demand under the selected programme (Ml/d) input as +ve 2048-49: 0.012955; Gains in Water Available For Use / Savings in Demand under the selected programme (Ml/d) input as +ve 2049-50: 0.012955
51dF | USPL_ShSupplies.AWSSUI | USPL_ShSupplies.AWSSUI | Supply pipe repairs / replacement | Customer Options | N | Ofwat Core | AWSSUI | Ml/d | 2 | Gains in Water Available For Use / Savings in Demand under the selected programme (Ml/d) input as +ve 2019-20: 0; Gains in Water Available For Use / Savings in Demand under the selected programme (Ml/d) input as +ve 2020-21: 0; Gains in Water Available For Use / Savings in Demand under the selected programme (Ml/d) input as +ve 2021-22: 0; Gains in Water Available For Use / Savings in Demand under the selected programme (Ml/d) input as +ve 2022-23: 0; Gains in Water Available For Use / Savings in Demand under the selected programme (Ml/d) input as +ve 2023-24: 0; Gains in Water Available For Use / Savings in Demand under the selected programme (Ml/d) input as +ve 2024-25: 0; Gains in Water Available For Use / Savings in Demand under the selected programme (Ml/d) input as +ve 2025-26: 0; Gains in Water Available For Use / Savings in Demand under the selected programme (Ml/d) input as +ve 2026-27: 0.012955; Gains in Water Available For Use / Savings in Demand under the selected programme (Ml/d) input as +ve 2027-28: 0.012955; Gains in Water Available For Use / Savings in Demand under the selected programme (Ml/d) input as +ve 2028-29: 0.012955; Gains in Water Available For Use / Savings in Demand under the selected programme (Ml/d) input as +ve 2029-30: 0.012955; Gains in Water Available For Use / Savings in Demand under the selected programme (Ml/d) input as +ve 2030-31: 0.012955; Gains in Water Available For Use / Savings in Demand under the selected programme (Ml/d) input as +ve 2031-32: 0.012955; Gains in Water Available For Use / Savings in Demand under the selected programme (Ml/d) input as +ve 2032-33: 0.012955; Gains in Water Available For Use / Savings in Demand under the selected programme (Ml/d) input as +ve 2033-34: 0.012955; Gains in Water Available For Use / Savings in Demand under the selected programme (Ml/d) input as +ve 2034-35: 0.012955; Gains in Water Available For Use / Savings in Demand under the selected programme (Ml/d) input as +ve 2035-36: 0.012955; Gains in Water Available For Use / Savings in Demand under the selected programme (Ml/d) input as +ve 2036-37: 0.012955; Gains in Water Available For Use / Savings in Demand under the selected programme (Ml/d) input as +ve 2037-38: 0.012955; Gains in Water Available For Use / Savings in Demand under the selected programme (Ml/d) input as +ve 2038-39: 0.012955; Gains in Water Available For Use / Savings in Demand under the selected programme (Ml/d) input as +ve 2039-40: 0.012955; Gains in Water Available For Use / Savings in Demand under the selected programme (Ml/d) input as +ve 2040-41: 0.012955; Gains in Water Available For Use / Savings in Demand under the selected programme (Ml/d) input as +ve 2041-42: 0.012955; Gains in Water Available For Use / Savings in Demand under the selected programme (Ml/d) input as +ve 2042-43: 0.012955; Gains in Water Available For Use / Savings in Demand under the selected programme (Ml/d) input as +ve 2043-44: 0.012955; Gains in Water Available For Use / Savings in Demand under the selected programme (Ml/d) input as +ve 2044-45: 0.012955; Gains in Water Available For Use / Savings in Demand under the selected programme (Ml/d) input as +ve 2045-46: 0.012955; Gains in Water Available For Use / Savings in Demand under the selected programme (Ml/d) input as +ve 2046-47: 0.012955; Gains in Water Available For Use / Savings in Demand under the selected programme (Ml/d) input as +ve 2047-48: 0.012955; Gains in Water Available For Use / Savings in Demand under the selected programme (Ml/d) input as +ve 2048-49: 0.012955; Gains in Water Available For Use / Savings in Demand under the selected programme (Ml/d) input as +ve 2049-50: 0.012955
51dP | USPL_ShSupplies.AWSSUI | USPL_ShSupplies.AWSSUI | Supply pipe repairs / replacement | Customer Options | N | Preferred | AWSSUI | Ml/d | 2 | Gains in Water Available For Use / Savings in Demand under the selected programme (Ml/d) input as +ve 2019-20: 0; Gains in Water Available For Use / Savings in Demand under the selected programme (Ml/d) input as +ve 2020-21: 0; Gains in Water Available For Use / Savings in Demand under the selected programme (Ml/d) input as +ve 2021-22: 0; Gains in Water Available For Use / Savings in Demand under the selected programme (Ml/d) input as +ve 2022-23: 0; Gains in Water Available For Use / Savings in Demand under the selected programme (Ml/d) input as +ve 2023-24: 0; Gains in Water Available For Use / Savings in Demand under the selected programme (Ml/d) input as +ve 2024-25: 0; Gains in Water Available For Use / Savings in Demand under the selected programme (Ml/d) input as +ve 2025-26: 0; Gains in Water Available For Use / Savings in Demand under the selected programme (Ml/d) input as +ve 2026-27: 0.012955; Gains in Water Available For Use / Savings in Demand under the selected programme (Ml/d) input as +ve 2027-28: 0.012955; Gains in Water Available For Use / Savings in Demand under the selected programme (Ml/d) input as +ve 2028-29: 0.012955; Gains in Water Available For Use / Savings in Demand under the selected programme (Ml/d) input as +ve 2029-30: 0.012955; Gains in Water Available For Use / Savings in Demand under the selected programme (Ml/d) input as +ve 2030-31: 0.012955; Gains in Water Available For Use / Savings in Demand under the selected programme (Ml/d) input as +ve 2031-32: 0.012955; Gains in Water Available For Use / Savings in Demand under the selected programme (Ml/d) input as +ve 2032-33: 0.012955; Gains in Water Available For Use / Savings in Demand under the selected programme (Ml/d) input as +ve 2033-34: 0.012955; Gains in Water Available For Use / Savings in Demand under the selected programme (Ml/d) input as +ve 2034-35: 0.012955; Gains in Water Available For Use / Savings in Demand under the selected programme (Ml/d) input as +ve 2035-36: 0.012955; Gains in Water Available For Use / Savings in Demand under the selected programme (Ml/d) input as +ve 2036-37: 0.012955; Gains in Water Available For Use / Savings in Demand under the selected programme (Ml/d) input as +ve 2037-38: 0.012955; Gains in Water Available For Use / Savings in Demand under the selected programme (Ml/d) input as +ve 2038-39: 0.012955; Gains in Water Available For Use / Savings in Demand under the selected programme (Ml/d) input as +ve 2039-40: 0.012955; Gains in Water Available For Use / Savings in Demand under the selected programme (Ml/d) input as +ve 2040-41: 0.012955; Gains in Water Available For Use / Savings in Demand under the selected programme (Ml/d) input as +ve 2041-42: 0.012955; Gains in Water Available For Use / Savings in Demand under the selected programme (Ml/d) input as +ve 2042-43: 0.012955; Gains in Water Available For Use / Savings in Demand under the selected programme (Ml/d) input as +ve 2043-44: 0.012955; Gains in Water Available For Use / Savings in Demand under the selected programme (Ml/d) input as +ve 2044-45: 0.012955; Gains in Water Available For Use / Savings in Demand under the selected programme (Ml/d) input as +ve 2045-46: 0.012955; Gains in Water Available For Use / Savings in Demand under the selected programme (Ml/d) input as +ve 2046-47: 0.012955; Gains in Water Available For Use / Savings in Demand under the selected programme (Ml/d) input as +ve 2047-48: 0.012955; Gains in Water Available For Use / Savings in Demand under the selected programme (Ml/d) input as +ve 2048-49: 0.012955; Gains in Water Available For Use / Savings in Demand under the selected programme (Ml/d) input as +ve 2049-50: 0.012955
52aA | AMP8 OPI Adjustment | OPI4 | Other changes to DO | Resource Options | N | Ofwat Core | AWSSUI | Ml/d | 2 | Gains in Water Available For Use / Savings in Demand under the selected programme (Ml/d) input as +ve 2025-26: 2.71; Gains in Water Available For Use / Savings in Demand under the selected programme (Ml/d) input as +ve 2026-27: 2.71; Gains in Water Available For Use / Savings in Demand under the selected programme (Ml/d) input as +ve 2027-28: 2.71; Gains in Water Available For Use / Savings in Demand under the selected programme (Ml/d) input as +ve 2028-29: 2.71; Gains in Water Available For Use / Savings in Demand under the selected programme (Ml/d) input as +ve 2029-30: 2.71; Gains in Water Available For Use / Savings in Demand under the selected programme (Ml/d) input as +ve 2030-31: 0; Gains in Water Available For Use / Savings in Demand under the selected programme (Ml/d) input as +ve 2031-32: 0; Gains in Water Available For Use / Savings in Demand under the selected programme (Ml/d) input as +ve 2032-33: 0; Gains in Water Available For Use / Savings in Demand under the selected programme (Ml/d) input as +ve 2033-34: 0; Gains in Water Available For Use / Savings in Demand under the selected programme (Ml/d) input as +ve 2034-35: 0; Gains in Water Available For Use / Savings in Demand under the selected programme (Ml/d) input as +ve 2035-36: 0; Gains in Water Available For Use / Savings in Demand under the selected programme (Ml/d) input as +ve 2036-37: 0; Gains in Water Available For Use / Savings in Demand under the selected programme (Ml/d) input as +ve 2037-38: 0; Gains in Water Available For Use / Savings in Demand under the selected programme (Ml/d) input as +ve 2038-39: 0; Gains in Water Available For Use / Savings in Demand under the selected programme (Ml/d) input as +ve 2039-40: 0; Gains in Water Available For Use / Savings in Demand under the selected programme (Ml/d) input as +ve 2040-41: 0; Gains in Water Available For Use / Savings in Demand under the selected programme (Ml/d) input as +ve 2041-42: 0; Gains in Water Available For Use / Savings in Demand under the selected programme (Ml/d) input as +ve 2042-43: 0; Gains in Water Available For Use / Savings in Demand under the selected programme (Ml/d) input as +ve 2043-44: 0; Gains in Water Available For Use / Savings in Demand under the selected programme (Ml/d) input as +ve 2044-45: 0; Gains in Water Available For Use / Savings in Demand under the selected programme (Ml/d) input as +ve 2045-46: 0; Gains in Water Available For Use / Savings in Demand under the selected programme (Ml/d) input as +ve 2046-47: 0; Gains in Water Available For Use / Savings in Demand under the selected programme (Ml/d) input as +ve 2047-48: 0; Gains in Water Available For Use / Savings in Demand under the selected programme (Ml/d) input as +ve 2048-49: 0; Gains in Water Available For Use / Savings in Demand under the selected programme (Ml/d) input as +ve 2049-50: 0
52aA | AMP8 OPI Adjustment | OPI4 | Other changes to DO | Resource Options | N | Least Cost | AWSSUI | Ml/d | 2 | Gains in Water Available For Use / Savings in Demand under the selected programme (Ml/d) input as +ve 2025-26: 2.71; Gains in Water Available For Use / Savings in Demand under the selected programme (Ml/d) input as +ve 2026-27: 2.71; Gains in Water Available For Use / Savings in Demand under the selected programme (Ml/d) input as +ve 2027-28: 2.71; Gains in Water Available For Use / Savings in Demand under the selected programme (Ml/d) input as +ve 2028-29: 2.71; Gains in Water Available For Use / Savings in Demand under the selected programme (Ml/d) input as +ve 2029-30: 2.71; Gains in Water Available For Use / Savings in Demand under the selected programme (Ml/d) input as +ve 2030-31: 0; Gains in Water Available For Use / Savings in Demand under the selected programme (Ml/d) input as +ve 2031-32: 0; Gains in Water Available For Use / Savings in Demand under the selected programme (Ml/d) input as +ve 2032-33: 0; Gains in Water Available For Use / Savings in Demand under the selected programme (Ml/d) input as +ve 2033-34: 0; Gains in Water Available For Use / Savings in Demand under the selected programme (Ml/d) input as +ve 2034-35: 0; Gains in Water Available For Use / Savings in Demand under the selected programme (Ml/d) input as +ve 2035-36: 0; Gains in Water Available For Use / Savings in Demand under the selected programme (Ml/d) input as +ve 2036-37: 0; Gains in Water Available For Use / Savings in Demand under the selected programme (Ml/d) input as +ve 2037-38: 0; Gains in Water Available For Use / Savings in Demand under the selected programme (Ml/d) input as +ve 2038-39: 0; Gains in Water Available For Use / Savings in Demand under the selected programme (Ml/d) input as +ve 2039-40: 0; Gains in Water Available For Use / Savings in Demand under the selected programme (Ml/d) input as +ve 2040-41: 0; Gains in Water Available For Use / Savings in Demand under the selected programme (Ml/d) input as +ve 2041-42: 0; Gains in Water Available For Use / Savings in Demand under the selected programme (Ml/d) input as +ve 2042-43: 0; Gains in Water Available For Use / Savings in Demand under the selected programme (Ml/d) input as +ve 2043-44: 0; Gains in Water Available For Use / Savings in Demand under the selected programme (Ml/d) input as +ve 2044-45: 0; Gains in Water Available For Use / Savings in Demand under the selected programme (Ml/d) input as +ve 2045-46: 0; Gains in Water Available For Use / Savings in Demand under the selected programme (Ml/d) input as +ve 2046-47: 0; Gains in Water Available For Use / Savings in Demand under the selected programme (Ml/d) input as +ve 2047-48: 0; Gains in Water Available For Use / Savings in Demand under the selected programme (Ml/d) input as +ve 2048-49: 0; Gains in Water Available For Use / Savings in Demand under the selected programme (Ml/d) input as +ve 2049-50: 0
52aP | AMP8 OPI Adjustment | OPI4 | Other changes to DO | Resource Options | N | Preferred | AWSSUI | Ml/d | 2 | Gains in Water Available For Use / Savings in Demand under the selected programme (Ml/d) input as +ve 2025-26: 2.71; Gains in Water Available For Use / Savings in Demand under the selected programme (Ml/d) input as +ve 2026-27: 2.71; Gains in Water Available For Use / Savings in Demand under the selected programme (Ml/d) input as +ve 2027-28: 2.71; Gains in Water Available For Use / Savings in Demand under the selected programme (Ml/d) input as +ve 2028-29: 2.71; Gains in Water Available For Use / Savings in Demand under the selected programme (Ml/d) input as +ve 2029-30: 2.71; Gains in Water Available For Use / Savings in Demand under the selected programme (Ml/d) input as +ve 2030-31: 0; Gains in Water Available For Use / Savings in Demand under the selected programme (Ml/d) input as +ve 2031-32: 0; Gains in Water Available For Use / Savings in Demand under the selected programme (Ml/d) input as +ve 2032-33: 0; Gains in Water Available For Use / Savings in Demand under the selected programme (Ml/d) input as +ve 2033-34: 0; Gains in Water Available For Use / Savings in Demand under the selected programme (Ml/d) input as +ve 2034-35: 0; Gains in Water Available For Use / Savings in Demand under the selected programme (Ml/d) input as +ve 2035-36: 0; Gains in Water Available For Use / Savings in Demand under the selected programme (Ml/d) input as +ve 2036-37: 0; Gains in Water Available For Use / Savings in Demand under the selected programme (Ml/d) input as +ve 2037-38: 0; Gains in Water Available For Use / Savings in Demand under the selected programme (Ml/d) input as +ve 2038-39: 0; Gains in Water Available For Use / Savings in Demand under the selected programme (Ml/d) input as +ve 2039-40: 0; Gains in Water Available For Use / Savings in Demand under the selected programme (Ml/d) input as +ve 2040-41: 0; Gains in Water Available For Use / Savings in Demand under the selected programme (Ml/d) input as +ve 2041-42: 0; Gains in Water Available For Use / Savings in Demand under the selected programme (Ml/d) input as +ve 2042-43: 0; Gains in Water Available For Use / Savings in Demand under the selected programme (Ml/d) input as +ve 2043-44: 0; Gains in Water Available For Use / Savings in Demand under the selected programme (Ml/d) input as +ve 2044-45: 0; Gains in Water Available For Use / Savings in Demand under the selected programme (Ml/d) input as +ve 2045-46: 0; Gains in Water Available For Use / Savings in Demand under the selected programme (Ml/d) input as +ve 2046-47: 0; Gains in Water Available For Use / Savings in Demand under the selected programme (Ml/d) input as +ve 2047-48: 0; Gains in Water Available For Use / Savings in Demand under the selected programme (Ml/d) input as +ve 2048-49: 0; Gains in Water Available For Use / Savings in Demand under the selected programme (Ml/d) input as +ve 2049-50: 0
52cA | Adjustment to existing potable water import | EI16 | Internal potable transfer | Distribution Options | N | Ofwat Core | AWSSUI | Ml/d | 2 | Gains in Water Available For Use / Savings in Demand under the selected programme (Ml/d) input as +ve 2025-26: -2.019; Gains in Water Available For Use / Savings in Demand under the selected programme (Ml/d) input as +ve 2026-27: -2.059; Gains in Water Available For Use / Savings in Demand under the selected programme (Ml/d) input as +ve 2027-28: -2.059; Gains in Water Available For Use / Savings in Demand under the selected programme (Ml/d) input as +ve 2028-29: -2.079; Gains in Water Available For Use / Savings in Demand under the selected programme (Ml/d) input as +ve 2029-30: -1.301; Gains in Water Available For Use / Savings in Demand under the selected programme (Ml/d) input as +ve 2030-31: -0.02; Gains in Water Available For Use / Savings in Demand under the selected programme (Ml/d) input as +ve 2031-32: -0.16; Gains in Water Available For Use / Savings in Demand under the selected programme (Ml/d) input as +ve 2032-33: -1.739; Gains in Water Available For Use / Savings in Demand under the selected programme (Ml/d) input as +ve 2033-34: -1.769; Gains in Water Available For Use / Savings in Demand under the selected programme (Ml/d) input as +ve 2034-35: -1.799; Gains in Water Available For Use / Savings in Demand under the selected programme (Ml/d) input as +ve 2035-36: -1.75; Gains in Water Available For Use / Savings in Demand under the selected programme (Ml/d) input as +ve 2036-37: 0.821; Gains in Water Available For Use / Savings in Demand under the selected programme (Ml/d) input as +ve 2037-38: 0.811; Gains in Water Available For Use / Savings in Demand under the selected programme (Ml/d) input as +ve 2038-39: 0.791; Gains in Water Available For Use / Savings in Demand under the selected programme (Ml/d) input as +ve 2039-40: 0.711; Gains in Water Available For Use / Savings in Demand under the selected programme (Ml/d) input as +ve 2040-41: 0.691; Gains in Water Available For Use / Savings in Demand under the selected programme (Ml/d) input as +ve 2041-42: 0.671; Gains in Water Available For Use / Savings in Demand under the selected programme (Ml/d) input as +ve 2042-43: 0.651; Gains in Water Available For Use / Savings in Demand under the selected programme (Ml/d) input as +ve 2043-44: 0.621; Gains in Water Available For Use / Savings in Demand under the selected programme (Ml/d) input as +ve 2044-45: 0.601; Gains in Water Available For Use / Savings in Demand under the selected programme (Ml/d) input as +ve 2045-46: 0.561; Gains in Water Available For Use / Savings in Demand under the selected programme (Ml/d) input as +ve 2046-47: 0.511; Gains in Water Available For Use / Savings in Demand under the selected programme (Ml/d) input as +ve 2047-48: 0.491; Gains in Water Available For Use / Savings in Demand under the selected programme (Ml/d) input as +ve 2048-49: 0.471; Gains in Water Available For Use / Savings in Demand under the selected programme (Ml/d) input as +ve 2049-50: 0.451
52cA | Adjustment to existing potable water export | EE17 | Internal potable transfer | Distribution Options | N | Ofwat Core | AWSSUI | Ml/d | 2 | Gains in Water Available For Use / Savings in Demand under the selected programme (Ml/d) input as +ve 2025-26: 0.469; Gains in Water Available For Use / Savings in Demand under the selected programme (Ml/d) input as +ve 2026-27: 0.489; Gains in Water Available For Use / Savings in Demand under the selected programme (Ml/d) input as +ve 2027-28: 0.499; Gains in Water Available For Use / Savings in Demand under the selected programme (Ml/d) input as +ve 2028-29: 0.509; Gains in Water Available For Use / Savings in Demand under the selected programme (Ml/d) input as +ve 2029-30: 0.609; Gains in Water Available For Use / Savings in Demand under the selected programme (Ml/d) input as +ve 2030-31: -0.32; Gains in Water Available For Use / Savings in Demand under the selected programme (Ml/d) input as +ve 2031-32: -0.22; Gains in Water Available For Use / Savings in Demand under the selected programme (Ml/d) input as +ve 2032-33: 1.329; Gains in Water Available For Use / Savings in Demand under the selected programme (Ml/d) input as +ve 2033-34: 1.309; Gains in Water Available For Use / Savings in Demand under the selected programme (Ml/d) input as +ve 2034-35: 1.299; Gains in Water Available For Use / Savings in Demand under the selected programme (Ml/d) input as +ve 2035-36: 1.21; Gains in Water Available For Use / Savings in Demand under the selected programme (Ml/d) input as +ve 2036-37: 0; Gains in Water Available For Use / Savings in Demand under the selected programme (Ml/d) input as +ve 2037-38: 0; Gains in Water Available For Use / Savings in Demand under the selected programme (Ml/d) input as +ve 2038-39: 0; Gains in Water Available For Use / Savings in Demand under the selected programme (Ml/d) input as +ve 2039-40: 0; Gains in Water Available For Use / Savings in Demand under the selected programme (Ml/d) input as +ve 2040-41: 0; Gains in Water Available For Use / Savings in Demand under the selected programme (Ml/d) input as +ve 2041-42: 0; Gains in Water Available For Use / Savings in Demand under the selected programme (Ml/d) input as +ve 2042-43: 0; Gains in Water Available For Use / Savings in Demand under the selected programme (Ml/d) input as +ve 2043-44: 0; Gains in Water Available For Use / Savings in Demand under the selected programme (Ml/d) input as +ve 2044-45: 0; Gains in Water Available For Use / Savings in Demand under the selected programme (Ml/d) input as +ve 2045-46: 0; Gains in Water Available For Use / Savings in Demand under the selected programme (Ml/d) input as +ve 2046-47: 0; Gains in Water Available For Use / Savings in Demand under the selected programme (Ml/d) input as +ve 2047-48: 0; Gains in Water Available For Use / Savings in Demand under the selected programme (Ml/d) input as +ve 2048-49: 0; Gains in Water Available For Use / Savings in Demand under the selected programme (Ml/d) input as +ve 2049-50: 0
52cA | Adjustment to existing potable water import | EI16 | Internal potable transfer | Distribution Options | N | Least Cost | AWSSUI | Ml/d | 2 | Gains in Water Available For Use / Savings in Demand under the selected programme (Ml/d) input as +ve 2025-26: -2.019; Gains in Water Available For Use / Savings in Demand under the selected programme (Ml/d) input as +ve 2026-27: -2.059; Gains in Water Available For Use / Savings in Demand under the selected programme (Ml/d) input as +ve 2027-28: -2.059; Gains in Water Available For Use / Savings in Demand under the selected programme (Ml/d) input as +ve 2028-29: -2.079; Gains in Water Available For Use / Savings in Demand under the selected programme (Ml/d) input as +ve 2029-30: -1.301; Gains in Water Available For Use / Savings in Demand under the selected programme (Ml/d) input as +ve 2030-31: -0.02; Gains in Water Available For Use / Savings in Demand under the selected programme (Ml/d) input as +ve 2031-32: -0.16; Gains in Water Available For Use / Savings in Demand under the selected programme (Ml/d) input as +ve 2032-33: -1.739; Gains in Water Available For Use / Savings in Demand under the selected programme (Ml/d) input as +ve 2033-34: -1.769; Gains in Water Available For Use / Savings in Demand under the selected programme (Ml/d) input as +ve 2034-35: -1.799; Gains in Water Available For Use / Savings in Demand under the selected programme (Ml/d) input as +ve 2035-36: -1.75; Gains in Water Available For Use / Savings in Demand under the selected programme (Ml/d) input as +ve 2036-37: 0.821; Gains in Water Available For Use / Savings in Demand under the selected programme (Ml/d) input as +ve 2037-38: 0.811; Gains in Water Available For Use / Savings in Demand under the selected programme (Ml/d) input as +ve 2038-39: 0.791; Gains in Water Available For Use / Savings in Demand under the selected programme (Ml/d) input as +ve 2039-40: 0.711; Gains in Water Available For Use / Savings in Demand under the selected programme (Ml/d) input as +ve 2040-41: 0.691; Gains in Water Available For Use / Savings in Demand under the selected programme (Ml/d) input as +ve 2041-42: 0.671; Gains in Water Available For Use / Savings in Demand under the selected programme (Ml/d) input as +ve 2042-43: 0.651; Gains in Water Available For Use / Savings in Demand under the selected programme (Ml/d) input as +ve 2043-44: 0.621; Gains in Water Available For Use / Savings in Demand under the selected programme (Ml/d) input as +ve 2044-45: 0.601; Gains in Water Available For Use / Savings in Demand under the selected programme (Ml/d) input as +ve 2045-46: 0.561; Gains in Water Available For Use / Savings in Demand under the selected programme (Ml/d) input as +ve 2046-47: 0.511; Gains in Water Available For Use / Savings in Demand under the selected programme (Ml/d) input as +ve 2047-48: 0.491; Gains in Water Available For Use / Savings in Demand under the selected programme (Ml/d) input as +ve 2048-49: 0.471; Gains in Water Available For Use / Savings in Demand under the selected programme (Ml/d) input as +ve 2049-50: 0.451
52cA | Adjustment to existing potable water export | EE17 | Internal potable transfer | Distribution Options | N | Least Cost | AWSSUI | Ml/d | 2 | Gains in Water Available For Use / Savings in Demand under the selected programme (Ml/d) input as +ve 2025-26: 0.469; Gains in Water Available For Use / Savings in Demand under the selected programme (Ml/d) input as +ve 2026-27: 0.489; Gains in Water Available For Use / Savings in Demand under the selected programme (Ml/d) input as +ve 2027-28: 0.499; Gains in Water Available For Use / Savings in Demand under the selected programme (Ml/d) input as +ve 2028-29: 0.509; Gains in Water Available For Use / Savings in Demand under the selected programme (Ml/d) input as +ve 2029-30: 0.609; Gains in Water Available For Use / Savings in Demand under the selected programme (Ml/d) input as +ve 2030-31: -0.32; Gains in Water Available For Use / Savings in Demand under the selected programme (Ml/d) input as +ve 2031-32: -0.22; Gains in Water Available For Use / Savings in Demand under the selected programme (Ml/d) input as +ve 2032-33: 1.329; Gains in Water Available For Use / Savings in Demand under the selected programme (Ml/d) input as +ve 2033-34: 1.309; Gains in Water Available For Use / Savings in Demand under the selected programme (Ml/d) input as +ve 2034-35: 1.299; Gains in Water Available For Use / Savings in Demand under the selected programme (Ml/d) input as +ve 2035-36: 1.21; Gains in Water Available For Use / Savings in Demand under the selected programme (Ml/d) input as +ve 2036-37: 0; Gains in Water Available For Use / Savings in Demand under the selected programme (Ml/d) input as +ve 2037-38: 0; Gains in Water Available For Use / Savings in Demand under the selected programme (Ml/d) input as +ve 2038-39: 0; Gains in Water Available For Use / Savings in Demand under the selected programme (Ml/d) input as +ve 2039-40: 0; Gains in Water Available For Use / Savings in Demand under the selected programme (Ml/d) input as +ve 2040-41: 0; Gains in Water Available For Use / Savings in Demand under the selected programme (Ml/d) input as +ve 2041-42: 0; Gains in Water Available For Use / Savings in Demand under the selected programme (Ml/d) input as +ve 2042-43: 0; Gains in Water Available For Use / Savings in Demand under the selected programme (Ml/d) input as +ve 2043-44: 0; Gains in Water Available For Use / Savings in Demand under the selected programme (Ml/d) input as +ve 2044-45: 0; Gains in Water Available For Use / Savings in Demand under the selected programme (Ml/d) input as +ve 2045-46: 0; Gains in Water Available For Use / Savings in Demand under the selected programme (Ml/d) input as +ve 2046-47: 0; Gains in Water Available For Use / Savings in Demand under the selected programme (Ml/d) input as +ve 2047-48: 0; Gains in Water Available For Use / Savings in Demand under the selected programme (Ml/d) input as +ve 2048-49: 0; Gains in Water Available For Use / Savings in Demand under the selected programme (Ml/d) input as +ve 2049-50: 0
52cP | Adjustment to existing potable water import | EI16 | Internal potable transfer | Distribution Options | N | Preferred | AWSSUI | Ml/d | 2 | Gains in Water Available For Use / Savings in Demand under the selected programme (Ml/d) input as +ve 2025-26: -2.019; Gains in Water Available For Use / Savings in Demand under the selected programme (Ml/d) input as +ve 2026-27: -2.059; Gains in Water Available For Use / Savings in Demand under the selected programme (Ml/d) input as +ve 2027-28: -2.059; Gains in Water Available For Use / Savings in Demand under the selected programme (Ml/d) input as +ve 2028-29: -2.079; Gains in Water Available For Use / Savings in Demand under the selected programme (Ml/d) input as +ve 2029-30: -1.301; Gains in Water Available For Use / Savings in Demand under the selected programme (Ml/d) input as +ve 2030-31: -0.02; Gains in Water Available For Use / Savings in Demand under the selected programme (Ml/d) input as +ve 2031-32: -0.16; Gains in Water Available For Use / Savings in Demand under the selected programme (Ml/d) input as +ve 2032-33: -1.739; Gains in Water Available For Use / Savings in Demand under the selected programme (Ml/d) input as +ve 2033-34: -1.769; Gains in Water Available For Use / Savings in Demand under the selected programme (Ml/d) input as +ve 2034-35: -1.799; Gains in Water Available For Use / Savings in Demand under the selected programme (Ml/d) input as +ve 2035-36: -1.75; Gains in Water Available For Use / Savings in Demand under the selected programme (Ml/d) input as +ve 2036-37: 0.821; Gains in Water Available For Use / Savings in Demand under the selected programme (Ml/d) input as +ve 2037-38: 0.811; Gains in Water Available For Use / Savings in Demand under the selected programme (Ml/d) input as +ve 2038-39: 0.791; Gains in Water Available For Use / Savings in Demand under the selected programme (Ml/d) input as +ve 2039-40: 0.711; Gains in Water Available For Use / Savings in Demand under the selected programme (Ml/d) input as +ve 2040-41: 0.691; Gains in Water Available For Use / Savings in Demand under the selected programme (Ml/d) input as +ve 2041-42: 0.671; Gains in Water Available For Use / Savings in Demand under the selected programme (Ml/d) input as +ve 2042-43: 0.651; Gains in Water Available For Use / Savings in Demand under the selected programme (Ml/d) input as +ve 2043-44: 0.621; Gains in Water Available For Use / Savings in Demand under the selected programme (Ml/d) input as +ve 2044-45: 0.601; Gains in Water Available For Use / Savings in Demand under the selected programme (Ml/d) input as +ve 2045-46: 0.561; Gains in Water Available For Use / Savings in Demand under the selected programme (Ml/d) input as +ve 2046-47: 0.511; Gains in Water Available For Use / Savings in Demand under the selected programme (Ml/d) input as +ve 2047-48: 0.491; Gains in Water Available For Use / Savings in Demand under the selected programme (Ml/d) input as +ve 2048-49: 0.471; Gains in Water Available For Use / Savings in Demand under the selected programme (Ml/d) input as +ve 2049-50: 0.451
52cP | Adjustment to existing potable water export | EE17 | Internal potable transfer | Distribution Options | N | Preferred | AWSSUI | Ml/d | 2 | Gains in Water Available For Use / Savings in Demand under the selected programme (Ml/d) input as +ve 2025-26: 0.469; Gains in Water Available For Use / Savings in Demand under the selected programme (Ml/d) input as +ve 2026-27: 0.489; Gains in Water Available For Use / Savings in Demand under the selected programme (Ml/d) input as +ve 2027-28: 0.499; Gains in Water Available For Use / Savings in Demand under the selected programme (Ml/d) input as +ve 2028-29: 0.509; Gains in Water Available For Use / Savings in Demand under the selected programme (Ml/d) input as +ve 2029-30: 0.609; Gains in Water Available For Use / Savings in Demand under the selected programme (Ml/d) input as +ve 2030-31: -0.32; Gains in Water Available For Use / Savings in Demand under the selected programme (Ml/d) input as +ve 2031-32: -0.22; Gains in Water Available For Use / Savings in Demand under the selected programme (Ml/d) input as +ve 2032-33: 1.329; Gains in Water Available For Use / Savings in Demand under the selected programme (Ml/d) input as +ve 2033-34: 1.309; Gains in Water Available For Use / Savings in Demand under the selected programme (Ml/d) input as +ve 2034-35: 1.299; Gains in Water Available For Use / Savings in Demand under the selected programme (Ml/d) input as +ve 2035-36: 1.21; Gains in Water Available For Use / Savings in Demand under the selected programme (Ml/d) input as +ve 2036-37: 0; Gains in Water Available For Use / Savings in Demand under the selected programme (Ml/d) input as +ve 2037-38: 0; Gains in Water Available For Use / Savings in Demand under the selected programme (Ml/d) input as +ve 2038-39: 0; Gains in Water Available For Use / Savings in Demand under the selected programme (Ml/d) input as +ve 2039-40: 0; Gains in Water Available For Use / Savings in Demand under the selected programme (Ml/d) input as +ve 2040-41: 0; Gains in Water Available For Use / Savings in Demand under the selected programme (Ml/d) input as +ve 2041-42: 0; Gains in Water Available For Use / Savings in Demand under the selected programme (Ml/d) input as +ve 2042-43: 0; Gains in Water Available For Use / Savings in Demand under the selected programme (Ml/d) input as +ve 2043-44: 0; Gains in Water Available For Use / Savings in Demand under the selected programme (Ml/d) input as +ve 2044-45: 0; Gains in Water Available For Use / Savings in Demand under the selected programme (Ml/d) input as +ve 2045-46: 0; Gains in Water Available For Use / Savings in Demand under the selected programme (Ml/d) input as +ve 2046-47: 0; Gains in Water Available For Use / Savings in Demand under the selected programme (Ml/d) input as +ve 2047-48: 0; Gains in Water Available For Use / Savings in Demand under the selected programme (Ml/d) input as +ve 2048-49: 0; Gains in Water Available For Use / Savings in Demand under the selected programme (Ml/d) input as +ve 2049-50: 0
51cF | CC Mains Replacement.AWSSUI | CC Mains Replacement.AWSSUI | Mains replacement (not trunk mains) | Distribution Options | N | Least Cost | AWSSUI | Ml/d | 2 | 0 | 0 | 0 | 0 | 0 | 0 | 0.00094567 | 0.0018913 | 0.002837 | 0.0037827 | 0.0047283 | 0.005674 | 0.0066197 | 0.0075653 | 0.008511 | 0.0094567 | 0.010402 | 0.011348 | 0.012294 | 0.013239 | 0.014185 | 0.015131 | 0.016076 | 0.017022 | 0.017968 | 0.018913 | 0.019859 | 0.020805 | 0.02175 | 0.022696 | 0.023642 | 0.024587 | 0.025533 | 0.026479 | 0.027424 | 0.02837 | 0.029316 | 0.030261 | 0.031207 | 0.032153 | 0.033098 | 0.034044 | 0.03499 | 0.035935 | 0.036881 | 0.037827 | 0.038772 | 0.039718 | 0.040664 | 0.041609 | 0.042555 | 0.043501 | 0.044446 | 0.045392 | 0.046338 | 0.047283 | 0.048229 | 0.049175 | 0.05012 | 0.051066 | 0.052012 | 0.052957 | 0.053903 | 0.054849 | 0.055794 | 0.05674 | 0.057686 | 0.058631 | 0.059577 | 0.060523 | 0.061468 | 0.062414 | 0.06336 | 0.064305 | 0.065251 | 0.066197 | 0.067142 | 0.068088 | 0.069034 | 0.069979 | 0.070925
51cF | CC Mains Replacement.AWSSUI | CC Mains Replacement.AWSSUI | Mains replacement (not trunk mains) | Distribution Options | N | Ofwat Core | AWSSUI | Ml/d | 2 | 0 | 0 | 0 | 0 | 0 | 0 | 0.00094567 | 0.0018913 | 0.002837 | 0.0037827 | 0.0047283 | 0.005674 | 0.0066197 | 0.0075653 | 0.008511 | 0.0094567 | 0.010402 | 0.011348 | 0.012294 | 0.013239 | 0.014185 | 0.015131 | 0.016076 | 0.017022 | 0.017968 | 0.018913 | 0.019859 | 0.020805 | 0.02175 | 0.022696 | 0.023642 | 0.024587 | 0.025533 | 0.026479 | 0.027424 | 0.02837 | 0.029316 | 0.030261 | 0.031207 | 0.032153 | 0.033098 | 0.034044 | 0.03499 | 0.035935 | 0.036881 | 0.037827 | 0.038772 | 0.039718 | 0.040664 | 0.041609 | 0.042555 | 0.043501 | 0.044446 | 0.045392 | 0.046338 | 0.047283 | 0.048229 | 0.049175 | 0.05012 | 0.051066 | 0.052012 | 0.052957 | 0.053903 | 0.054849 | 0.055794 | 0.05674 | 0.057686 | 0.058631 | 0.059577 | 0.060523 | 0.061468 | 0.062414 | 0.06336 | 0.064305 | 0.065251 | 0.066197 | 0.067142 | 0.068088 | 0.069034 | 0.069979 | 0.070925
51cP | CC Mains Replacement.AWSSUI | CC Mains Replacement.AWSSUI | Mains replacement (not trunk mains) | Distribution Options | N | Preferred | AWSSUI | Ml/d | 2 | 0 | 0 | 0 | 0 | 0 | 0 | 0.00094567 | 0.0018913 | 0.002837 | 0.0037827 | 0.0047283 | 0.005674 | 0.0066197 | 0.0075653 | 0.008511 | 0.0094567 | 0.010402 | 0.011348 | 0.012294 | 0.013239 | 0.014185 | 0.015131 | 0.016076 | 0.017022 | 0.017968 | 0.018913 | 0.019859 | 0.020805 | 0.02175 | 0.022696 | 0.023642 | 0.024587 | 0.025533 | 0.026479 | 0.027424 | 0.02837 | 0.029316 | 0.030261 | 0.031207 | 0.032153 | 0.033098 | 0.034044 | 0.03499 | 0.035935 | 0.036881 | 0.037827 | 0.038772 | 0.039718 | 0.040664 | 0.041609 | 0.042555 | 0.043501 | 0.044446 | 0.045392 | 0.046338 | 0.047283 | 0.048229 | 0.049175 | 0.05012 | 0.051066 | 0.052012 | 0.052957 | 0.053903 | 0.054849 | 0.055794 | 0.05674 | 0.057686 | 0.058631 | 0.059577 | 0.060523 | 0.061468 | 0.062414 | 0.06336 | 0.064305 | 0.065251 | 0.066197 | 0.067142 | 0.068088 | 0.069034 | 0.069979 | 0.070925
51dF | 1a WRMP24. Smart Showers.AWSSUS | WEF 1a.AWSSUS | Retrofitting indoor water efficiency devices | Customer Options | N | Least Cost | AWSSUS | Ml/d | 2 | Gains in Water Available For Use / Savings in Demand under the selected programme (Ml/d) input as +ve 2019-20: 0; Gains in Water Available For Use / Savings in Demand under the selected programme (Ml/d) input as +ve 2020-21: 0; Gains in Water Available For Use / Savings in Demand under the selected programme (Ml/d) input as +ve 2021-22: 0; Gains in Water Available For Use / Savings in Demand under the selected programme (Ml/d) input as +ve 2022-23: 0; Gains in Water Available For Use / Savings in Demand under the selected programme (Ml/d) input as +ve 2023-24: 0; Gains in Water Available For Use / Savings in Demand under the selected programme (Ml/d) input as +ve 2024-25: 0; Gains in Water Available For Use / Savings in Demand under the selected programme (Ml/d) input as +ve 2025-26: 0.0031043; Gains in Water Available For Use / Savings in Demand under the selected programme (Ml/d) input as +ve 2026-27: 0.0058508; Gains in Water Available For Use / Savings in Demand under the selected programme (Ml/d) input as +ve 2027-28: 0.0082759; Gains in Water Available For Use / Savings in Demand under the selected programme (Ml/d) input as +ve 2028-29: 0.010474; Gains in Water Available For Use / Savings in Demand under the selected programme (Ml/d) input as +ve 2029-30: 0.012487; Gains in Water Available For Use / Savings in Demand under the selected programme (Ml/d) input as +ve 2030-31: 0.012145; Gains in Water Available For Use / Savings in Demand under the selected programme (Ml/d) input as +ve 2031-32: 0.012068; Gains in Water Available For Use / Savings in Demand under the selected programme (Ml/d) input as +ve 2032-33: 0.012232; Gains in Water Available For Use / Savings in Demand under the selected programme (Ml/d) input as +ve 2033-34: 0.012565; Gains in Water Available For Use / Savings in Demand under the selected programme (Ml/d) input as +ve 2034-35: 0.013036; Gains in Water Available For Use / Savings in Demand under the selected programme (Ml/d) input as +ve 2035-36: 0.013508; Gains in Water Available For Use / Savings in Demand under the selected programme (Ml/d) input as +ve 2036-37: 0.013982; Gains in Water Available For Use / Savings in Demand under the selected programme (Ml/d) input as +ve 2037-38: 0.014456; Gains in Water Available For Use / Savings in Demand under the selected programme (Ml/d) input as +ve 2038-39: 0.01493; Gains in Water Available For Use / Savings in Demand under the selected programme (Ml/d) input as +ve 2039-40: 0.015403; Gains in Water Available For Use / Savings in Demand under the selected programme (Ml/d) input as +ve 2040-41: 0.015873; Gains in Water Available For Use / Savings in Demand under the selected programme (Ml/d) input as +ve 2041-42: 0.016342; Gains in Water Available For Use / Savings in Demand under the selected programme (Ml/d) input as +ve 2042-43: 0.016808; Gains in Water Available For Use / Savings in Demand under the selected programme (Ml/d) input as +ve 2043-44: 0.017272; Gains in Water Available For Use / Savings in Demand under the selected programme (Ml/d) input as +ve 2044-45: 0.017734; Gains in Water Available For Use / Savings in Demand under the selected programme (Ml/d) input as +ve 2045-46: 0.018193; Gains in Water Available For Use / Savings in Demand under the selected programme (Ml/d) input as +ve 2046-47: 0.018651; Gains in Water Available For Use / Savings in Demand under the selected programme (Ml/d) input as +ve 2047-48: 0.019106; Gains in Water Available For Use / Savings in Demand under the selected programme (Ml/d) input as +ve 2048-49: 0.019559; Gains in Water Available For Use / Savings in Demand under the selected programme (Ml/d) input as +ve 2049-50: 0.020008
51dF | 1a WRMP24. Smart Showers.AWSSUS | WEF 1a.AWSSUS | Retrofitting indoor water efficiency devices | Customer Options | N | Ofwat Core | AWSSUS | Ml/d | 2 | Gains in Water Available For Use / Savings in Demand under the selected programme (Ml/d) input as +ve 2019-20: 0; Gains in Water Available For Use / Savings in Demand under the selected programme (Ml/d) input as +ve 2020-21: 0; Gains in Water Available For Use / Savings in Demand under the selected programme (Ml/d) input as +ve 2021-22: 0; Gains in Water Available For Use / Savings in Demand under the selected programme (Ml/d) input as +ve 2022-23: 0; Gains in Water Available For Use / Savings in Demand under the selected programme (Ml/d) input as +ve 2023-24: 0; Gains in Water Available For Use / Savings in Demand under the selected programme (Ml/d) input as +ve 2024-25: 0; Gains in Water Available For Use / Savings in Demand under the selected programme (Ml/d) input as +ve 2025-26: 0.0031043; Gains in Water Available For Use / Savings in Demand under the selected programme (Ml/d) input as +ve 2026-27: 0.0058508; Gains in Water Available For Use / Savings in Demand under the selected programme (Ml/d) input as +ve 2027-28: 0.0082759; Gains in Water Available For Use / Savings in Demand under the selected programme (Ml/d) input as +ve 2028-29: 0.010474; Gains in Water Available For Use / Savings in Demand under the selected programme (Ml/d) input as +ve 2029-30: 0.012487; Gains in Water Available For Use / Savings in Demand under the selected programme (Ml/d) input as +ve 2030-31: 0.012145; Gains in Water Available For Use / Savings in Demand under the selected programme (Ml/d) input as +ve 2031-32: 0.012068; Gains in Water Available For Use / Savings in Demand under the selected programme (Ml/d) input as +ve 2032-33: 0.012232; Gains in Water Available For Use / Savings in Demand under the selected programme (Ml/d) input as +ve 2033-34: 0.012565; Gains in Water Available For Use / Savings in Demand under the selected programme (Ml/d) input as +ve 2034-35: 0.013036; Gains in Water Available For Use / Savings in Demand under the selected programme (Ml/d) input as +ve 2035-36: 0.013508; Gains in Water Available For Use / Savings in Demand under the selected programme (Ml/d) input as +ve 2036-37: 0.013982; Gains in Water Available For Use / Savings in Demand under the selected programme (Ml/d) input as +ve 2037-38: 0.014456; Gains in Water Available For Use / Savings in Demand under the selected programme (Ml/d) input as +ve 2038-39: 0.01493; Gains in Water Available For Use / Savings in Demand under the selected programme (Ml/d) input as +ve 2039-40: 0.015403; Gains in Water Available For Use / Savings in Demand under the selected programme (Ml/d) input as +ve 2040-41: 0.015873; Gains in Water Available For Use / Savings in Demand under the selected programme (Ml/d) input as +ve 2041-42: 0.016342; Gains in Water Available For Use / Savings in Demand under the selected programme (Ml/d) input as +ve 2042-43: 0.016808; Gains in Water Available For Use / Savings in Demand under the selected programme (Ml/d) input as +ve 2043-44: 0.017272; Gains in Water Available For Use / Savings in Demand under the selected programme (Ml/d) input as +ve 2044-45: 0.017734; Gains in Water Available For Use / Savings in Demand under the selected programme (Ml/d) input as +ve 2045-46: 0.018193; Gains in Water Available For Use / Savings in Demand under the selected programme (Ml/d) input as +ve 2046-47: 0.018651; Gains in Water Available For Use / Savings in Demand under the selected programme (Ml/d) input as +ve 2047-48: 0.019106; Gains in Water Available For Use / Savings in Demand under the selected programme (Ml/d) input as +ve 2048-49: 0.019559; Gains in Water Available For Use / Savings in Demand under the selected programme (Ml/d) input as +ve 2049-50: 0.020008
51dP | 1a WRMP24. Smart Showers.AWSSUS | WEF 1a.AWSSUS | Retrofitting indoor water efficiency devices | Customer Options | N | Preferred | AWSSUS | Ml/d | 2 | Gains in Water Available For Use / Savings in Demand under the selected programme (Ml/d) input as +ve 2019-20: 0; Gains in Water Available For Use / Savings in Demand under the selected programme (Ml/d) input as +ve 2020-21: 0; Gains in Water Available For Use / Savings in Demand under the selected programme (Ml/d) input as +ve 2021-22: 0; Gains in Water Available For Use / Savings in Demand under the selected programme (Ml/d) input as +ve 2022-23: 0; Gains in Water Available For Use / Savings in Demand under the selected programme (Ml/d) input as +ve 2023-24: 0; Gains in Water Available For Use / Savings in Demand under the selected programme (Ml/d) input as +ve 2024-25: 0; Gains in Water Available For Use / Savings in Demand under the selected programme (Ml/d) input as +ve 2025-26: 0.0031043; Gains in Water Available For Use / Savings in Demand under the selected programme (Ml/d) input as +ve 2026-27: 0.0058508; Gains in Water Available For Use / Savings in Demand under the selected programme (Ml/d) input as +ve 2027-28: 0.0082759; Gains in Water Available For Use / Savings in Demand under the selected programme (Ml/d) input as +ve 2028-29: 0.010474; Gains in Water Available For Use / Savings in Demand under the selected programme (Ml/d) input as +ve 2029-30: 0.012487; Gains in Water Available For Use / Savings in Demand under the selected programme (Ml/d) input as +ve 2030-31: 0.012145; Gains in Water Available For Use / Savings in Demand under the selected programme (Ml/d) input as +ve 2031-32: 0.012068; Gains in Water Available For Use / Savings in Demand under the selected programme (Ml/d) input as +ve 2032-33: 0.012232; Gains in Water Available For Use / Savings in Demand under the selected programme (Ml/d) input as +ve 2033-34: 0.012565; Gains in Water Available For Use / Savings in Demand under the selected programme (Ml/d) input as +ve 2034-35: 0.013036; Gains in Water Available For Use / Savings in Demand under the selected programme (Ml/d) input as +ve 2035-36: 0.013508; Gains in Water Available For Use / Savings in Demand under the selected programme (Ml/d) input as +ve 2036-37: 0.013982; Gains in Water Available For Use / Savings in Demand under the selected programme (Ml/d) input as +ve 2037-38: 0.014456; Gains in Water Available For Use / Savings in Demand under the selected programme (Ml/d) input as +ve 2038-39: 0.01493; Gains in Water Available For Use / Savings in Demand under the selected programme (Ml/d) input as +ve 2039-40: 0.015403; Gains in Water Available For Use / Savings in Demand under the selected programme (Ml/d) input as +ve 2040-41: 0.015873; Gains in Water Available For Use / Savings in Demand under the selected programme (Ml/d) input as +ve 2041-42: 0.016342; Gains in Water Available For Use / Savings in Demand under the selected programme (Ml/d) input as +ve 2042-43: 0.016808; Gains in Water Available For Use / Savings in Demand under the selected programme (Ml/d) input as +ve 2043-44: 0.017272; Gains in Water Available For Use / Savings in Demand under the selected programme (Ml/d) input as +ve 2044-45: 0.017734; Gains in Water Available For Use / Savings in Demand under the selected programme (Ml/d) input as +ve 2045-46: 0.018193; Gains in Water Available For Use / Savings in Demand under the selected programme (Ml/d) input as +ve 2046-47: 0.018651; Gains in Water Available For Use / Savings in Demand under the selected programme (Ml/d) input as +ve 2047-48: 0.019106; Gains in Water Available For Use / Savings in Demand under the selected programme (Ml/d) input as +ve 2048-49: 0.019559; Gains in Water Available For Use / Savings in Demand under the selected programme (Ml/d) input as +ve 2049-50: 0.020008
51dF | 2c WRMP24. Garden Advice.AWSSUS | WEF 2c.AWSSUS | Water efficiency customer education / awareness | Customer Options | N | Least Cost | AWSSUS | Ml/d | 2 | Gains in Water Available For Use / Savings in Demand under the selected programme (Ml/d) input as +ve 2019-20: 0; Gains in Water Available For Use / Savings in Demand under the selected programme (Ml/d) input as +ve 2020-21: 0; Gains in Water Available For Use / Savings in Demand under the selected programme (Ml/d) input as +ve 2021-22: 0; Gains in Water Available For Use / Savings in Demand under the selected programme (Ml/d) input as +ve 2022-23: 0; Gains in Water Available For Use / Savings in Demand under the selected programme (Ml/d) input as +ve 2023-24: 0; Gains in Water Available For Use / Savings in Demand under the selected programme (Ml/d) input as +ve 2024-25: 0; Gains in Water Available For Use / Savings in Demand under the selected programme (Ml/d) input as +ve 2025-26: 0.00044604; Gains in Water Available For Use / Savings in Demand under the selected programme (Ml/d) input as +ve 2026-27: 0.00089233; Gains in Water Available For Use / Savings in Demand under the selected programme (Ml/d) input as +ve 2027-28: 0.0013368; Gains in Water Available For Use / Savings in Demand under the selected programme (Ml/d) input as +ve 2028-29: 0.0017806; Gains in Water Available For Use / Savings in Demand under the selected programme (Ml/d) input as +ve 2029-30: 0.0022231; Gains in Water Available For Use / Savings in Demand under the selected programme (Ml/d) input as +ve 2030-31: 0.0026648; Gains in Water Available For Use / Savings in Demand under the selected programme (Ml/d) input as +ve 2031-32: 0.0031059; Gains in Water Available For Use / Savings in Demand under the selected programme (Ml/d) input as +ve 2032-33: 0.0035463; Gains in Water Available For Use / Savings in Demand under the selected programme (Ml/d) input as +ve 2033-34: 0.0039863; Gains in Water Available For Use / Savings in Demand under the selected programme (Ml/d) input as +ve 2034-35: 0.004426; Gains in Water Available For Use / Savings in Demand under the selected programme (Ml/d) input as +ve 2035-36: 0.0048655; Gains in Water Available For Use / Savings in Demand under the selected programme (Ml/d) input as +ve 2036-37: 0.0053047; Gains in Water Available For Use / Savings in Demand under the selected programme (Ml/d) input as +ve 2037-38: 0.0057436; Gains in Water Available For Use / Savings in Demand under the selected programme (Ml/d) input as +ve 2038-39: 0.006182; Gains in Water Available For Use / Savings in Demand under the selected programme (Ml/d) input as +ve 2039-40: 0.0066199; Gains in Water Available For Use / Savings in Demand under the selected programme (Ml/d) input as +ve 2040-41: 0.0070573; Gains in Water Available For Use / Savings in Demand under the selected programme (Ml/d) input as +ve 2041-42: 0.007494; Gains in Water Available For Use / Savings in Demand under the selected programme (Ml/d) input as +ve 2042-43: 0.00793; Gains in Water Available For Use / Savings in Demand under the selected programme (Ml/d) input as +ve 2043-44: 0.0083651; Gains in Water Available For Use / Savings in Demand under the selected programme (Ml/d) input as +ve 2044-45: 0.0087994; Gains in Water Available For Use / Savings in Demand under the selected programme (Ml/d) input as +ve 2045-46: 0.0092328; Gains in Water Available For Use / Savings in Demand under the selected programme (Ml/d) input as +ve 2046-47: 0.0096652; Gains in Water Available For Use / Savings in Demand under the selected programme (Ml/d) input as +ve 2047-48: 0.010097; Gains in Water Available For Use / Savings in Demand under the selected programme (Ml/d) input as +ve 2048-49: 0.010527; Gains in Water Available For Use / Savings in Demand under the selected programme (Ml/d) input as +ve 2049-50: 0.010956
51dF | 2c WRMP24. Garden Advice.AWSSUS | WEF 2c.AWSSUS | Water efficiency customer education / awareness | Customer Options | N | Ofwat Core | AWSSUS | Ml/d | 2 | Gains in Water Available For Use / Savings in Demand under the selected programme (Ml/d) input as +ve 2019-20: 0; Gains in Water Available For Use / Savings in Demand under the selected programme (Ml/d) input as +ve 2020-21: 0; Gains in Water Available For Use / Savings in Demand under the selected programme (Ml/d) input as +ve 2021-22: 0; Gains in Water Available For Use / Savings in Demand under the selected programme (Ml/d) input as +ve 2022-23: 0; Gains in Water Available For Use / Savings in Demand under the selected programme (Ml/d) input as +ve 2023-24: 0; Gains in Water Available For Use / Savings in Demand under the selected programme (Ml/d) input as +ve 2024-25: 0; Gains in Water Available For Use / Savings in Demand under the selected programme (Ml/d) input as +ve 2025-26: 0.00044604; Gains in Water Available For Use / Savings in Demand under the selected programme (Ml/d) input as +ve 2026-27: 0.00089233; Gains in Water Available For Use / Savings in Demand under the selected programme (Ml/d) input as +ve 2027-28: 0.0013368; Gains in Water Available For Use / Savings in Demand under the selected programme (Ml/d) input as +ve 2028-29: 0.0017806; Gains in Water Available For Use / Savings in Demand under the selected programme (Ml/d) input as +ve 2029-30: 0.0022231; Gains in Water Available For Use / Savings in Demand under the selected programme (Ml/d) input as +ve 2030-31: 0.0026648; Gains in Water Available For Use / Savings in Demand under the selected programme (Ml/d) input as +ve 2031-32: 0.0031059; Gains in Water Available For Use / Savings in Demand under the selected programme (Ml/d) input as +ve 2032-33: 0.0035463; Gains in Water Available For Use / Savings in Demand under the selected programme (Ml/d) input as +ve 2033-34: 0.0039863; Gains in Water Available For Use / Savings in Demand under the selected programme (Ml/d) input as +ve 2034-35: 0.004426; Gains in Water Available For Use / Savings in Demand under the selected programme (Ml/d) input as +ve 2035-36: 0.0048655; Gains in Water Available For Use / Savings in Demand under the selected programme (Ml/d) input as +ve 2036-37: 0.0053047; Gains in Water Available For Use / Savings in Demand under the selected programme (Ml/d) input as +ve 2037-38: 0.0057436; Gains in Water Available For Use / Savings in Demand under the selected programme (Ml/d) input as +ve 2038-39: 0.006182; Gains in Water Available For Use / Savings in Demand under the selected programme (Ml/d) input as +ve 2039-40: 0.0066199; Gains in Water Available For Use / Savings in Demand under the selected programme (Ml/d) input as +ve 2040-41: 0.0070573; Gains in Water Available For Use / Savings in Demand under the selected programme (Ml/d) input as +ve 2041-42: 0.007494; Gains in Water Available For Use / Savings in Demand under the selected programme (Ml/d) input as +ve 2042-43: 0.00793; Gains in Water Available For Use / Savings in Demand under the selected programme (Ml/d) input as +ve 2043-44: 0.0083651; Gains in Water Available For Use / Savings in Demand under the selected programme (Ml/d) input as +ve 2044-45: 0.0087994; Gains in Water Available For Use / Savings in Demand under the selected programme (Ml/d) input as +ve 2045-46: 0.0092328; Gains in Water Available For Use / Savings in Demand under the selected programme (Ml/d) input as +ve 2046-47: 0.0096652; Gains in Water Available For Use / Savings in Demand under the selected programme (Ml/d) input as +ve 2047-48: 0.010097; Gains in Water Available For Use / Savings in Demand under the selected programme (Ml/d) input as +ve 2048-49: 0.010527; Gains in Water Available For Use / Savings in Demand under the selected programme (Ml/d) input as +ve 2049-50: 0.010956
51dP | 2c WRMP24. Garden Advice.AWSSUS | WEF 2c.AWSSUS | Water efficiency customer education / awareness | Customer Options | N | Preferred | AWSSUS | Ml/d | 2 | Gains in Water Available For Use / Savings in Demand under the selected programme (Ml/d) input as +ve 2019-20: 0; Gains in Water Available For Use / Savings in Demand under the selected programme (Ml/d) input as +ve 2020-21: 0; Gains in Water Available For Use / Savings in Demand under the selected programme (Ml/d) input as +ve 2021-22: 0; Gains in Water Available For Use / Savings in Demand under the selected programme (Ml/d) input as +ve 2022-23: 0; Gains in Water Available For Use / Savings in Demand under the selected programme (Ml/d) input as +ve 2023-24: 0; Gains in Water Available For Use / Savings in Demand under the selected programme (Ml/d) input as +ve 2024-25: 0; Gains in Water Available For Use / Savings in Demand under the selected programme (Ml/d) input as +ve 2025-26: 0.00044604; Gains in Water Available For Use / Savings in Demand under the selected programme (Ml/d) input as +ve 2026-27: 0.00089233; Gains in Water Available For Use / Savings in Demand under the selected programme (Ml/d) input as +ve 2027-28: 0.0013368; Gains in Water Available For Use / Savings in Demand under the selected programme (Ml/d) input as +ve 2028-29: 0.0017806; Gains in Water Available For Use / Savings in Demand under the selected programme (Ml/d) input as +ve 2029-30: 0.0022231; Gains in Water Available For Use / Savings in Demand under the selected programme (Ml/d) input as +ve 2030-31: 0.0026648; Gains in Water Available For Use / Savings in Demand under the selected programme (Ml/d) input as +ve 2031-32: 0.0031059; Gains in Water Available For Use / Savings in Demand under the selected programme (Ml/d) input as +ve 2032-33: 0.0035463; Gains in Water Available For Use / Savings in Demand under the selected programme (Ml/d) input as +ve 2033-34: 0.0039863; Gains in Water Available For Use / Savings in Demand under the selected programme (Ml/d) input as +ve 2034-35: 0.004426; Gains in Water Available For Use / Savings in Demand under the selected programme (Ml/d) input as +ve 2035-36: 0.0048655; Gains in Water Available For Use / Savings in Demand under the selected programme (Ml/d) input as +ve 2036-37: 0.0053047; Gains in Water Available For Use / Savings in Demand under the selected programme (Ml/d) input as +ve 2037-38: 0.0057436; Gains in Water Available For Use / Savings in Demand under the selected programme (Ml/d) input as +ve 2038-39: 0.006182; Gains in Water Available For Use / Savings in Demand under the selected programme (Ml/d) input as +ve 2039-40: 0.0066199; Gains in Water Available For Use / Savings in Demand under the selected programme (Ml/d) input as +ve 2040-41: 0.0070573; Gains in Water Available For Use / Savings in Demand under the selected programme (Ml/d) input as +ve 2041-42: 0.007494; Gains in Water Available For Use / Savings in Demand under the selected programme (Ml/d) input as +ve 2042-43: 0.00793; Gains in Water Available For Use / Savings in Demand under the selected programme (Ml/d) input as +ve 2043-44: 0.0083651; Gains in Water Available For Use / Savings in Demand under the selected programme (Ml/d) input as +ve 2044-45: 0.0087994; Gains in Water Available For Use / Savings in Demand under the selected programme (Ml/d) input as +ve 2045-46: 0.0092328; Gains in Water Available For Use / Savings in Demand under the selected programme (Ml/d) input as +ve 2046-47: 0.0096652; Gains in Water Available For Use / Savings in Demand under the selected programme (Ml/d) input as +ve 2047-48: 0.010097; Gains in Water Available For Use / Savings in Demand under the selected programme (Ml/d) input as +ve 2048-49: 0.010527; Gains in Water Available For Use / Savings in Demand under the selected programme (Ml/d) input as +ve 2049-50: 0.010956
51dF | 3a WRMP24. Community Reward.AWSSUS | WEF 3a.AWSSUS | Water efficiency customer education / awareness | Customer Options | N | Least Cost | AWSSUS | Ml/d | 2 | Gains in Water Available For Use / Savings in Demand under the selected programme (Ml/d) input as +ve 2019-20: 0; Gains in Water Available For Use / Savings in Demand under the selected programme (Ml/d) input as +ve 2020-21: 0; Gains in Water Available For Use / Savings in Demand under the selected programme (Ml/d) input as +ve 2021-22: 0; Gains in Water Available For Use / Savings in Demand under the selected programme (Ml/d) input as +ve 2022-23: 0; Gains in Water Available For Use / Savings in Demand under the selected programme (Ml/d) input as +ve 2023-24: 0; Gains in Water Available For Use / Savings in Demand under the selected programme (Ml/d) input as +ve 2024-25: 0; Gains in Water Available For Use / Savings in Demand under the selected programme (Ml/d) input as +ve 2025-26: 0.0010097; Gains in Water Available For Use / Savings in Demand under the selected programme (Ml/d) input as +ve 2026-27: 0.0018933; Gains in Water Available For Use / Savings in Demand under the selected programme (Ml/d) input as +ve 2027-28: 0.002665; Gains in Water Available For Use / Savings in Demand under the selected programme (Ml/d) input as +ve 2028-29: 0.003357; Gains in Water Available For Use / Savings in Demand under the selected programme (Ml/d) input as +ve 2029-30: 0.0039833; Gains in Water Available For Use / Savings in Demand under the selected programme (Ml/d) input as +ve 2030-31: 0.0046021; Gains in Water Available For Use / Savings in Demand under the selected programme (Ml/d) input as +ve 2031-32: 0.0052147; Gains in Water Available For Use / Savings in Demand under the selected programme (Ml/d) input as +ve 2032-33: 0.0058236; Gains in Water Available For Use / Savings in Demand under the selected programme (Ml/d) input as +ve 2033-34: 0.0064297; Gains in Water Available For Use / Savings in Demand under the selected programme (Ml/d) input as +ve 2034-35: 0.0070331; Gains in Water Available For Use / Savings in Demand under the selected programme (Ml/d) input as +ve 2035-36: 0.0076338; Gains in Water Available For Use / Savings in Demand under the selected programme (Ml/d) input as +ve 2036-37: 0.0082316; Gains in Water Available For Use / Savings in Demand under the selected programme (Ml/d) input as +ve 2037-38: 0.0088268; Gains in Water Available For Use / Savings in Demand under the selected programme (Ml/d) input as +ve 2038-39: 0.0094192; Gains in Water Available For Use / Savings in Demand under the selected programme (Ml/d) input as +ve 2039-40: 0.01001; Gains in Water Available For Use / Savings in Demand under the selected programme (Ml/d) input as +ve 2040-41: 0.0099413; Gains in Water Available For Use / Savings in Demand under the selected programme (Ml/d) input as +ve 2041-42: 0.0099561; Gains in Water Available For Use / Savings in Demand under the selected programme (Ml/d) input as +ve 2042-43: 0.010044; Gains in Water Available For Use / Savings in Demand under the selected programme (Ml/d) input as +ve 2043-44: 0.010185; Gains in Water Available For Use / Savings in Demand under the selected programme (Ml/d) input as +ve 2044-45: 0.010368; Gains in Water Available For Use / Savings in Demand under the selected programme (Ml/d) input as +ve 2045-46: 0.010556; Gains in Water Available For Use / Savings in Demand under the selected programme (Ml/d) input as +ve 2046-47: 0.010747; Gains in Water Available For Use / Savings in Demand under the selected programme (Ml/d) input as +ve 2047-48: 0.01094; Gains in Water Available For Use / Savings in Demand under the selected programme (Ml/d) input as +ve 2048-49: 0.011133; Gains in Water Available For Use / Savings in Demand under the selected programme (Ml/d) input as +ve 2049-50: 0.011327
51dF | 3a WRMP24. Community Reward.AWSSUS | WEF 3a.AWSSUS | Water efficiency customer education / awareness | Customer Options | N | Ofwat Core | AWSSUS | Ml/d | 2 | Gains in Water Available For Use / Savings in Demand under the selected programme (Ml/d) input as +ve 2019-20: 0; Gains in Water Available For Use / Savings in Demand under the selected programme (Ml/d) input as +ve 2020-21: 0; Gains in Water Available For Use / Savings in Demand under the selected programme (Ml/d) input as +ve 2021-22: 0; Gains in Water Available For Use / Savings in Demand under the selected programme (Ml/d) input as +ve 2022-23: 0; Gains in Water Available For Use / Savings in Demand under the selected programme (Ml/d) input as +ve 2023-24: 0; Gains in Water Available For Use / Savings in Demand under the selected programme (Ml/d) input as +ve 2024-25: 0; Gains in Water Available For Use / Savings in Demand under the selected programme (Ml/d) input as +ve 2025-26: 0.0010097; Gains in Water Available For Use / Savings in Demand under the selected programme (Ml/d) input as +ve 2026-27: 0.0018933; Gains in Water Available For Use / Savings in Demand under the selected programme (Ml/d) input as +ve 2027-28: 0.002665; Gains in Water Available For Use / Savings in Demand under the selected programme (Ml/d) input as +ve 2028-29: 0.003357; Gains in Water Available For Use / Savings in Demand under the selected programme (Ml/d) input as +ve 2029-30: 0.0039833; Gains in Water Available For Use / Savings in Demand under the selected programme (Ml/d) input as +ve 2030-31: 0.0046021; Gains in Water Available For Use / Savings in Demand under the selected programme (Ml/d) input as +ve 2031-32: 0.0052147; Gains in Water Available For Use / Savings in Demand under the selected programme (Ml/d) input as +ve 2032-33: 0.0058236; Gains in Water Available For Use / Savings in Demand under the selected programme (Ml/d) input as +ve 2033-34: 0.0064297; Gains in Water Available For Use / Savings in Demand under the selected programme (Ml/d) input as +ve 2034-35: 0.0070331; Gains in Water Available For Use / Savings in Demand under the selected programme (Ml/d) input as +ve 2035-36: 0.0076338; Gains in Water Available For Use / Savings in Demand under the selected programme (Ml/d) input as +ve 2036-37: 0.0082316; Gains in Water Available For Use / Savings in Demand under the selected programme (Ml/d) input as +ve 2037-38: 0.0088268; Gains in Water Available For Use / Savings in Demand under the selected programme (Ml/d) input as +ve 2038-39: 0.0094192; Gains in Water Available For Use / Savings in Demand under the selected programme (Ml/d) input as +ve 2039-40: 0.01001; Gains in Water Available For Use / Savings in Demand under the selected programme (Ml/d) input as +ve 2040-41: 0.0099413; Gains in Water Available For Use / Savings in Demand under the selected programme (Ml/d) input as +ve 2041-42: 0.0099561; Gains in Water Available For Use / Savings in Demand under the selected programme (Ml/d) input as +ve 2042-43: 0.010044; Gains in Water Available For Use / Savings in Demand under the selected programme (Ml/d) input as +ve 2043-44: 0.010185; Gains in Water Available For Use / Savings in Demand under the selected programme (Ml/d) input as +ve 2044-45: 0.010368; Gains in Water Available For Use / Savings in Demand under the selected programme (Ml/d) input as +ve 2045-46: 0.010556; Gains in Water Available For Use / Savings in Demand under the selected programme (Ml/d) input as +ve 2046-47: 0.010747; Gains in Water Available For Use / Savings in Demand under the selected programme (Ml/d) input as +ve 2047-48: 0.01094; Gains in Water Available For Use / Savings in Demand under the selected programme (Ml/d) input as +ve 2048-49: 0.011133; Gains in Water Available For Use / Savings in Demand under the selected programme (Ml/d) input as +ve 2049-50: 0.011327
51dP | 3a WRMP24. Community Reward.AWSSUS | WEF 3a.AWSSUS | Water efficiency customer education / awareness | Customer Options | N | Preferred | AWSSUS | Ml/d | 2 | Gains in Water Available For Use / Savings in Demand under the selected programme (Ml/d) input as +ve 2019-20: 0; Gains in Water Available For Use / Savings in Demand under the selected programme (Ml/d) input as +ve 2020-21: 0; Gains in Water Available For Use / Savings in Demand under the selected programme (Ml/d) input as +ve 2021-22: 0; Gains in Water Available For Use / Savings in Demand under the selected programme (Ml/d) input as +ve 2022-23: 0; Gains in Water Available For Use / Savings in Demand under the selected programme (Ml/d) input as +ve 2023-24: 0; Gains in Water Available For Use / Savings in Demand under the selected programme (Ml/d) input as +ve 2024-25: 0; Gains in Water Available For Use / Savings in Demand under the selected programme (Ml/d) input as +ve 2025-26: 0.0010097; Gains in Water Available For Use / Savings in Demand under the selected programme (Ml/d) input as +ve 2026-27: 0.0018933; Gains in Water Available For Use / Savings in Demand under the selected programme (Ml/d) input as +ve 2027-28: 0.002665; Gains in Water Available For Use / Savings in Demand under the selected programme (Ml/d) input as +ve 2028-29: 0.003357; Gains in Water Available For Use / Savings in Demand under the selected programme (Ml/d) input as +ve 2029-30: 0.0039833; Gains in Water Available For Use / Savings in Demand under the selected programme (Ml/d) input as +ve 2030-31: 0.0046021; Gains in Water Available For Use / Savings in Demand under the selected programme (Ml/d) input as +ve 2031-32: 0.0052147; Gains in Water Available For Use / Savings in Demand under the selected programme (Ml/d) input as +ve 2032-33: 0.0058236; Gains in Water Available For Use / Savings in Demand under the selected programme (Ml/d) input as +ve 2033-34: 0.0064297; Gains in Water Available For Use / Savings in Demand under the selected programme (Ml/d) input as +ve 2034-35: 0.0070331; Gains in Water Available For Use / Savings in Demand under the selected programme (Ml/d) input as +ve 2035-36: 0.0076338; Gains in Water Available For Use / Savings in Demand under the selected programme (Ml/d) input as +ve 2036-37: 0.0082316; Gains in Water Available For Use / Savings in Demand under the selected programme (Ml/d) input as +ve 2037-38: 0.0088268; Gains in Water Available For Use / Savings in Demand under the selected programme (Ml/d) input as +ve 2038-39: 0.0094192; Gains in Water Available For Use / Savings in Demand under the selected programme (Ml/d) input as +ve 2039-40: 0.01001; Gains in Water Available For Use / Savings in Demand under the selected programme (Ml/d) input as +ve 2040-41: 0.0099413; Gains in Water Available For Use / Savings in Demand under the selected programme (Ml/d) input as +ve 2041-42: 0.0099561; Gains in Water Available For Use / Savings in Demand under the selected programme (Ml/d) input as +ve 2042-43: 0.010044; Gains in Water Available For Use / Savings in Demand under the selected programme (Ml/d) input as +ve 2043-44: 0.010185; Gains in Water Available For Use / Savings in Demand under the selected programme (Ml/d) input as +ve 2044-45: 0.010368; Gains in Water Available For Use / Savings in Demand under the selected programme (Ml/d) input as +ve 2045-46: 0.010556; Gains in Water Available For Use / Savings in Demand under the selected programme (Ml/d) input as +ve 2046-47: 0.010747; Gains in Water Available For Use / Savings in Demand under the selected programme (Ml/d) input as +ve 2047-48: 0.01094; Gains in Water Available For Use / Savings in Demand under the selected programme (Ml/d) input as +ve 2048-49: 0.011133; Gains in Water Available For Use / Savings in Demand under the selected programme (Ml/d) input as +ve 2049-50: 0.011327
51dF | 4a WRMP24. PL Uplift - Vulnerable Customers.AWSSUS | WEF 4a.AWSSUS | Other water efficiency | Customer Options | N | Least Cost | AWSSUS | Ml/d | 2 | Gains in Water Available For Use / Savings in Demand under the selected programme (Ml/d) input as +ve 2019-20: 0; Gains in Water Available For Use / Savings in Demand under the selected programme (Ml/d) input as +ve 2020-21: 0; Gains in Water Available For Use / Savings in Demand under the selected programme (Ml/d) input as +ve 2021-22: 0; Gains in Water Available For Use / Savings in Demand under the selected programme (Ml/d) input as +ve 2022-23: 0; Gains in Water Available For Use / Savings in Demand under the selected programme (Ml/d) input as +ve 2023-24: 0; Gains in Water Available For Use / Savings in Demand under the selected programme (Ml/d) input as +ve 2024-25: 0; Gains in Water Available For Use / Savings in Demand under the selected programme (Ml/d) input as +ve 2025-26: 0.0021653; Gains in Water Available For Use / Savings in Demand under the selected programme (Ml/d) input as +ve 2026-27: 0.0027591; Gains in Water Available For Use / Savings in Demand under the selected programme (Ml/d) input as +ve 2027-28: 0.0033595; Gains in Water Available For Use / Savings in Demand under the selected programme (Ml/d) input as +ve 2028-29: 0.0039812; Gains in Water Available For Use / Savings in Demand under the selected programme (Ml/d) input as +ve 2029-30: 0.0046093; Gains in Water Available For Use / Savings in Demand under the selected programme (Ml/d) input as +ve 2030-31: 0.0052534; Gains in Water Available For Use / Savings in Demand under the selected programme (Ml/d) input as +ve 2031-32: 0.005911; Gains in Water Available For Use / Savings in Demand under the selected programme (Ml/d) input as +ve 2032-33: 0.0059836; Gains in Water Available For Use / Savings in Demand under the selected programme (Ml/d) input as +ve 2033-34: 0.0060536; Gains in Water Available For Use / Savings in Demand under the selected programme (Ml/d) input as +ve 2034-35: 0.0061218; Gains in Water Available For Use / Savings in Demand under the selected programme (Ml/d) input as +ve 2035-36: 0.0061899; Gains in Water Available For Use / Savings in Demand under the selected programme (Ml/d) input as +ve 2036-37: 0.0062562; Gains in Water Available For Use / Savings in Demand under the selected programme (Ml/d) input as +ve 2037-38: 0.0063208; Gains in Water Available For Use / Savings in Demand under the selected programme (Ml/d) input as +ve 2038-39: 0.0063829; Gains in Water Available For Use / Savings in Demand under the selected programme (Ml/d) input as +ve 2039-40: 0.0064435; Gains in Water Available For Use / Savings in Demand under the selected programme (Ml/d) input as +ve 2040-41: 0.0065012; Gains in Water Available For Use / Savings in Demand under the selected programme (Ml/d) input as +ve 2041-42: 0.0065574; Gains in Water Available For Use / Savings in Demand under the selected programme (Ml/d) input as +ve 2042-43: 0.0066109; Gains in Water Available For Use / Savings in Demand under the selected programme (Ml/d) input as +ve 2043-44: 0.0066626; Gains in Water Available For Use / Savings in Demand under the selected programme (Ml/d) input as +ve 2044-45: 0.0067123; Gains in Water Available For Use / Savings in Demand under the selected programme (Ml/d) input as +ve 2045-46: 0.0067541; Gains in Water Available For Use / Savings in Demand under the selected programme (Ml/d) input as +ve 2046-47: 0.0067939; Gains in Water Available For Use / Savings in Demand under the selected programme (Ml/d) input as +ve 2047-48: 0.0068318; Gains in Water Available For Use / Savings in Demand under the selected programme (Ml/d) input as +ve 2048-49: 0.0068677; Gains in Water Available For Use / Savings in Demand under the selected programme (Ml/d) input as +ve 2049-50: 0.0068971
51dF | 4a WRMP24. PL Uplift - Vulnerable Customers.AWSSUS | WEF 4a.AWSSUS | Other water efficiency | Customer Options | N | Ofwat Core | AWSSUS | Ml/d | 2 | Gains in Water Available For Use / Savings in Demand under the selected programme (Ml/d) input as +ve 2019-20: 0; Gains in Water Available For Use / Savings in Demand under the selected programme (Ml/d) input as +ve 2020-21: 0; Gains in Water Available For Use / Savings in Demand under the selected programme (Ml/d) input as +ve 2021-22: 0; Gains in Water Available For Use / Savings in Demand under the selected programme (Ml/d) input as +ve 2022-23: 0; Gains in Water Available For Use / Savings in Demand under the selected programme (Ml/d) input as +ve 2023-24: 0; Gains in Water Available For Use / Savings in Demand under the selected programme (Ml/d) input as +ve 2024-25: 0; Gains in Water Available For Use / Savings in Demand under the selected programme (Ml/d) input as +ve 2025-26: 0.0021653; Gains in Water Available For Use / Savings in Demand under the selected programme (Ml/d) input as +ve 2026-27: 0.0027591; Gains in Water Available For Use / Savings in Demand under the selected programme (Ml/d) input as +ve 2027-28: 0.0033595; Gains in Water Available For Use / Savings in Demand under the selected programme (Ml/d) input as +ve 2028-29: 0.0039812; Gains in Water Available For Use / Savings in Demand under the selected programme (Ml/d) input as +ve 2029-30: 0.0046093; Gains in Water Available For Use / Savings in Demand under the selected programme (Ml/d) input as +ve 2030-31: 0.0052534; Gains in Water Available For Use / Savings in Demand under the selected programme (Ml/d) input as +ve 2031-32: 0.005911; Gains in Water Available For Use / Savings in Demand under the selected programme (Ml/d) input as +ve 2032-33: 0.0059836; Gains in Water Available For Use / Savings in Demand under the selected programme (Ml/d) input as +ve 2033-34: 0.0060536; Gains in Water Available For Use / Savings in Demand under the selected programme (Ml/d) input as +ve 2034-35: 0.0061218; Gains in Water Available For Use / Savings in Demand under the selected programme (Ml/d) input as +ve 2035-36: 0.0061899; Gains in Water Available For Use / Savings in Demand under the selected programme (Ml/d) input as +ve 2036-37: 0.0062562; Gains in Water Available For Use / Savings in Demand under the selected programme (Ml/d) input as +ve 2037-38: 0.0063208; Gains in Water Available For Use / Savings in Demand under the selected programme (Ml/d) input as +ve 2038-39: 0.0063829; Gains in Water Available For Use / Savings in Demand under the selected programme (Ml/d) input as +ve 2039-40: 0.0064435; Gains in Water Available For Use / Savings in Demand under the selected programme (Ml/d) input as +ve 2040-41: 0.0065012; Gains in Water Available For Use / Savings in Demand under the selected programme (Ml/d) input as +ve 2041-42: 0.0065574; Gains in Water Available For Use / Savings in Demand under the selected programme (Ml/d) input as +ve 2042-43: 0.0066109; Gains in Water Available For Use / Savings in Demand under the selected programme (Ml/d) input as +ve 2043-44: 0.0066626; Gains in Water Available For Use / Savings in Demand under the selected programme (Ml/d) input as +ve 2044-45: 0.0067123; Gains in Water Available For Use / Savings in Demand under the selected programme (Ml/d) input as +ve 2045-46: 0.0067541; Gains in Water Available For Use / Savings in Demand under the selected programme (Ml/d) input as +ve 2046-47: 0.0067939; Gains in Water Available For Use / Savings in Demand under the selected programme (Ml/d) input as +ve 2047-48: 0.0068318; Gains in Water Available For Use / Savings in Demand under the selected programme (Ml/d) input as +ve 2048-49: 0.0068677; Gains in Water Available For Use / Savings in Demand under the selected programme (Ml/d) input as +ve 2049-50: 0.0068971
51dP | 4a WRMP24. PL Uplift - Vulnerable Customers.AWSSUS | WEF 4a.AWSSUS | Other water efficiency | Customer Options | N | Preferred | AWSSUS | Ml/d | 2 | Gains in Water Available For Use / Savings in Demand under the selected programme (Ml/d) input as +ve 2019-20: 0; Gains in Water Available For Use / Savings in Demand under the selected programme (Ml/d) input as +ve 2020-21: 0; Gains in Water Available For Use / Savings in Demand under the selected programme (Ml/d) input as +ve 2021-22: 0; Gains in Water Available For Use / Savings in Demand under the selected programme (Ml/d) input as +ve 2022-23: 0; Gains in Water Available For Use / Savings in Demand under the selected programme (Ml/d) input as +ve 2023-24: 0; Gains in Water Available For Use / Savings in Demand under the selected programme (Ml/d) input as +ve 2024-25: 0; Gains in Water Available For Use / Savings in Demand under the selected programme (Ml/d) input as +ve 2025-26: 0.0021653; Gains in Water Available For Use / Savings in Demand under the selected programme (Ml/d) input as +ve 2026-27: 0.0027591; Gains in Water Available For Use / Savings in Demand under the selected programme (Ml/d) input as +ve 2027-28: 0.0033595; Gains in Water Available For Use / Savings in Demand under the selected programme (Ml/d) input as +ve 2028-29: 0.0039812; Gains in Water Available For Use / Savings in Demand under the selected programme (Ml/d) input as +ve 2029-30: 0.0046093; Gains in Water Available For Use / Savings in Demand under the selected programme (Ml/d) input as +ve 2030-31: 0.0052534; Gains in Water Available For Use / Savings in Demand under the selected programme (Ml/d) input as +ve 2031-32: 0.005911; Gains in Water Available For Use / Savings in Demand under the selected programme (Ml/d) input as +ve 2032-33: 0.0059836; Gains in Water Available For Use / Savings in Demand under the selected programme (Ml/d) input as +ve 2033-34: 0.0060536; Gains in Water Available For Use / Savings in Demand under the selected programme (Ml/d) input as +ve 2034-35: 0.0061218; Gains in Water Available For Use / Savings in Demand under the selected programme (Ml/d) input as +ve 2035-36: 0.0061899; Gains in Water Available For Use / Savings in Demand under the selected programme (Ml/d) input as +ve 2036-37: 0.0062562; Gains in Water Available For Use / Savings in Demand under the selected programme (Ml/d) input as +ve 2037-38: 0.0063208; Gains in Water Available For Use / Savings in Demand under the selected programme (Ml/d) input as +ve 2038-39: 0.0063829; Gains in Water Available For Use / Savings in Demand under the selected programme (Ml/d) input as +ve 2039-40: 0.0064435; Gains in Water Available For Use / Savings in Demand under the selected programme (Ml/d) input as +ve 2040-41: 0.0065012; Gains in Water Available For Use / Savings in Demand under the selected programme (Ml/d) input as +ve 2041-42: 0.0065574; Gains in Water Available For Use / Savings in Demand under the selected programme (Ml/d) input as +ve 2042-43: 0.0066109; Gains in Water Available For Use / Savings in Demand under the selected programme (Ml/d) input as +ve 2043-44: 0.0066626; Gains in Water Available For Use / Savings in Demand under the selected programme (Ml/d) input as +ve 2044-45: 0.0067123; Gains in Water Available For Use / Savings in Demand under the selected programme (Ml/d) input as +ve 2045-46: 0.0067541; Gains in Water Available For Use / Savings in Demand under the selected programme (Ml/d) input as +ve 2046-47: 0.0067939; Gains in Water Available For Use / Savings in Demand under the selected programme (Ml/d) input as +ve 2047-48: 0.0068318; Gains in Water Available For Use / Savings in Demand under the selected programme (Ml/d) input as +ve 2048-49: 0.0068677; Gains in Water Available For Use / Savings in Demand under the selected programme (Ml/d) input as +ve 2049-50: 0.0068971
51dF | 4c-PL WRMP24. PL uplift - Non-Vulnerable Customers.AWSSUS | WEF 4c-PL.AWSSUS | Other water efficiency | Customer Options | N | Least Cost | AWSSUS | Ml/d | 2 | Gains in Water Available For Use / Savings in Demand under the selected programme (Ml/d) input as +ve 2019-20: 0; Gains in Water Available For Use / Savings in Demand under the selected programme (Ml/d) input as +ve 2020-21: 0; Gains in Water Available For Use / Savings in Demand under the selected programme (Ml/d) input as +ve 2021-22: 0; Gains in Water Available For Use / Savings in Demand under the selected programme (Ml/d) input as +ve 2022-23: 0; Gains in Water Available For Use / Savings in Demand under the selected programme (Ml/d) input as +ve 2023-24: 0; Gains in Water Available For Use / Savings in Demand under the selected programme (Ml/d) input as +ve 2024-25: 0; Gains in Water Available For Use / Savings in Demand under the selected programme (Ml/d) input as +ve 2025-26: 0.018695; Gains in Water Available For Use / Savings in Demand under the selected programme (Ml/d) input as +ve 2026-27: 0.023822; Gains in Water Available For Use / Savings in Demand under the selected programme (Ml/d) input as +ve 2027-28: 0.029006; Gains in Water Available For Use / Savings in Demand under the selected programme (Ml/d) input as +ve 2028-29: 0.034374; Gains in Water Available For Use / Savings in Demand under the selected programme (Ml/d) input as +ve 2029-30: 0.039797; Gains in Water Available For Use / Savings in Demand under the selected programme (Ml/d) input as +ve 2030-31: 0.045358; Gains in Water Available For Use / Savings in Demand under the selected programme (Ml/d) input as +ve 2031-32: 0.051036; Gains in Water Available For Use / Savings in Demand under the selected programme (Ml/d) input as +ve 2032-33: 0.051663; Gains in Water Available For Use / Savings in Demand under the selected programme (Ml/d) input as +ve 2033-34: 0.052267; Gains in Water Available For Use / Savings in Demand under the selected programme (Ml/d) input as +ve 2034-35: 0.052856; Gains in Water Available For Use / Savings in Demand under the selected programme (Ml/d) input as +ve 2035-36: 0.053444; Gains in Water Available For Use / Savings in Demand under the selected programme (Ml/d) input as +ve 2036-37: 0.054016; Gains in Water Available For Use / Savings in Demand under the selected programme (Ml/d) input as +ve 2037-38: 0.054574; Gains in Water Available For Use / Savings in Demand under the selected programme (Ml/d) input as +ve 2038-39: 0.05511; Gains in Water Available For Use / Savings in Demand under the selected programme (Ml/d) input as +ve 2039-40: 0.055633; Gains in Water Available For Use / Savings in Demand under the selected programme (Ml/d) input as +ve 2040-41: 0.056132; Gains in Water Available For Use / Savings in Demand under the selected programme (Ml/d) input as +ve 2041-42: 0.056617; Gains in Water Available For Use / Savings in Demand under the selected programme (Ml/d) input as +ve 2042-43: 0.057079; Gains in Water Available For Use / Savings in Demand under the selected programme (Ml/d) input as +ve 2043-44: 0.057526; Gains in Water Available For Use / Savings in Demand under the selected programme (Ml/d) input as +ve 2044-45: 0.057954; Gains in Water Available For Use / Savings in Demand under the selected programme (Ml/d) input as +ve 2045-46: 0.058316; Gains in Water Available For Use / Savings in Demand under the selected programme (Ml/d) input as +ve 2046-47: 0.058659; Gains in Water Available For Use / Savings in Demand under the selected programme (Ml/d) input as +ve 2047-48: 0.058987; Gains in Water Available For Use / Savings in Demand under the selected programme (Ml/d) input as +ve 2048-49: 0.059296; Gains in Water Available For Use / Savings in Demand under the selected programme (Ml/d) input as +ve 2049-50: 0.05955
51dF | 4c-PL WRMP24. PL uplift - Non-Vulnerable Customers.AWSSUS | WEF 4c-PL.AWSSUS | Other water efficiency | Customer Options | N | Ofwat Core | AWSSUS | Ml/d | 2 | Gains in Water Available For Use / Savings in Demand under the selected programme (Ml/d) input as +ve 2019-20: 0; Gains in Water Available For Use / Savings in Demand under the selected programme (Ml/d) input as +ve 2020-21: 0; Gains in Water Available For Use / Savings in Demand under the selected programme (Ml/d) input as +ve 2021-22: 0; Gains in Water Available For Use / Savings in Demand under the selected programme (Ml/d) input as +ve 2022-23: 0; Gains in Water Available For Use / Savings in Demand under the selected programme (Ml/d) input as +ve 2023-24: 0; Gains in Water Available For Use / Savings in Demand under the selected programme (Ml/d) input as +ve 2024-25: 0; Gains in Water Available For Use / Savings in Demand under the selected programme (Ml/d) input as +ve 2025-26: 0.018695; Gains in Water Available For Use / Savings in Demand under the selected programme (Ml/d) input as +ve 2026-27: 0.023822; Gains in Water Available For Use / Savings in Demand under the selected programme (Ml/d) input as +ve 2027-28: 0.029006; Gains in Water Available For Use / Savings in Demand under the selected programme (Ml/d) input as +ve 2028-29: 0.034374; Gains in Water Available For Use / Savings in Demand under the selected programme (Ml/d) input as +ve 2029-30: 0.039797; Gains in Water Available For Use / Savings in Demand under the selected programme (Ml/d) input as +ve 2030-31: 0.045358; Gains in Water Available For Use / Savings in Demand under the selected programme (Ml/d) input as +ve 2031-32: 0.051036; Gains in Water Available For Use / Savings in Demand under the selected programme (Ml/d) input as +ve 2032-33: 0.051663; Gains in Water Available For Use / Savings in Demand under the selected programme (Ml/d) input as +ve 2033-34: 0.052267; Gains in Water Available For Use / Savings in Demand under the selected programme (Ml/d) input as +ve 2034-35: 0.052856; Gains in Water Available For Use / Savings in Demand under the selected programme (Ml/d) input as +ve 2035-36: 0.053444; Gains in Water Available For Use / Savings in Demand under the selected programme (Ml/d) input as +ve 2036-37: 0.054016; Gains in Water Available For Use / Savings in Demand under the selected programme (Ml/d) input as +ve 2037-38: 0.054574; Gains in Water Available For Use / Savings in Demand under the selected programme (Ml/d) input as +ve 2038-39: 0.05511; Gains in Water Available For Use / Savings in Demand under the selected programme (Ml/d) input as +ve 2039-40: 0.055633; Gains in Water Available For Use / Savings in Demand under the selected programme (Ml/d) input as +ve 2040-41: 0.056132; Gains in Water Available For Use / Savings in Demand under the selected programme (Ml/d) input as +ve 2041-42: 0.056617; Gains in Water Available For Use / Savings in Demand under the selected programme (Ml/d) input as +ve 2042-43: 0.057079; Gains in Water Available For Use / Savings in Demand under the selected programme (Ml/d) input as +ve 2043-44: 0.057526; Gains in Water Available For Use / Savings in Demand under the selected programme (Ml/d) input as +ve 2044-45: 0.057954; Gains in Water Available For Use / Savings in Demand under the selected programme (Ml/d) input as +ve 2045-46: 0.058316; Gains in Water Available For Use / Savings in Demand under the selected programme (Ml/d) input as +ve 2046-47: 0.058659; Gains in Water Available For Use / Savings in Demand under the selected programme (Ml/d) input as +ve 2047-48: 0.058987; Gains in Water Available For Use / Savings in Demand under the selected programme (Ml/d) input as +ve 2048-49: 0.059296; Gains in Water Available For Use / Savings in Demand under the selected programme (Ml/d) input as +ve 2049-50: 0.05955
51dP | 4c-PL WRMP24. PL uplift - Non-Vulnerable Customers.AWSSUS | WEF 4c-PL.AWSSUS | Other water efficiency | Customer Options | N | Preferred | AWSSUS | Ml/d | 2 | Gains in Water Available For Use / Savings in Demand under the selected programme (Ml/d) input as +ve 2019-20: 0; Gains in Water Available For Use / Savings in Demand under the selected programme (Ml/d) input as +ve 2020-21: 0; Gains in Water Available For Use / Savings in Demand under the selected programme (Ml/d) input as +ve 2021-22: 0; Gains in Water Available For Use / Savings in Demand under the selected programme (Ml/d) input as +ve 2022-23: 0; Gains in Water Available For Use / Savings in Demand under the selected programme (Ml/d) input as +ve 2023-24: 0; Gains in Water Available For Use / Savings in Demand under the selected programme (Ml/d) input as +ve 2024-25: 0; Gains in Water Available For Use / Savings in Demand under the selected programme (Ml/d) input as +ve 2025-26: 0.018695; Gains in Water Available For Use / Savings in Demand under the selected programme (Ml/d) input as +ve 2026-27: 0.023822; Gains in Water Available For Use / Savings in Demand under the selected programme (Ml/d) input as +ve 2027-28: 0.029006; Gains in Water Available For Use / Savings in Demand under the selected programme (Ml/d) input as +ve 2028-29: 0.034374; Gains in Water Available For Use / Savings in Demand under the selected programme (Ml/d) input as +ve 2029-30: 0.039797; Gains in Water Available For Use / Savings in Demand under the selected programme (Ml/d) input as +ve 2030-31: 0.045358; Gains in Water Available For Use / Savings in Demand under the selected programme (Ml/d) input as +ve 2031-32: 0.051036; Gains in Water Available For Use / Savings in Demand under the selected programme (Ml/d) input as +ve 2032-33: 0.051663; Gains in Water Available For Use / Savings in Demand under the selected programme (Ml/d) input as +ve 2033-34: 0.052267; Gains in Water Available For Use / Savings in Demand under the selected programme (Ml/d) input as +ve 2034-35: 0.052856; Gains in Water Available For Use / Savings in Demand under the selected programme (Ml/d) input as +ve 2035-36: 0.053444; Gains in Water Available For Use / Savings in Demand under the selected programme (Ml/d) input as +ve 2036-37: 0.054016; Gains in Water Available For Use / Savings in Demand under the selected programme (Ml/d) input as +ve 2037-38: 0.054574; Gains in Water Available For Use / Savings in Demand under the selected programme (Ml/d) input as +ve 2038-39: 0.05511; Gains in Water Available For Use / Savings in Demand under the selected programme (Ml/d) input as +ve 2039-40: 0.055633; Gains in Water Available For Use / Savings in Demand under the selected programme (Ml/d) input as +ve 2040-41: 0.056132; Gains in Water Available For Use / Savings in Demand under the selected programme (Ml/d) input as +ve 2041-42: 0.056617; Gains in Water Available For Use / Savings in Demand under the selected programme (Ml/d) input as +ve 2042-43: 0.057079; Gains in Water Available For Use / Savings in Demand under the selected programme (Ml/d) input as +ve 2043-44: 0.057526; Gains in Water Available For Use / Savings in Demand under the selected programme (Ml/d) input as +ve 2044-45: 0.057954; Gains in Water Available For Use / Savings in Demand under the selected programme (Ml/d) input as +ve 2045-46: 0.058316; Gains in Water Available For Use / Savings in Demand under the selected programme (Ml/d) input as +ve 2046-47: 0.058659; Gains in Water Available For Use / Savings in Demand under the selected programme (Ml/d) input as +ve 2047-48: 0.058987; Gains in Water Available For Use / Savings in Demand under the selected programme (Ml/d) input as +ve 2048-49: 0.059296; Gains in Water Available For Use / Savings in Demand under the selected programme (Ml/d) input as +ve 2049-50: 0.05955
51cF | Find and Fix.AWSSUS | Find and Fix.AWSSUS | Active leakage management | Distribution Options | N | Least Cost | AWSSUS | Ml/d | 2 | Gains in Water Available For Use / Savings in Demand under the selected programme (Ml/d) input as +ve 2019-20: 0; Gains in Water Available For Use / Savings in Demand under the selected programme (Ml/d) input as +ve 2020-21: 0; Gains in Water Available For Use / Savings in Demand under the selected programme (Ml/d) input as +ve 2021-22: 0; Gains in Water Available For Use / Savings in Demand under the selected programme (Ml/d) input as +ve 2022-23: 0; Gains in Water Available For Use / Savings in Demand under the selected programme (Ml/d) input as +ve 2023-24: 0; Gains in Water Available For Use / Savings in Demand under the selected programme (Ml/d) input as +ve 2024-25: 0; Gains in Water Available For Use / Savings in Demand under the selected programme (Ml/d) input as +ve 2025-26: 0; Gains in Water Available For Use / Savings in Demand under the selected programme (Ml/d) input as +ve 2026-27: 0; Gains in Water Available For Use / Savings in Demand under the selected programme (Ml/d) input as +ve 2027-28: 0; Gains in Water Available For Use / Savings in Demand under the selected programme (Ml/d) input as +ve 2028-29: 0; Gains in Water Available For Use / Savings in Demand under the selected programme (Ml/d) input as +ve 2029-30: 0; Gains in Water Available For Use / Savings in Demand under the selected programme (Ml/d) input as +ve 2030-31: 0; Gains in Water Available For Use / Savings in Demand under the selected programme (Ml/d) input as +ve 2031-32: 0; Gains in Water Available For Use / Savings in Demand under the selected programme (Ml/d) input as +ve 2032-33: 0; Gains in Water Available For Use / Savings in Demand under the selected programme (Ml/d) input as +ve 2033-34: 0; Gains in Water Available For Use / Savings in Demand under the selected programme (Ml/d) input as +ve 2034-35: 0; Gains in Water Available For Use / Savings in Demand under the selected programme (Ml/d) input as +ve 2035-36: 0; Gains in Water Available For Use / Savings in Demand under the selected programme (Ml/d) input as +ve 2036-37: 0; Gains in Water Available For Use / Savings in Demand under the selected programme (Ml/d) input as +ve 2037-38: 0; Gains in Water Available For Use / Savings in Demand under the selected programme (Ml/d) input as +ve 2038-39: 0; Gains in Water Available For Use / Savings in Demand under the selected programme (Ml/d) input as +ve 2039-40: 0; Gains in Water Available For Use / Savings in Demand under the selected programme (Ml/d) input as +ve 2040-41: 0; Gains in Water Available For Use / Savings in Demand under the selected programme (Ml/d) input as +ve 2041-42: 0; Gains in Water Available For Use / Savings in Demand under the selected programme (Ml/d) input as +ve 2042-43: 0; Gains in Water Available For Use / Savings in Demand under the selected programme (Ml/d) input as +ve 2043-44: 0; Gains in Water Available For Use / Savings in Demand under the selected programme (Ml/d) input as +ve 2044-45: 0; Gains in Water Available For Use / Savings in Demand under the selected programme (Ml/d) input as +ve 2045-46: 0; Gains in Water Available For Use / Savings in Demand under the selected programme (Ml/d) input as +ve 2046-47: 0.0081169; Gains in Water Available For Use / Savings in Demand under the selected programme (Ml/d) input as +ve 2047-48: 0.0081169; Gains in Water Available For Use / Savings in Demand under the selected programme (Ml/d) input as +ve 2048-49: 0.0081169; Gains in Water Available For Use / Savings in Demand under the selected programme (Ml/d) input as +ve 2049-50: 0.0081169
51cF | Find and Fix.AWSSUS | Find and Fix.AWSSUS | Active leakage management | Distribution Options | N | Ofwat Core | AWSSUS | Ml/d | 2 | Gains in Water Available For Use / Savings in Demand under the selected programme (Ml/d) input as +ve 2019-20: 0; Gains in Water Available For Use / Savings in Demand under the selected programme (Ml/d) input as +ve 2020-21: 0; Gains in Water Available For Use / Savings in Demand under the selected programme (Ml/d) input as +ve 2021-22: 0; Gains in Water Available For Use / Savings in Demand under the selected programme (Ml/d) input as +ve 2022-23: 0; Gains in Water Available For Use / Savings in Demand under the selected programme (Ml/d) input as +ve 2023-24: 0; Gains in Water Available For Use / Savings in Demand under the selected programme (Ml/d) input as +ve 2024-25: 0; Gains in Water Available For Use / Savings in Demand under the selected programme (Ml/d) input as +ve 2025-26: 0; Gains in Water Available For Use / Savings in Demand under the selected programme (Ml/d) input as +ve 2026-27: 0; Gains in Water Available For Use / Savings in Demand under the selected programme (Ml/d) input as +ve 2027-28: 0; Gains in Water Available For Use / Savings in Demand under the selected programme (Ml/d) input as +ve 2028-29: 0; Gains in Water Available For Use / Savings in Demand under the selected programme (Ml/d) input as +ve 2029-30: 0; Gains in Water Available For Use / Savings in Demand under the selected programme (Ml/d) input as +ve 2030-31: 0; Gains in Water Available For Use / Savings in Demand under the selected programme (Ml/d) input as +ve 2031-32: 0; Gains in Water Available For Use / Savings in Demand under the selected programme (Ml/d) input as +ve 2032-33: 0; Gains in Water Available For Use / Savings in Demand under the selected programme (Ml/d) input as +ve 2033-34: 0; Gains in Water Available For Use / Savings in Demand under the selected programme (Ml/d) input as +ve 2034-35: 0; Gains in Water Available For Use / Savings in Demand under the selected programme (Ml/d) input as +ve 2035-36: 0; Gains in Water Available For Use / Savings in Demand under the selected programme (Ml/d) input as +ve 2036-37: 0; Gains in Water Available For Use / Savings in Demand under the selected programme (Ml/d) input as +ve 2037-38: 0; Gains in Water Available For Use / Savings in Demand under the selected programme (Ml/d) input as +ve 2038-39: 0; Gains in Water Available For Use / Savings in Demand under the selected programme (Ml/d) input as +ve 2039-40: 0; Gains in Water Available For Use / Savings in Demand under the selected programme (Ml/d) input as +ve 2040-41: 0; Gains in Water Available For Use / Savings in Demand under the selected programme (Ml/d) input as +ve 2041-42: 0; Gains in Water Available For Use / Savings in Demand under the selected programme (Ml/d) input as +ve 2042-43: 0; Gains in Water Available For Use / Savings in Demand under the selected programme (Ml/d) input as +ve 2043-44: 0; Gains in Water Available For Use / Savings in Demand under the selected programme (Ml/d) input as +ve 2044-45: 0; Gains in Water Available For Use / Savings in Demand under the selected programme (Ml/d) input as +ve 2045-46: 0; Gains in Water Available For Use / Savings in Demand under the selected programme (Ml/d) input as +ve 2046-47: 0.0081169; Gains in Water Available For Use / Savings in Demand under the selected programme (Ml/d) input as +ve 2047-48: 0.0081169; Gains in Water Available For Use / Savings in Demand under the selected programme (Ml/d) input as +ve 2048-49: 0.0081169; Gains in Water Available For Use / Savings in Demand under the selected programme (Ml/d) input as +ve 2049-50: 0.0081169
51cP | Find and Fix.AWSSUS | Find and Fix.AWSSUS | Active leakage management | Distribution Options | N | Preferred | AWSSUS | Ml/d | 2 | Gains in Water Available For Use / Savings in Demand under the selected programme (Ml/d) input as +ve 2019-20: 0; Gains in Water Available For Use / Savings in Demand under the selected programme (Ml/d) input as +ve 2020-21: 0; Gains in Water Available For Use / Savings in Demand under the selected programme (Ml/d) input as +ve 2021-22: 0; Gains in Water Available For Use / Savings in Demand under the selected programme (Ml/d) input as +ve 2022-23: 0; Gains in Water Available For Use / Savings in Demand under the selected programme (Ml/d) input as +ve 2023-24: 0; Gains in Water Available For Use / Savings in Demand under the selected programme (Ml/d) input as +ve 2024-25: 0; Gains in Water Available For Use / Savings in Demand under the selected programme (Ml/d) input as +ve 2025-26: 0; Gains in Water Available For Use / Savings in Demand under the selected programme (Ml/d) input as +ve 2026-27: 0; Gains in Water Available For Use / Savings in Demand under the selected programme (Ml/d) input as +ve 2027-28: 0; Gains in Water Available For Use / Savings in Demand under the selected programme (Ml/d) input as +ve 2028-29: 0; Gains in Water Available For Use / Savings in Demand under the selected programme (Ml/d) input as +ve 2029-30: 0; Gains in Water Available For Use / Savings in Demand under the selected programme (Ml/d) input as +ve 2030-31: 0; Gains in Water Available For Use / Savings in Demand under the selected programme (Ml/d) input as +ve 2031-32: 0; Gains in Water Available For Use / Savings in Demand under the selected programme (Ml/d) input as +ve 2032-33: 0; Gains in Water Available For Use / Savings in Demand under the selected programme (Ml/d) input as +ve 2033-34: 0; Gains in Water Available For Use / Savings in Demand under the selected programme (Ml/d) input as +ve 2034-35: 0; Gains in Water Available For Use / Savings in Demand under the selected programme (Ml/d) input as +ve 2035-36: 0; Gains in Water Available For Use / Savings in Demand under the selected programme (Ml/d) input as +ve 2036-37: 0; Gains in Water Available For Use / Savings in Demand under the selected programme (Ml/d) input as +ve 2037-38: 0; Gains in Water Available For Use / Savings in Demand under the selected programme (Ml/d) input as +ve 2038-39: 0; Gains in Water Available For Use / Savings in Demand under the selected programme (Ml/d) input as +ve 2039-40: 0; Gains in Water Available For Use / Savings in Demand under the selected programme (Ml/d) input as +ve 2040-41: 0; Gains in Water Available For Use / Savings in Demand under the selected programme (Ml/d) input as +ve 2041-42: 0; Gains in Water Available For Use / Savings in Demand under the selected programme (Ml/d) input as +ve 2042-43: 0; Gains in Water Available For Use / Savings in Demand under the selected programme (Ml/d) input as +ve 2043-44: 0; Gains in Water Available For Use / Savings in Demand under the selected programme (Ml/d) input as +ve 2044-45: 0; Gains in Water Available For Use / Savings in Demand under the selected programme (Ml/d) input as +ve 2045-46: 0; Gains in Water Available For Use / Savings in Demand under the selected programme (Ml/d) input as +ve 2046-47: 0.0081169; Gains in Water Available For Use / Savings in Demand under the selected programme (Ml/d) input as +ve 2047-48: 0.0081169; Gains in Water Available For Use / Savings in Demand under the selected programme (Ml/d) input as +ve 2048-49: 0.0081169; Gains in Water Available For Use / Savings in Demand under the selected programme (Ml/d) input as +ve 2049-50: 0.0081169
51dF | G2. Mandatory water labelling.AWSSUS | WEF g2.AWSSUS | Water efficiency customer education / awareness | Customer Options | N | Least Cost | AWSSUS | Ml/d | 2 | Gains in Water Available For Use / Savings in Demand under the selected programme (Ml/d) input as +ve 2019-20: 0; Gains in Water Available For Use / Savings in Demand under the selected programme (Ml/d) input as +ve 2020-21: 0; Gains in Water Available For Use / Savings in Demand under the selected programme (Ml/d) input as +ve 2021-22: 0; Gains in Water Available For Use / Savings in Demand under the selected programme (Ml/d) input as +ve 2022-23: 0; Gains in Water Available For Use / Savings in Demand under the selected programme (Ml/d) input as +ve 2023-24: 0; Gains in Water Available For Use / Savings in Demand under the selected programme (Ml/d) input as +ve 2024-25: 0; Gains in Water Available For Use / Savings in Demand under the selected programme (Ml/d) input as +ve 2025-26: 0; Gains in Water Available For Use / Savings in Demand under the selected programme (Ml/d) input as +ve 2026-27: 0; Gains in Water Available For Use / Savings in Demand under the selected programme (Ml/d) input as +ve 2027-28: 0; Gains in Water Available For Use / Savings in Demand under the selected programme (Ml/d) input as +ve 2028-29: 0.011841; Gains in Water Available For Use / Savings in Demand under the selected programme (Ml/d) input as +ve 2029-30: 0.023796; Gains in Water Available For Use / Savings in Demand under the selected programme (Ml/d) input as +ve 2030-31: 0.035905; Gains in Water Available For Use / Savings in Demand under the selected programme (Ml/d) input as +ve 2031-32: 0.04813; Gains in Water Available For Use / Savings in Demand under the selected programme (Ml/d) input as +ve 2032-33: 0.060464; Gains in Water Available For Use / Savings in Demand under the selected programme (Ml/d) input as +ve 2033-34: 0.072948; Gains in Water Available For Use / Savings in Demand under the selected programme (Ml/d) input as +ve 2034-35: 0.11065; Gains in Water Available For Use / Savings in Demand under the selected programme (Ml/d) input as +ve 2035-36: 0.14871; Gains in Water Available For Use / Savings in Demand under the selected programme (Ml/d) input as +ve 2036-37: 0.18707; Gains in Water Available For Use / Savings in Demand under the selected programme (Ml/d) input as +ve 2037-38: 0.22588; Gains in Water Available For Use / Savings in Demand under the selected programme (Ml/d) input as +ve 2038-39: 0.26493; Gains in Water Available For Use / Savings in Demand under the selected programme (Ml/d) input as +ve 2039-40: 0.30465; Gains in Water Available For Use / Savings in Demand under the selected programme (Ml/d) input as +ve 2040-41: 0.34451; Gains in Water Available For Use / Savings in Demand under the selected programme (Ml/d) input as +ve 2041-42: 0.38477; Gains in Water Available For Use / Savings in Demand under the selected programme (Ml/d) input as +ve 2042-43: 0.42541; Gains in Water Available For Use / Savings in Demand under the selected programme (Ml/d) input as +ve 2043-44: 0.46639; Gains in Water Available For Use / Savings in Demand under the selected programme (Ml/d) input as +ve 2044-45: 0.48083; Gains in Water Available For Use / Savings in Demand under the selected programme (Ml/d) input as +ve 2045-46: 0.49509; Gains in Water Available For Use / Savings in Demand under the selected programme (Ml/d) input as +ve 2046-47: 0.50942; Gains in Water Available For Use / Savings in Demand under the selected programme (Ml/d) input as +ve 2047-48: 0.52384; Gains in Water Available For Use / Savings in Demand under the selected programme (Ml/d) input as +ve 2048-49: 0.53825; Gains in Water Available For Use / Savings in Demand under the selected programme (Ml/d) input as +ve 2049-50: 0.55275
51dF | G2. Mandatory water labelling.AWSSUS | WEF g2.AWSSUS | Water efficiency customer education / awareness | Customer Options | N | Ofwat Core | AWSSUS | Ml/d | 2 | Gains in Water Available For Use / Savings in Demand under the selected programme (Ml/d) input as +ve 2019-20: 0; Gains in Water Available For Use / Savings in Demand under the selected programme (Ml/d) input as +ve 2020-21: 0; Gains in Water Available For Use / Savings in Demand under the selected programme (Ml/d) input as +ve 2021-22: 0; Gains in Water Available For Use / Savings in Demand under the selected programme (Ml/d) input as +ve 2022-23: 0; Gains in Water Available For Use / Savings in Demand under the selected programme (Ml/d) input as +ve 2023-24: 0; Gains in Water Available For Use / Savings in Demand under the selected programme (Ml/d) input as +ve 2024-25: 0; Gains in Water Available For Use / Savings in Demand under the selected programme (Ml/d) input as +ve 2025-26: 0; Gains in Water Available For Use / Savings in Demand under the selected programme (Ml/d) input as +ve 2026-27: 0; Gains in Water Available For Use / Savings in Demand under the selected programme (Ml/d) input as +ve 2027-28: 0; Gains in Water Available For Use / Savings in Demand under the selected programme (Ml/d) input as +ve 2028-29: 0.011841; Gains in Water Available For Use / Savings in Demand under the selected programme (Ml/d) input as +ve 2029-30: 0.023796; Gains in Water Available For Use / Savings in Demand under the selected programme (Ml/d) input as +ve 2030-31: 0.035905; Gains in Water Available For Use / Savings in Demand under the selected programme (Ml/d) input as +ve 2031-32: 0.04813; Gains in Water Available For Use / Savings in Demand under the selected programme (Ml/d) input as +ve 2032-33: 0.060464; Gains in Water Available For Use / Savings in Demand under the selected programme (Ml/d) input as +ve 2033-34: 0.072948; Gains in Water Available For Use / Savings in Demand under the selected programme (Ml/d) input as +ve 2034-35: 0.11065; Gains in Water Available For Use / Savings in Demand under the selected programme (Ml/d) input as +ve 2035-36: 0.14871; Gains in Water Available For Use / Savings in Demand under the selected programme (Ml/d) input as +ve 2036-37: 0.18707; Gains in Water Available For Use / Savings in Demand under the selected programme (Ml/d) input as +ve 2037-38: 0.22588; Gains in Water Available For Use / Savings in Demand under the selected programme (Ml/d) input as +ve 2038-39: 0.26493; Gains in Water Available For Use / Savings in Demand under the selected programme (Ml/d) input as +ve 2039-40: 0.30465; Gains in Water Available For Use / Savings in Demand under the selected programme (Ml/d) input as +ve 2040-41: 0.34451; Gains in Water Available For Use / Savings in Demand under the selected programme (Ml/d) input as +ve 2041-42: 0.38477; Gains in Water Available For Use / Savings in Demand under the selected programme (Ml/d) input as +ve 2042-43: 0.42541; Gains in Water Available For Use / Savings in Demand under the selected programme (Ml/d) input as +ve 2043-44: 0.46639; Gains in Water Available For Use / Savings in Demand under the selected programme (Ml/d) input as +ve 2044-45: 0.48083; Gains in Water Available For Use / Savings in Demand under the selected programme (Ml/d) input as +ve 2045-46: 0.49509; Gains in Water Available For Use / Savings in Demand under the selected programme (Ml/d) input as +ve 2046-47: 0.50942; Gains in Water Available For Use / Savings in Demand under the selected programme (Ml/d) input as +ve 2047-48: 0.52384; Gains in Water Available For Use / Savings in Demand under the selected programme (Ml/d) input as +ve 2048-49: 0.53825; Gains in Water Available For Use / Savings in Demand under the selected programme (Ml/d) input as +ve 2049-50: 0.55275
51dP | G2. Mandatory water labelling.AWSSUS | WEF g2.AWSSUS | Water efficiency customer education / awareness | Customer Options | N | Preferred | AWSSUS | Ml/d | 2 | Gains in Water Available For Use / Savings in Demand under the selected programme (Ml/d) input as +ve 2019-20: 0; Gains in Water Available For Use / Savings in Demand under the selected programme (Ml/d) input as +ve 2020-21: 0; Gains in Water Available For Use / Savings in Demand under the selected programme (Ml/d) input as +ve 2021-22: 0; Gains in Water Available For Use / Savings in Demand under the selected programme (Ml/d) input as +ve 2022-23: 0; Gains in Water Available For Use / Savings in Demand under the selected programme (Ml/d) input as +ve 2023-24: 0; Gains in Water Available For Use / Savings in Demand under the selected programme (Ml/d) input as +ve 2024-25: 0; Gains in Water Available For Use / Savings in Demand under the selected programme (Ml/d) input as +ve 2025-26: 0; Gains in Water Available For Use / Savings in Demand under the selected programme (Ml/d) input as +ve 2026-27: 0; Gains in Water Available For Use / Savings in Demand under the selected programme (Ml/d) input as +ve 2027-28: 0; Gains in Water Available For Use / Savings in Demand under the selected programme (Ml/d) input as +ve 2028-29: 0.011841; Gains in Water Available For Use / Savings in Demand under the selected programme (Ml/d) input as +ve 2029-30: 0.023796; Gains in Water Available For Use / Savings in Demand under the selected programme (Ml/d) input as +ve 2030-31: 0.035905; Gains in Water Available For Use / Savings in Demand under the selected programme (Ml/d) input as +ve 2031-32: 0.04813; Gains in Water Available For Use / Savings in Demand under the selected programme (Ml/d) input as +ve 2032-33: 0.060464; Gains in Water Available For Use / Savings in Demand under the selected programme (Ml/d) input as +ve 2033-34: 0.072948; Gains in Water Available For Use / Savings in Demand under the selected programme (Ml/d) input as +ve 2034-35: 0.11065; Gains in Water Available For Use / Savings in Demand under the selected programme (Ml/d) input as +ve 2035-36: 0.14871; Gains in Water Available For Use / Savings in Demand under the selected programme (Ml/d) input as +ve 2036-37: 0.18707; Gains in Water Available For Use / Savings in Demand under the selected programme (Ml/d) input as +ve 2037-38: 0.22588; Gains in Water Available For Use / Savings in Demand under the selected programme (Ml/d) input as +ve 2038-39: 0.26493; Gains in Water Available For Use / Savings in Demand under the selected programme (Ml/d) input as +ve 2039-40: 0.30465; Gains in Water Available For Use / Savings in Demand under the selected programme (Ml/d) input as +ve 2040-41: 0.34451; Gains in Water Available For Use / Savings in Demand under the selected programme (Ml/d) input as +ve 2041-42: 0.38477; Gains in Water Available For Use / Savings in Demand under the selected programme (Ml/d) input as +ve 2042-43: 0.42541; Gains in Water Available For Use / Savings in Demand under the selected programme (Ml/d) input as +ve 2043-44: 0.46639; Gains in Water Available For Use / Savings in Demand under the selected programme (Ml/d) input as +ve 2044-45: 0.48083; Gains in Water Available For Use / Savings in Demand under the selected programme (Ml/d) input as +ve 2045-46: 0.49509; Gains in Water Available For Use / Savings in Demand under the selected programme (Ml/d) input as +ve 2046-47: 0.50942; Gains in Water Available For Use / Savings in Demand under the selected programme (Ml/d) input as +ve 2047-48: 0.52384; Gains in Water Available For Use / Savings in Demand under the selected programme (Ml/d) input as +ve 2048-49: 0.53825; Gains in Water Available For Use / Savings in Demand under the selected programme (Ml/d) input as +ve 2049-50: 0.55275
51dF | LEA: NHH. NHH CSPL repairs.AWSSUS | LEA: NHH. NHH CSPL repairs.AWSSUS | Supply pipe repairs / replacement | Customer Options | N | Least Cost | AWSSUS | Ml/d | 2 | Gains in Water Available For Use / Savings in Demand under the selected programme (Ml/d) input as +ve 2019-20: 0; Gains in Water Available For Use / Savings in Demand under the selected programme (Ml/d) input as +ve 2020-21: 0; Gains in Water Available For Use / Savings in Demand under the selected programme (Ml/d) input as +ve 2021-22: 0; Gains in Water Available For Use / Savings in Demand under the selected programme (Ml/d) input as +ve 2022-23: 0; Gains in Water Available For Use / Savings in Demand under the selected programme (Ml/d) input as +ve 2023-24: 0; Gains in Water Available For Use / Savings in Demand under the selected programme (Ml/d) input as +ve 2024-25: 0; Gains in Water Available For Use / Savings in Demand under the selected programme (Ml/d) input as +ve 2025-26: 0.0002903; Gains in Water Available For Use / Savings in Demand under the selected programme (Ml/d) input as +ve 2026-27: 0.00055808; Gains in Water Available For Use / Savings in Demand under the selected programme (Ml/d) input as +ve 2027-28: 0.00080292; Gains in Water Available For Use / Savings in Demand under the selected programme (Ml/d) input as +ve 2028-29: 0.0010311; Gains in Water Available For Use / Savings in Demand under the selected programme (Ml/d) input as +ve 2029-30: 0.0012548; Gains in Water Available For Use / Savings in Demand under the selected programme (Ml/d) input as +ve 2030-31: 0.0014816; Gains in Water Available For Use / Savings in Demand under the selected programme (Ml/d) input as +ve 2031-32: 0.0017113; Gains in Water Available For Use / Savings in Demand under the selected programme (Ml/d) input as +ve 2032-33: 0.0019441; Gains in Water Available For Use / Savings in Demand under the selected programme (Ml/d) input as +ve 2033-34: 0.0021798; Gains in Water Available For Use / Savings in Demand under the selected programme (Ml/d) input as +ve 2034-35: 0.0024183; Gains in Water Available For Use / Savings in Demand under the selected programme (Ml/d) input as +ve 2035-36: 0.0026596; Gains in Water Available For Use / Savings in Demand under the selected programme (Ml/d) input as +ve 2036-37: 0.0029038; Gains in Water Available For Use / Savings in Demand under the selected programme (Ml/d) input as +ve 2037-38: 0.0031508; Gains in Water Available For Use / Savings in Demand under the selected programme (Ml/d) input as +ve 2038-39: 0.0034007; Gains in Water Available For Use / Savings in Demand under the selected programme (Ml/d) input as +ve 2039-40: 0.0036534; Gains in Water Available For Use / Savings in Demand under the selected programme (Ml/d) input as +ve 2040-41: 0.0039092; Gains in Water Available For Use / Savings in Demand under the selected programme (Ml/d) input as +ve 2041-42: 0.0041679; Gains in Water Available For Use / Savings in Demand under the selected programme (Ml/d) input as +ve 2042-43: 0.0044296; Gains in Water Available For Use / Savings in Demand under the selected programme (Ml/d) input as +ve 2043-44: 0.0046944; Gains in Water Available For Use / Savings in Demand under the selected programme (Ml/d) input as +ve 2044-45: 0.0049622; Gains in Water Available For Use / Savings in Demand under the selected programme (Ml/d) input as +ve 2045-46: 0.005233; Gains in Water Available For Use / Savings in Demand under the selected programme (Ml/d) input as +ve 2046-47: 0.005507; Gains in Water Available For Use / Savings in Demand under the selected programme (Ml/d) input as +ve 2047-48: 0.0057841; Gains in Water Available For Use / Savings in Demand under the selected programme (Ml/d) input as +ve 2048-49: 0.0060644; Gains in Water Available For Use / Savings in Demand under the selected programme (Ml/d) input as +ve 2049-50: 0.0063478
51dF | LEA: NHH. NHH CSPL repairs.AWSSUS | LEA: NHH. NHH CSPL repairs.AWSSUS | Supply pipe repairs / replacement | Customer Options | N | Ofwat Core | AWSSUS | Ml/d | 2 | Gains in Water Available For Use / Savings in Demand under the selected programme (Ml/d) input as +ve 2019-20: 0; Gains in Water Available For Use / Savings in Demand under the selected programme (Ml/d) input as +ve 2020-21: 0; Gains in Water Available For Use / Savings in Demand under the selected programme (Ml/d) input as +ve 2021-22: 0; Gains in Water Available For Use / Savings in Demand under the selected programme (Ml/d) input as +ve 2022-23: 0; Gains in Water Available For Use / Savings in Demand under the selected programme (Ml/d) input as +ve 2023-24: 0; Gains in Water Available For Use / Savings in Demand under the selected programme (Ml/d) input as +ve 2024-25: 0; Gains in Water Available For Use / Savings in Demand under the selected programme (Ml/d) input as +ve 2025-26: 0.0002903; Gains in Water Available For Use / Savings in Demand under the selected programme (Ml/d) input as +ve 2026-27: 0.00055808; Gains in Water Available For Use / Savings in Demand under the selected programme (Ml/d) input as +ve 2027-28: 0.00080292; Gains in Water Available For Use / Savings in Demand under the selected programme (Ml/d) input as +ve 2028-29: 0.0010311; Gains in Water Available For Use / Savings in Demand under the selected programme (Ml/d) input as +ve 2029-30: 0.0012548; Gains in Water Available For Use / Savings in Demand under the selected programme (Ml/d) input as +ve 2030-31: 0.0014816; Gains in Water Available For Use / Savings in Demand under the selected programme (Ml/d) input as +ve 2031-32: 0.0017113; Gains in Water Available For Use / Savings in Demand under the selected programme (Ml/d) input as +ve 2032-33: 0.0019441; Gains in Water Available For Use / Savings in Demand under the selected programme (Ml/d) input as +ve 2033-34: 0.0021798; Gains in Water Available For Use / Savings in Demand under the selected programme (Ml/d) input as +ve 2034-35: 0.0024183; Gains in Water Available For Use / Savings in Demand under the selected programme (Ml/d) input as +ve 2035-36: 0.0026596; Gains in Water Available For Use / Savings in Demand under the selected programme (Ml/d) input as +ve 2036-37: 0.0029038; Gains in Water Available For Use / Savings in Demand under the selected programme (Ml/d) input as +ve 2037-38: 0.0031508; Gains in Water Available For Use / Savings in Demand under the selected programme (Ml/d) input as +ve 2038-39: 0.0034007; Gains in Water Available For Use / Savings in Demand under the selected programme (Ml/d) input as +ve 2039-40: 0.0036534; Gains in Water Available For Use / Savings in Demand under the selected programme (Ml/d) input as +ve 2040-41: 0.0039092; Gains in Water Available For Use / Savings in Demand under the selected programme (Ml/d) input as +ve 2041-42: 0.0041679; Gains in Water Available For Use / Savings in Demand under the selected programme (Ml/d) input as +ve 2042-43: 0.0044296; Gains in Water Available For Use / Savings in Demand under the selected programme (Ml/d) input as +ve 2043-44: 0.0046944; Gains in Water Available For Use / Savings in Demand under the selected programme (Ml/d) input as +ve 2044-45: 0.0049622; Gains in Water Available For Use / Savings in Demand under the selected programme (Ml/d) input as +ve 2045-46: 0.005233; Gains in Water Available For Use / Savings in Demand under the selected programme (Ml/d) input as +ve 2046-47: 0.005507; Gains in Water Available For Use / Savings in Demand under the selected programme (Ml/d) input as +ve 2047-48: 0.0057841; Gains in Water Available For Use / Savings in Demand under the selected programme (Ml/d) input as +ve 2048-49: 0.0060644; Gains in Water Available For Use / Savings in Demand under the selected programme (Ml/d) input as +ve 2049-50: 0.0063478
51dP | LEA: NHH. NHH CSPL repairs.AWSSUS | LEA: NHH. NHH CSPL repairs.AWSSUS | Supply pipe repairs / replacement | Customer Options | N | Preferred | AWSSUS | Ml/d | 2 | Gains in Water Available For Use / Savings in Demand under the selected programme (Ml/d) input as +ve 2019-20: 0; Gains in Water Available For Use / Savings in Demand under the selected programme (Ml/d) input as +ve 2020-21: 0; Gains in Water Available For Use / Savings in Demand under the selected programme (Ml/d) input as +ve 2021-22: 0; Gains in Water Available For Use / Savings in Demand under the selected programme (Ml/d) input as +ve 2022-23: 0; Gains in Water Available For Use / Savings in Demand under the selected programme (Ml/d) input as +ve 2023-24: 0; Gains in Water Available For Use / Savings in Demand under the selected programme (Ml/d) input as +ve 2024-25: 0; Gains in Water Available For Use / Savings in Demand under the selected programme (Ml/d) input as +ve 2025-26: 0.0002903; Gains in Water Available For Use / Savings in Demand under the selected programme (Ml/d) input as +ve 2026-27: 0.00055808; Gains in Water Available For Use / Savings in Demand under the selected programme (Ml/d) input as +ve 2027-28: 0.00080292; Gains in Water Available For Use / Savings in Demand under the selected programme (Ml/d) input as +ve 2028-29: 0.0010311; Gains in Water Available For Use / Savings in Demand under the selected programme (Ml/d) input as +ve 2029-30: 0.0012548; Gains in Water Available For Use / Savings in Demand under the selected programme (Ml/d) input as +ve 2030-31: 0.0014816; Gains in Water Available For Use / Savings in Demand under the selected programme (Ml/d) input as +ve 2031-32: 0.0017113; Gains in Water Available For Use / Savings in Demand under the selected programme (Ml/d) input as +ve 2032-33: 0.0019441; Gains in Water Available For Use / Savings in Demand under the selected programme (Ml/d) input as +ve 2033-34: 0.0021798; Gains in Water Available For Use / Savings in Demand under the selected programme (Ml/d) input as +ve 2034-35: 0.0024183; Gains in Water Available For Use / Savings in Demand under the selected programme (Ml/d) input as +ve 2035-36: 0.0026596; Gains in Water Available For Use / Savings in Demand under the selected programme (Ml/d) input as +ve 2036-37: 0.0029038; Gains in Water Available For Use / Savings in Demand under the selected programme (Ml/d) input as +ve 2037-38: 0.0031508; Gains in Water Available For Use / Savings in Demand under the selected programme (Ml/d) input as +ve 2038-39: 0.0034007; Gains in Water Available For Use / Savings in Demand under the selected programme (Ml/d) input as +ve 2039-40: 0.0036534; Gains in Water Available For Use / Savings in Demand under the selected programme (Ml/d) input as +ve 2040-41: 0.0039092; Gains in Water Available For Use / Savings in Demand under the selected programme (Ml/d) input as +ve 2041-42: 0.0041679; Gains in Water Available For Use / Savings in Demand under the selected programme (Ml/d) input as +ve 2042-43: 0.0044296; Gains in Water Available For Use / Savings in Demand under the selected programme (Ml/d) input as +ve 2043-44: 0.0046944; Gains in Water Available For Use / Savings in Demand under the selected programme (Ml/d) input as +ve 2044-45: 0.0049622; Gains in Water Available For Use / Savings in Demand under the selected programme (Ml/d) input as +ve 2045-46: 0.005233; Gains in Water Available For Use / Savings in Demand under the selected programme (Ml/d) input as +ve 2046-47: 0.005507; Gains in Water Available For Use / Savings in Demand under the selected programme (Ml/d) input as +ve 2047-48: 0.0057841; Gains in Water Available For Use / Savings in Demand under the selected programme (Ml/d) input as +ve 2048-49: 0.0060644; Gains in Water Available For Use / Savings in Demand under the selected programme (Ml/d) input as +ve 2049-50: 0.0063478
51cP | Mains Replacement (MRMax).AWSSUS | Mains Replacement (MRMax).AWSSUS | Mains replacement (not trunk mains) | Distribution Options | N | Preferred | AWSSUS | Ml/d | 2 | Gains in Water Available For Use / Savings in Demand under the selected programme (Ml/d) input as +ve 2019-20: 0; Gains in Water Available For Use / Savings in Demand under the selected programme (Ml/d) input as +ve 2020-21: 0; Gains in Water Available For Use / Savings in Demand under the selected programme (Ml/d) input as +ve 2021-22: 0; Gains in Water Available For Use / Savings in Demand under the selected programme (Ml/d) input as +ve 2022-23: 0; Gains in Water Available For Use / Savings in Demand under the selected programme (Ml/d) input as +ve 2023-24: 0; Gains in Water Available For Use / Savings in Demand under the selected programme (Ml/d) input as +ve 2024-25: 0; Gains in Water Available For Use / Savings in Demand under the selected programme (Ml/d) input as +ve 2025-26: 0; Gains in Water Available For Use / Savings in Demand under the selected programme (Ml/d) input as +ve 2026-27: 0; Gains in Water Available For Use / Savings in Demand under the selected programme (Ml/d) input as +ve 2027-28: 0; Gains in Water Available For Use / Savings in Demand under the selected programme (Ml/d) input as +ve 2028-29: 0; Gains in Water Available For Use / Savings in Demand under the selected programme (Ml/d) input as +ve 2029-30: 0; Gains in Water Available For Use / Savings in Demand under the selected programme (Ml/d) input as +ve 2030-31: 0; Gains in Water Available For Use / Savings in Demand under the selected programme (Ml/d) input as +ve 2031-32: 0; Gains in Water Available For Use / Savings in Demand under the selected programme (Ml/d) input as +ve 2032-33: 0; Gains in Water Available For Use / Savings in Demand under the selected programme (Ml/d) input as +ve 2033-34: 0; Gains in Water Available For Use / Savings in Demand under the selected programme (Ml/d) input as +ve 2034-35: 0; Gains in Water Available For Use / Savings in Demand under the selected programme (Ml/d) input as +ve 2035-36: 0; Gains in Water Available For Use / Savings in Demand under the selected programme (Ml/d) input as +ve 2036-37: 0; Gains in Water Available For Use / Savings in Demand under the selected programme (Ml/d) input as +ve 2037-38: 0; Gains in Water Available For Use / Savings in Demand under the selected programme (Ml/d) input as +ve 2038-39: 0; Gains in Water Available For Use / Savings in Demand under the selected programme (Ml/d) input as +ve 2039-40: 0; Gains in Water Available For Use / Savings in Demand under the selected programme (Ml/d) input as +ve 2040-41: 0; Gains in Water Available For Use / Savings in Demand under the selected programme (Ml/d) input as +ve 2041-42: 0; Gains in Water Available For Use / Savings in Demand under the selected programme (Ml/d) input as +ve 2042-43: 0; Gains in Water Available For Use / Savings in Demand under the selected programme (Ml/d) input as +ve 2043-44: 0; Gains in Water Available For Use / Savings in Demand under the selected programme (Ml/d) input as +ve 2044-45: 0; Gains in Water Available For Use / Savings in Demand under the selected programme (Ml/d) input as +ve 2045-46: 0; Gains in Water Available For Use / Savings in Demand under the selected programme (Ml/d) input as +ve 2046-47: 0; Gains in Water Available For Use / Savings in Demand under the selected programme (Ml/d) input as +ve 2047-48: 0; Gains in Water Available For Use / Savings in Demand under the selected programme (Ml/d) input as +ve 2048-49: 0.0031796; Gains in Water Available For Use / Savings in Demand under the selected programme (Ml/d) input as +ve 2049-50: 0.0031796
51dF | NHH. NHH PL repairs.AWSSUS | NHH. NHH PL repairs.AWSSUS | Non-household water audit | Customer Options | N | Least Cost | AWSSUS | Ml/d | 2 | Gains in Water Available For Use / Savings in Demand under the selected programme (Ml/d) input as +ve 2019-20: 0; Gains in Water Available For Use / Savings in Demand under the selected programme (Ml/d) input as +ve 2020-21: 0; Gains in Water Available For Use / Savings in Demand under the selected programme (Ml/d) input as +ve 2021-22: 0; Gains in Water Available For Use / Savings in Demand under the selected programme (Ml/d) input as +ve 2022-23: 0; Gains in Water Available For Use / Savings in Demand under the selected programme (Ml/d) input as +ve 2023-24: 0; Gains in Water Available For Use / Savings in Demand under the selected programme (Ml/d) input as +ve 2024-25: 0; Gains in Water Available For Use / Savings in Demand under the selected programme (Ml/d) input as +ve 2025-26: 0.0078955; Gains in Water Available For Use / Savings in Demand under the selected programme (Ml/d) input as +ve 2026-27: 0.015179; Gains in Water Available For Use / Savings in Demand under the selected programme (Ml/d) input as +ve 2027-28: 0.021838; Gains in Water Available For Use / Savings in Demand under the selected programme (Ml/d) input as +ve 2028-29: 0.028045; Gains in Water Available For Use / Savings in Demand under the selected programme (Ml/d) input as +ve 2029-30: 0.034129; Gains in Water Available For Use / Savings in Demand under the selected programme (Ml/d) input as +ve 2030-31: 0.040296; Gains in Water Available For Use / Savings in Demand under the selected programme (Ml/d) input as +ve 2031-32: 0.046543; Gains in Water Available For Use / Savings in Demand under the selected programme (Ml/d) input as +ve 2032-33: 0.052875; Gains in Water Available For Use / Savings in Demand under the selected programme (Ml/d) input as +ve 2033-34: 0.059286; Gains in Water Available For Use / Savings in Demand under the selected programme (Ml/d) input as +ve 2034-35: 0.065773; Gains in Water Available For Use / Savings in Demand under the selected programme (Ml/d) input as +ve 2035-36: 0.072337; Gains in Water Available For Use / Savings in Demand under the selected programme (Ml/d) input as +ve 2036-37: 0.078977; Gains in Water Available For Use / Savings in Demand under the selected programme (Ml/d) input as +ve 2037-38: 0.085695; Gains in Water Available For Use / Savings in Demand under the selected programme (Ml/d) input as +ve 2038-39: 0.092491; Gains in Water Available For Use / Savings in Demand under the selected programme (Ml/d) input as +ve 2039-40: 0.099366; Gains in Water Available For Use / Savings in Demand under the selected programme (Ml/d) input as +ve 2040-41: 0.10632; Gains in Water Available For Use / Savings in Demand under the selected programme (Ml/d) input as +ve 2041-42: 0.11336; Gains in Water Available For Use / Savings in Demand under the selected programme (Ml/d) input as +ve 2042-43: 0.12048; Gains in Water Available For Use / Savings in Demand under the selected programme (Ml/d) input as +ve 2043-44: 0.12768; Gains in Water Available For Use / Savings in Demand under the selected programme (Ml/d) input as +ve 2044-45: 0.13496; Gains in Water Available For Use / Savings in Demand under the selected programme (Ml/d) input as +ve 2045-46: 0.14233; Gains in Water Available For Use / Savings in Demand under the selected programme (Ml/d) input as +ve 2046-47: 0.14978; Gains in Water Available For Use / Savings in Demand under the selected programme (Ml/d) input as +ve 2047-48: 0.15732; Gains in Water Available For Use / Savings in Demand under the selected programme (Ml/d) input as +ve 2048-49: 0.16494; Gains in Water Available For Use / Savings in Demand under the selected programme (Ml/d) input as +ve 2049-50: 0.17265
51dF | NHH. NHH PL repairs.AWSSUS | NHH. NHH PL repairs.AWSSUS | Non-household water audit | Customer Options | N | Ofwat Core | AWSSUS | Ml/d | 2 | Gains in Water Available For Use / Savings in Demand under the selected programme (Ml/d) input as +ve 2019-20: 0; Gains in Water Available For Use / Savings in Demand under the selected programme (Ml/d) input as +ve 2020-21: 0; Gains in Water Available For Use / Savings in Demand under the selected programme (Ml/d) input as +ve 2021-22: 0; Gains in Water Available For Use / Savings in Demand under the selected programme (Ml/d) input as +ve 2022-23: 0; Gains in Water Available For Use / Savings in Demand under the selected programme (Ml/d) input as +ve 2023-24: 0; Gains in Water Available For Use / Savings in Demand under the selected programme (Ml/d) input as +ve 2024-25: 0; Gains in Water Available For Use / Savings in Demand under the selected programme (Ml/d) input as +ve 2025-26: 0.0078955; Gains in Water Available For Use / Savings in Demand under the selected programme (Ml/d) input as +ve 2026-27: 0.015179; Gains in Water Available For Use / Savings in Demand under the selected programme (Ml/d) input as +ve 2027-28: 0.021838; Gains in Water Available For Use / Savings in Demand under the selected programme (Ml/d) input as +ve 2028-29: 0.028045; Gains in Water Available For Use / Savings in Demand under the selected programme (Ml/d) input as +ve 2029-30: 0.034129; Gains in Water Available For Use / Savings in Demand under the selected programme (Ml/d) input as +ve 2030-31: 0.040296; Gains in Water Available For Use / Savings in Demand under the selected programme (Ml/d) input as +ve 2031-32: 0.046543; Gains in Water Available For Use / Savings in Demand under the selected programme (Ml/d) input as +ve 2032-33: 0.052875; Gains in Water Available For Use / Savings in Demand under the selected programme (Ml/d) input as +ve 2033-34: 0.059286; Gains in Water Available For Use / Savings in Demand under the selected programme (Ml/d) input as +ve 2034-35: 0.065773; Gains in Water Available For Use / Savings in Demand under the selected programme (Ml/d) input as +ve 2035-36: 0.072337; Gains in Water Available For Use / Savings in Demand under the selected programme (Ml/d) input as +ve 2036-37: 0.078977; Gains in Water Available For Use / Savings in Demand under the selected programme (Ml/d) input as +ve 2037-38: 0.085695; Gains in Water Available For Use / Savings in Demand under the selected programme (Ml/d) input as +ve 2038-39: 0.092491; Gains in Water Available For Use / Savings in Demand under the selected programme (Ml/d) input as +ve 2039-40: 0.099366; Gains in Water Available For Use / Savings in Demand under the selected programme (Ml/d) input as +ve 2040-41: 0.10632; Gains in Water Available For Use / Savings in Demand under the selected programme (Ml/d) input as +ve 2041-42: 0.11336; Gains in Water Available For Use / Savings in Demand under the selected programme (Ml/d) input as +ve 2042-43: 0.12048; Gains in Water Available For Use / Savings in Demand under the selected programme (Ml/d) input as +ve 2043-44: 0.12768; Gains in Water Available For Use / Savings in Demand under the selected programme (Ml/d) input as +ve 2044-45: 0.13496; Gains in Water Available For Use / Savings in Demand under the selected programme (Ml/d) input as +ve 2045-46: 0.14233; Gains in Water Available For Use / Savings in Demand under the selected programme (Ml/d) input as +ve 2046-47: 0.14978; Gains in Water Available For Use / Savings in Demand under the selected programme (Ml/d) input as +ve 2047-48: 0.15732; Gains in Water Available For Use / Savings in Demand under the selected programme (Ml/d) input as +ve 2048-49: 0.16494; Gains in Water Available For Use / Savings in Demand under the selected programme (Ml/d) input as +ve 2049-50: 0.17265
51dP | NHH. NHH PL repairs.AWSSUS | NHH. NHH PL repairs.AWSSUS | Non-household water audit | Customer Options | N | Preferred | AWSSUS | Ml/d | 2 | Gains in Water Available For Use / Savings in Demand under the selected programme (Ml/d) input as +ve 2019-20: 0; Gains in Water Available For Use / Savings in Demand under the selected programme (Ml/d) input as +ve 2020-21: 0; Gains in Water Available For Use / Savings in Demand under the selected programme (Ml/d) input as +ve 2021-22: 0; Gains in Water Available For Use / Savings in Demand under the selected programme (Ml/d) input as +ve 2022-23: 0; Gains in Water Available For Use / Savings in Demand under the selected programme (Ml/d) input as +ve 2023-24: 0; Gains in Water Available For Use / Savings in Demand under the selected programme (Ml/d) input as +ve 2024-25: 0; Gains in Water Available For Use / Savings in Demand under the selected programme (Ml/d) input as +ve 2025-26: 0.0078955; Gains in Water Available For Use / Savings in Demand under the selected programme (Ml/d) input as +ve 2026-27: 0.015179; Gains in Water Available For Use / Savings in Demand under the selected programme (Ml/d) input as +ve 2027-28: 0.021838; Gains in Water Available For Use / Savings in Demand under the selected programme (Ml/d) input as +ve 2028-29: 0.028045; Gains in Water Available For Use / Savings in Demand under the selected programme (Ml/d) input as +ve 2029-30: 0.034129; Gains in Water Available For Use / Savings in Demand under the selected programme (Ml/d) input as +ve 2030-31: 0.040296; Gains in Water Available For Use / Savings in Demand under the selected programme (Ml/d) input as +ve 2031-32: 0.046543; Gains in Water Available For Use / Savings in Demand under the selected programme (Ml/d) input as +ve 2032-33: 0.052875; Gains in Water Available For Use / Savings in Demand under the selected programme (Ml/d) input as +ve 2033-34: 0.059286; Gains in Water Available For Use / Savings in Demand under the selected programme (Ml/d) input as +ve 2034-35: 0.065773; Gains in Water Available For Use / Savings in Demand under the selected programme (Ml/d) input as +ve 2035-36: 0.072337; Gains in Water Available For Use / Savings in Demand under the selected programme (Ml/d) input as +ve 2036-37: 0.078977; Gains in Water Available For Use / Savings in Demand under the selected programme (Ml/d) input as +ve 2037-38: 0.085695; Gains in Water Available For Use / Savings in Demand under the selected programme (Ml/d) input as +ve 2038-39: 0.092491; Gains in Water Available For Use / Savings in Demand under the selected programme (Ml/d) input as +ve 2039-40: 0.099366; Gains in Water Available For Use / Savings in Demand under the selected programme (Ml/d) input as +ve 2040-41: 0.10632; Gains in Water Available For Use / Savings in Demand under the selected programme (Ml/d) input as +ve 2041-42: 0.11336; Gains in Water Available For Use / Savings in Demand under the selected programme (Ml/d) input as +ve 2042-43: 0.12048; Gains in Water Available For Use / Savings in Demand under the selected programme (Ml/d) input as +ve 2043-44: 0.12768; Gains in Water Available For Use / Savings in Demand under the selected programme (Ml/d) input as +ve 2044-45: 0.13496; Gains in Water Available For Use / Savings in Demand under the selected programme (Ml/d) input as +ve 2045-46: 0.14233; Gains in Water Available For Use / Savings in Demand under the selected programme (Ml/d) input as +ve 2046-47: 0.14978; Gains in Water Available For Use / Savings in Demand under the selected programme (Ml/d) input as +ve 2047-48: 0.15732; Gains in Water Available For Use / Savings in Demand under the selected programme (Ml/d) input as +ve 2048-49: 0.16494; Gains in Water Available For Use / Savings in Demand under the selected programme (Ml/d) input as +ve 2049-50: 0.17265
51dF | NHH. NHH PL100 repairs.AWSSUS | NHH. NHH PL100 repairs.AWSSUS | Non-household water audit | Customer Options | N | Least Cost | AWSSUS | Ml/d | 2 | Gains in Water Available For Use / Savings in Demand under the selected programme (Ml/d) input as +ve 2019-20: 0; Gains in Water Available For Use / Savings in Demand under the selected programme (Ml/d) input as +ve 2020-21: 0; Gains in Water Available For Use / Savings in Demand under the selected programme (Ml/d) input as +ve 2021-22: 0; Gains in Water Available For Use / Savings in Demand under the selected programme (Ml/d) input as +ve 2022-23: 0; Gains in Water Available For Use / Savings in Demand under the selected programme (Ml/d) input as +ve 2023-24: 0; Gains in Water Available For Use / Savings in Demand under the selected programme (Ml/d) input as +ve 2024-25: 0; Gains in Water Available For Use / Savings in Demand under the selected programme (Ml/d) input as +ve 2025-26: 0.001941; Gains in Water Available For Use / Savings in Demand under the selected programme (Ml/d) input as +ve 2026-27: 0.0037314; Gains in Water Available For Use / Savings in Demand under the selected programme (Ml/d) input as +ve 2027-28: 0.0053685; Gains in Water Available For Use / Savings in Demand under the selected programme (Ml/d) input as +ve 2028-29: 0.0068944; Gains in Water Available For Use / Savings in Demand under the selected programme (Ml/d) input as +ve 2029-30: 0.00839; Gains in Water Available For Use / Savings in Demand under the selected programme (Ml/d) input as +ve 2030-31: 0.0099061; Gains in Water Available For Use / Savings in Demand under the selected programme (Ml/d) input as +ve 2031-32: 0.011442; Gains in Water Available For Use / Savings in Demand under the selected programme (Ml/d) input as +ve 2032-33: 0.012998; Gains in Water Available For Use / Savings in Demand under the selected programme (Ml/d) input as +ve 2033-34: 0.014575; Gains in Water Available For Use / Savings in Demand under the selected programme (Ml/d) input as +ve 2034-35: 0.016169; Gains in Water Available For Use / Savings in Demand under the selected programme (Ml/d) input as +ve 2035-36: 0.017783; Gains in Water Available For Use / Savings in Demand under the selected programme (Ml/d) input as +ve 2036-37: 0.019415; Gains in Water Available For Use / Savings in Demand under the selected programme (Ml/d) input as +ve 2037-38: 0.021067; Gains in Water Available For Use / Savings in Demand under the selected programme (Ml/d) input as +ve 2038-39: 0.022737; Gains in Water Available For Use / Savings in Demand under the selected programme (Ml/d) input as +ve 2039-40: 0.024428; Gains in Water Available For Use / Savings in Demand under the selected programme (Ml/d) input as +ve 2040-41: 0.026137; Gains in Water Available For Use / Savings in Demand under the selected programme (Ml/d) input as +ve 2041-42: 0.027867; Gains in Water Available For Use / Savings in Demand under the selected programme (Ml/d) input as +ve 2042-43: 0.029617; Gains in Water Available For Use / Savings in Demand under the selected programme (Ml/d) input as +ve 2043-44: 0.031387; Gains in Water Available For Use / Savings in Demand under the selected programme (Ml/d) input as +ve 2044-45: 0.033178; Gains in Water Available For Use / Savings in Demand under the selected programme (Ml/d) input as +ve 2045-46: 0.034989; Gains in Water Available For Use / Savings in Demand under the selected programme (Ml/d) input as +ve 2046-47: 0.036821; Gains in Water Available For Use / Savings in Demand under the selected programme (Ml/d) input as +ve 2047-48: 0.038674; Gains in Water Available For Use / Savings in Demand under the selected programme (Ml/d) input as +ve 2048-49: 0.040547; Gains in Water Available For Use / Savings in Demand under the selected programme (Ml/d) input as +ve 2049-50: 0.042442
51dF | NHH. NHH PL100 repairs.AWSSUS | NHH. NHH PL100 repairs.AWSSUS | Non-household water audit | Customer Options | N | Ofwat Core | AWSSUS | Ml/d | 2 | Gains in Water Available For Use / Savings in Demand under the selected programme (Ml/d) input as +ve 2019-20: 0; Gains in Water Available For Use / Savings in Demand under the selected programme (Ml/d) input as +ve 2020-21: 0; Gains in Water Available For Use / Savings in Demand under the selected programme (Ml/d) input as +ve 2021-22: 0; Gains in Water Available For Use / Savings in Demand under the selected programme (Ml/d) input as +ve 2022-23: 0; Gains in Water Available For Use / Savings in Demand under the selected programme (Ml/d) input as +ve 2023-24: 0; Gains in Water Available For Use / Savings in Demand under the selected programme (Ml/d) input as +ve 2024-25: 0; Gains in Water Available For Use / Savings in Demand under the selected programme (Ml/d) input as +ve 2025-26: 0.001941; Gains in Water Available For Use / Savings in Demand under the selected programme (Ml/d) input as +ve 2026-27: 0.0037314; Gains in Water Available For Use / Savings in Demand under the selected programme (Ml/d) input as +ve 2027-28: 0.0053685; Gains in Water Available For Use / Savings in Demand under the selected programme (Ml/d) input as +ve 2028-29: 0.0068944; Gains in Water Available For Use / Savings in Demand under the selected programme (Ml/d) input as +ve 2029-30: 0.00839; Gains in Water Available For Use / Savings in Demand under the selected programme (Ml/d) input as +ve 2030-31: 0.0099061; Gains in Water Available For Use / Savings in Demand under the selected programme (Ml/d) input as +ve 2031-32: 0.011442; Gains in Water Available For Use / Savings in Demand under the selected programme (Ml/d) input as +ve 2032-33: 0.012998; Gains in Water Available For Use / Savings in Demand under the selected programme (Ml/d) input as +ve 2033-34: 0.014575; Gains in Water Available For Use / Savings in Demand under the selected programme (Ml/d) input as +ve 2034-35: 0.016169; Gains in Water Available For Use / Savings in Demand under the selected programme (Ml/d) input as +ve 2035-36: 0.017783; Gains in Water Available For Use / Savings in Demand under the selected programme (Ml/d) input as +ve 2036-37: 0.019415; Gains in Water Available For Use / Savings in Demand under the selected programme (Ml/d) input as +ve 2037-38: 0.021067; Gains in Water Available For Use / Savings in Demand under the selected programme (Ml/d) input as +ve 2038-39: 0.022737; Gains in Water Available For Use / Savings in Demand under the selected programme (Ml/d) input as +ve 2039-40: 0.024428; Gains in Water Available For Use / Savings in Demand under the selected programme (Ml/d) input as +ve 2040-41: 0.026137; Gains in Water Available For Use / Savings in Demand under the selected programme (Ml/d) input as +ve 2041-42: 0.027867; Gains in Water Available For Use / Savings in Demand under the selected programme (Ml/d) input as +ve 2042-43: 0.029617; Gains in Water Available For Use / Savings in Demand under the selected programme (Ml/d) input as +ve 2043-44: 0.031387; Gains in Water Available For Use / Savings in Demand under the selected programme (Ml/d) input as +ve 2044-45: 0.033178; Gains in Water Available For Use / Savings in Demand under the selected programme (Ml/d) input as +ve 2045-46: 0.034989; Gains in Water Available For Use / Savings in Demand under the selected programme (Ml/d) input as +ve 2046-47: 0.036821; Gains in Water Available For Use / Savings in Demand under the selected programme (Ml/d) input as +ve 2047-48: 0.038674; Gains in Water Available For Use / Savings in Demand under the selected programme (Ml/d) input as +ve 2048-49: 0.040547; Gains in Water Available For Use / Savings in Demand under the selected programme (Ml/d) input as +ve 2049-50: 0.042442
51dP | NHH. NHH PL100 repairs.AWSSUS | NHH. NHH PL100 repairs.AWSSUS | Non-household water audit | Customer Options | N | Preferred | AWSSUS | Ml/d | 2 | Gains in Water Available For Use / Savings in Demand under the selected programme (Ml/d) input as +ve 2019-20: 0; Gains in Water Available For Use / Savings in Demand under the selected programme (Ml/d) input as +ve 2020-21: 0; Gains in Water Available For Use / Savings in Demand under the selected programme (Ml/d) input as +ve 2021-22: 0; Gains in Water Available For Use / Savings in Demand under the selected programme (Ml/d) input as +ve 2022-23: 0; Gains in Water Available For Use / Savings in Demand under the selected programme (Ml/d) input as +ve 2023-24: 0; Gains in Water Available For Use / Savings in Demand under the selected programme (Ml/d) input as +ve 2024-25: 0; Gains in Water Available For Use / Savings in Demand under the selected programme (Ml/d) input as +ve 2025-26: 0.001941; Gains in Water Available For Use / Savings in Demand under the selected programme (Ml/d) input as +ve 2026-27: 0.0037314; Gains in Water Available For Use / Savings in Demand under the selected programme (Ml/d) input as +ve 2027-28: 0.0053685; Gains in Water Available For Use / Savings in Demand under the selected programme (Ml/d) input as +ve 2028-29: 0.0068944; Gains in Water Available For Use / Savings in Demand under the selected programme (Ml/d) input as +ve 2029-30: 0.00839; Gains in Water Available For Use / Savings in Demand under the selected programme (Ml/d) input as +ve 2030-31: 0.0099061; Gains in Water Available For Use / Savings in Demand under the selected programme (Ml/d) input as +ve 2031-32: 0.011442; Gains in Water Available For Use / Savings in Demand under the selected programme (Ml/d) input as +ve 2032-33: 0.012998; Gains in Water Available For Use / Savings in Demand under the selected programme (Ml/d) input as +ve 2033-34: 0.014575; Gains in Water Available For Use / Savings in Demand under the selected programme (Ml/d) input as +ve 2034-35: 0.016169; Gains in Water Available For Use / Savings in Demand under the selected programme (Ml/d) input as +ve 2035-36: 0.017783; Gains in Water Available For Use / Savings in Demand under the selected programme (Ml/d) input as +ve 2036-37: 0.019415; Gains in Water Available For Use / Savings in Demand under the selected programme (Ml/d) input as +ve 2037-38: 0.021067; Gains in Water Available For Use / Savings in Demand under the selected programme (Ml/d) input as +ve 2038-39: 0.022737; Gains in Water Available For Use / Savings in Demand under the selected programme (Ml/d) input as +ve 2039-40: 0.024428; Gains in Water Available For Use / Savings in Demand under the selected programme (Ml/d) input as +ve 2040-41: 0.026137; Gains in Water Available For Use / Savings in Demand under the selected programme (Ml/d) input as +ve 2041-42: 0.027867; Gains in Water Available For Use / Savings in Demand under the selected programme (Ml/d) input as +ve 2042-43: 0.029617; Gains in Water Available For Use / Savings in Demand under the selected programme (Ml/d) input as +ve 2043-44: 0.031387; Gains in Water Available For Use / Savings in Demand under the selected programme (Ml/d) input as +ve 2044-45: 0.033178; Gains in Water Available For Use / Savings in Demand under the selected programme (Ml/d) input as +ve 2045-46: 0.034989; Gains in Water Available For Use / Savings in Demand under the selected programme (Ml/d) input as +ve 2046-47: 0.036821; Gains in Water Available For Use / Savings in Demand under the selected programme (Ml/d) input as +ve 2047-48: 0.038674; Gains in Water Available For Use / Savings in Demand under the selected programme (Ml/d) input as +ve 2048-49: 0.040547; Gains in Water Available For Use / Savings in Demand under the selected programme (Ml/d) input as +ve 2049-50: 0.042442
51dF | NHH. WEF Visit Lower.AWSSUS | NHH. WEF Visit Lower.AWSSUS | Non-household water audit | Customer Options | N | Least Cost | AWSSUS | Ml/d | 2 | Gains in Water Available For Use / Savings in Demand under the selected programme (Ml/d) input as +ve 2019-20: 0; Gains in Water Available For Use / Savings in Demand under the selected programme (Ml/d) input as +ve 2020-21: 0; Gains in Water Available For Use / Savings in Demand under the selected programme (Ml/d) input as +ve 2021-22: 0; Gains in Water Available For Use / Savings in Demand under the selected programme (Ml/d) input as +ve 2022-23: 0; Gains in Water Available For Use / Savings in Demand under the selected programme (Ml/d) input as +ve 2023-24: 0; Gains in Water Available For Use / Savings in Demand under the selected programme (Ml/d) input as +ve 2024-25: 0; Gains in Water Available For Use / Savings in Demand under the selected programme (Ml/d) input as +ve 2025-26: 0.0046634; Gains in Water Available For Use / Savings in Demand under the selected programme (Ml/d) input as +ve 2026-27: 0.0089652; Gains in Water Available For Use / Savings in Demand under the selected programme (Ml/d) input as +ve 2027-28: 0.012898; Gains in Water Available For Use / Savings in Demand under the selected programme (Ml/d) input as +ve 2028-29: 0.016564; Gains in Water Available For Use / Savings in Demand under the selected programme (Ml/d) input as +ve 2029-30: 0.020158; Gains in Water Available For Use / Savings in Demand under the selected programme (Ml/d) input as +ve 2030-31: 0.023801; Gains in Water Available For Use / Savings in Demand under the selected programme (Ml/d) input as +ve 2031-32: 0.02749; Gains in Water Available For Use / Savings in Demand under the selected programme (Ml/d) input as +ve 2032-33: 0.03123; Gains in Water Available For Use / Savings in Demand under the selected programme (Ml/d) input as +ve 2033-34: 0.035017; Gains in Water Available For Use / Savings in Demand under the selected programme (Ml/d) input as +ve 2034-35: 0.038848; Gains in Water Available For Use / Savings in Demand under the selected programme (Ml/d) input as +ve 2035-36: 0.042725; Gains in Water Available For Use / Savings in Demand under the selected programme (Ml/d) input as +ve 2036-37: 0.046647; Gains in Water Available For Use / Savings in Demand under the selected programme (Ml/d) input as +ve 2037-38: 0.050615; Gains in Water Available For Use / Savings in Demand under the selected programme (Ml/d) input as +ve 2038-39: 0.054629; Gains in Water Available For Use / Savings in Demand under the selected programme (Ml/d) input as +ve 2039-40: 0.05869; Gains in Water Available For Use / Savings in Demand under the selected programme (Ml/d) input as +ve 2040-41: 0.062798; Gains in Water Available For Use / Savings in Demand under the selected programme (Ml/d) input as +ve 2041-42: 0.066954; Gains in Water Available For Use / Savings in Demand under the selected programme (Ml/d) input as +ve 2042-43: 0.071158; Gains in Water Available For Use / Savings in Demand under the selected programme (Ml/d) input as +ve 2043-44: 0.075411; Gains in Water Available For Use / Savings in Demand under the selected programme (Ml/d) input as +ve 2044-45: 0.079713; Gains in Water Available For Use / Savings in Demand under the selected programme (Ml/d) input as +ve 2045-46: 0.084065; Gains in Water Available For Use / Savings in Demand under the selected programme (Ml/d) input as +ve 2046-47: 0.088466; Gains in Water Available For Use / Savings in Demand under the selected programme (Ml/d) input as +ve 2047-48: 0.092918; Gains in Water Available For Use / Savings in Demand under the selected programme (Ml/d) input as +ve 2048-49: 0.09742; Gains in Water Available For Use / Savings in Demand under the selected programme (Ml/d) input as +ve 2049-50: 0.10197
51dF | NHH. WEF Visit Lower.AWSSUS | NHH. WEF Visit Lower.AWSSUS | Non-household water audit | Customer Options | N | Ofwat Core | AWSSUS | Ml/d | 2 | Gains in Water Available For Use / Savings in Demand under the selected programme (Ml/d) input as +ve 2019-20: 0; Gains in Water Available For Use / Savings in Demand under the selected programme (Ml/d) input as +ve 2020-21: 0; Gains in Water Available For Use / Savings in Demand under the selected programme (Ml/d) input as +ve 2021-22: 0; Gains in Water Available For Use / Savings in Demand under the selected programme (Ml/d) input as +ve 2022-23: 0; Gains in Water Available For Use / Savings in Demand under the selected programme (Ml/d) input as +ve 2023-24: 0; Gains in Water Available For Use / Savings in Demand under the selected programme (Ml/d) input as +ve 2024-25: 0; Gains in Water Available For Use / Savings in Demand under the selected programme (Ml/d) input as +ve 2025-26: 0.0046634; Gains in Water Available For Use / Savings in Demand under the selected programme (Ml/d) input as +ve 2026-27: 0.0089652; Gains in Water Available For Use / Savings in Demand under the selected programme (Ml/d) input as +ve 2027-28: 0.012898; Gains in Water Available For Use / Savings in Demand under the selected programme (Ml/d) input as +ve 2028-29: 0.016564; Gains in Water Available For Use / Savings in Demand under the selected programme (Ml/d) input as +ve 2029-30: 0.020158; Gains in Water Available For Use / Savings in Demand under the selected programme (Ml/d) input as +ve 2030-31: 0.023801; Gains in Water Available For Use / Savings in Demand under the selected programme (Ml/d) input as +ve 2031-32: 0.02749; Gains in Water Available For Use / Savings in Demand under the selected programme (Ml/d) input as +ve 2032-33: 0.03123; Gains in Water Available For Use / Savings in Demand under the selected programme (Ml/d) input as +ve 2033-34: 0.035017; Gains in Water Available For Use / Savings in Demand under the selected programme (Ml/d) input as +ve 2034-35: 0.038848; Gains in Water Available For Use / Savings in Demand under the selected programme (Ml/d) input as +ve 2035-36: 0.042725; Gains in Water Available For Use / Savings in Demand under the selected programme (Ml/d) input as +ve 2036-37: 0.046647; Gains in Water Available For Use / Savings in Demand under the selected programme (Ml/d) input as +ve 2037-38: 0.050615; Gains in Water Available For Use / Savings in Demand under the selected programme (Ml/d) input as +ve 2038-39: 0.054629; Gains in Water Available For Use / Savings in Demand under the selected programme (Ml/d) input as +ve 2039-40: 0.05869; Gains in Water Available For Use / Savings in Demand under the selected programme (Ml/d) input as +ve 2040-41: 0.062798; Gains in Water Available For Use / Savings in Demand under the selected programme (Ml/d) input as +ve 2041-42: 0.066954; Gains in Water Available For Use / Savings in Demand under the selected programme (Ml/d) input as +ve 2042-43: 0.071158; Gains in Water Available For Use / Savings in Demand under the selected programme (Ml/d) input as +ve 2043-44: 0.075411; Gains in Water Available For Use / Savings in Demand under the selected programme (Ml/d) input as +ve 2044-45: 0.079713; Gains in Water Available For Use / Savings in Demand under the selected programme (Ml/d) input as +ve 2045-46: 0.084065; Gains in Water Available For Use / Savings in Demand under the selected programme (Ml/d) input as +ve 2046-47: 0.088466; Gains in Water Available For Use / Savings in Demand under the selected programme (Ml/d) input as +ve 2047-48: 0.092918; Gains in Water Available For Use / Savings in Demand under the selected programme (Ml/d) input as +ve 2048-49: 0.09742; Gains in Water Available For Use / Savings in Demand under the selected programme (Ml/d) input as +ve 2049-50: 0.10197
51dP | NHH. WEF Visit Lower.AWSSUS | NHH. WEF Visit Lower.AWSSUS | Non-household water audit | Customer Options | N | Preferred | AWSSUS | Ml/d | 2 | Gains in Water Available For Use / Savings in Demand under the selected programme (Ml/d) input as +ve 2019-20: 0; Gains in Water Available For Use / Savings in Demand under the selected programme (Ml/d) input as +ve 2020-21: 0; Gains in Water Available For Use / Savings in Demand under the selected programme (Ml/d) input as +ve 2021-22: 0; Gains in Water Available For Use / Savings in Demand under the selected programme (Ml/d) input as +ve 2022-23: 0; Gains in Water Available For Use / Savings in Demand under the selected programme (Ml/d) input as +ve 2023-24: 0; Gains in Water Available For Use / Savings in Demand under the selected programme (Ml/d) input as +ve 2024-25: 0; Gains in Water Available For Use / Savings in Demand under the selected programme (Ml/d) input as +ve 2025-26: 0.0046634; Gains in Water Available For Use / Savings in Demand under the selected programme (Ml/d) input as +ve 2026-27: 0.0089652; Gains in Water Available For Use / Savings in Demand under the selected programme (Ml/d) input as +ve 2027-28: 0.012898; Gains in Water Available For Use / Savings in Demand under the selected programme (Ml/d) input as +ve 2028-29: 0.016564; Gains in Water Available For Use / Savings in Demand under the selected programme (Ml/d) input as +ve 2029-30: 0.020158; Gains in Water Available For Use / Savings in Demand under the selected programme (Ml/d) input as +ve 2030-31: 0.023801; Gains in Water Available For Use / Savings in Demand under the selected programme (Ml/d) input as +ve 2031-32: 0.02749; Gains in Water Available For Use / Savings in Demand under the selected programme (Ml/d) input as +ve 2032-33: 0.03123; Gains in Water Available For Use / Savings in Demand under the selected programme (Ml/d) input as +ve 2033-34: 0.035017; Gains in Water Available For Use / Savings in Demand under the selected programme (Ml/d) input as +ve 2034-35: 0.038848; Gains in Water Available For Use / Savings in Demand under the selected programme (Ml/d) input as +ve 2035-36: 0.042725; Gains in Water Available For Use / Savings in Demand under the selected programme (Ml/d) input as +ve 2036-37: 0.046647; Gains in Water Available For Use / Savings in Demand under the selected programme (Ml/d) input as +ve 2037-38: 0.050615; Gains in Water Available For Use / Savings in Demand under the selected programme (Ml/d) input as +ve 2038-39: 0.054629; Gains in Water Available For Use / Savings in Demand under the selected programme (Ml/d) input as +ve 2039-40: 0.05869; Gains in Water Available For Use / Savings in Demand under the selected programme (Ml/d) input as +ve 2040-41: 0.062798; Gains in Water Available For Use / Savings in Demand under the selected programme (Ml/d) input as +ve 2041-42: 0.066954; Gains in Water Available For Use / Savings in Demand under the selected programme (Ml/d) input as +ve 2042-43: 0.071158; Gains in Water Available For Use / Savings in Demand under the selected programme (Ml/d) input as +ve 2043-44: 0.075411; Gains in Water Available For Use / Savings in Demand under the selected programme (Ml/d) input as +ve 2044-45: 0.079713; Gains in Water Available For Use / Savings in Demand under the selected programme (Ml/d) input as +ve 2045-46: 0.084065; Gains in Water Available For Use / Savings in Demand under the selected programme (Ml/d) input as +ve 2046-47: 0.088466; Gains in Water Available For Use / Savings in Demand under the selected programme (Ml/d) input as +ve 2047-48: 0.092918; Gains in Water Available For Use / Savings in Demand under the selected programme (Ml/d) input as +ve 2048-49: 0.09742; Gains in Water Available For Use / Savings in Demand under the selected programme (Ml/d) input as +ve 2049-50: 0.10197
51dF | NHH. WEF Visit Super High.AWSSUS | NHH. WEF Visit Super High.AWSSUS | Non-household water audit | Customer Options | N | Least Cost | AWSSUS | Ml/d | 2 | Gains in Water Available For Use / Savings in Demand under the selected programme (Ml/d) input as +ve 2019-20: 0; Gains in Water Available For Use / Savings in Demand under the selected programme (Ml/d) input as +ve 2020-21: 0; Gains in Water Available For Use / Savings in Demand under the selected programme (Ml/d) input as +ve 2021-22: 0; Gains in Water Available For Use / Savings in Demand under the selected programme (Ml/d) input as +ve 2022-23: 0; Gains in Water Available For Use / Savings in Demand under the selected programme (Ml/d) input as +ve 2023-24: 0; Gains in Water Available For Use / Savings in Demand under the selected programme (Ml/d) input as +ve 2024-25: 0; Gains in Water Available For Use / Savings in Demand under the selected programme (Ml/d) input as +ve 2025-26: 0.0048004; Gains in Water Available For Use / Savings in Demand under the selected programme (Ml/d) input as +ve 2026-27: 0.0092285; Gains in Water Available For Use / Savings in Demand under the selected programme (Ml/d) input as +ve 2027-28: 0.013277; Gains in Water Available For Use / Savings in Demand under the selected programme (Ml/d) input as +ve 2028-29: 0.017051; Gains in Water Available For Use / Savings in Demand under the selected programme (Ml/d) input as +ve 2029-30: 0.02075; Gains in Water Available For Use / Savings in Demand under the selected programme (Ml/d) input as +ve 2030-31: 0.024499; Gains in Water Available For Use / Savings in Demand under the selected programme (Ml/d) input as +ve 2031-32: 0.028298; Gains in Water Available For Use / Savings in Demand under the selected programme (Ml/d) input as +ve 2032-33: 0.032147; Gains in Water Available For Use / Savings in Demand under the selected programme (Ml/d) input as +ve 2033-34: 0.036045; Gains in Water Available For Use / Savings in Demand under the selected programme (Ml/d) input as +ve 2034-35: 0.039989; Gains in Water Available For Use / Savings in Demand under the selected programme (Ml/d) input as +ve 2035-36: 0.04398; Gains in Water Available For Use / Savings in Demand under the selected programme (Ml/d) input as +ve 2036-37: 0.048017; Gains in Water Available For Use / Savings in Demand under the selected programme (Ml/d) input as +ve 2037-38: 0.052101; Gains in Water Available For Use / Savings in Demand under the selected programme (Ml/d) input as +ve 2038-39: 0.056233; Gains in Water Available For Use / Savings in Demand under the selected programme (Ml/d) input as +ve 2039-40: 0.060413; Gains in Water Available For Use / Savings in Demand under the selected programme (Ml/d) input as +ve 2040-41: 0.064642; Gains in Water Available For Use / Savings in Demand under the selected programme (Ml/d) input as +ve 2041-42: 0.06892; Gains in Water Available For Use / Savings in Demand under the selected programme (Ml/d) input as +ve 2042-43: 0.073248; Gains in Water Available For Use / Savings in Demand under the selected programme (Ml/d) input as +ve 2043-44: 0.077626; Gains in Water Available For Use / Savings in Demand under the selected programme (Ml/d) input as +ve 2044-45: 0.082054; Gains in Water Available For Use / Savings in Demand under the selected programme (Ml/d) input as +ve 2045-46: 0.086533; Gains in Water Available For Use / Savings in Demand under the selected programme (Ml/d) input as +ve 2046-47: 0.091064; Gains in Water Available For Use / Savings in Demand under the selected programme (Ml/d) input as +ve 2047-48: 0.095646; Gains in Water Available For Use / Savings in Demand under the selected programme (Ml/d) input as +ve 2048-49: 0.10028; Gains in Water Available For Use / Savings in Demand under the selected programme (Ml/d) input as +ve 2049-50: 0.10497
51dF | NHH. WEF Visit Super High.AWSSUS | NHH. WEF Visit Super High.AWSSUS | Non-household water audit | Customer Options | N | Ofwat Core | AWSSUS | Ml/d | 2 | Gains in Water Available For Use / Savings in Demand under the selected programme (Ml/d) input as +ve 2019-20: 0; Gains in Water Available For Use / Savings in Demand under the selected programme (Ml/d) input as +ve 2020-21: 0; Gains in Water Available For Use / Savings in Demand under the selected programme (Ml/d) input as +ve 2021-22: 0; Gains in Water Available For Use / Savings in Demand under the selected programme (Ml/d) input as +ve 2022-23: 0; Gains in Water Available For Use / Savings in Demand under the selected programme (Ml/d) input as +ve 2023-24: 0; Gains in Water Available For Use / Savings in Demand under the selected programme (Ml/d) input as +ve 2024-25: 0; Gains in Water Available For Use / Savings in Demand under the selected programme (Ml/d) input as +ve 2025-26: 0.0048004; Gains in Water Available For Use / Savings in Demand under the selected programme (Ml/d) input as +ve 2026-27: 0.0092285; Gains in Water Available For Use / Savings in Demand under the selected programme (Ml/d) input as +ve 2027-28: 0.013277; Gains in Water Available For Use / Savings in Demand under the selected programme (Ml/d) input as +ve 2028-29: 0.017051; Gains in Water Available For Use / Savings in Demand under the selected programme (Ml/d) input as +ve 2029-30: 0.02075; Gains in Water Available For Use / Savings in Demand under the selected programme (Ml/d) input as +ve 2030-31: 0.024499; Gains in Water Available For Use / Savings in Demand under the selected programme (Ml/d) input as +ve 2031-32: 0.028298; Gains in Water Available For Use / Savings in Demand under the selected programme (Ml/d) input as +ve 2032-33: 0.032147; Gains in Water Available For Use / Savings in Demand under the selected programme (Ml/d) input as +ve 2033-34: 0.036045; Gains in Water Available For Use / Savings in Demand under the selected programme (Ml/d) input as +ve 2034-35: 0.039989; Gains in Water Available For Use / Savings in Demand under the selected programme (Ml/d) input as +ve 2035-36: 0.04398; Gains in Water Available For Use / Savings in Demand under the selected programme (Ml/d) input as +ve 2036-37: 0.048017; Gains in Water Available For Use / Savings in Demand under the selected programme (Ml/d) input as +ve 2037-38: 0.052101; Gains in Water Available For Use / Savings in Demand under the selected programme (Ml/d) input as +ve 2038-39: 0.056233; Gains in Water Available For Use / Savings in Demand under the selected programme (Ml/d) input as +ve 2039-40: 0.060413; Gains in Water Available For Use / Savings in Demand under the selected programme (Ml/d) input as +ve 2040-41: 0.064642; Gains in Water Available For Use / Savings in Demand under the selected programme (Ml/d) input as +ve 2041-42: 0.06892; Gains in Water Available For Use / Savings in Demand under the selected programme (Ml/d) input as +ve 2042-43: 0.073248; Gains in Water Available For Use / Savings in Demand under the selected programme (Ml/d) input as +ve 2043-44: 0.077626; Gains in Water Available For Use / Savings in Demand under the selected programme (Ml/d) input as +ve 2044-45: 0.082054; Gains in Water Available For Use / Savings in Demand under the selected programme (Ml/d) input as +ve 2045-46: 0.086533; Gains in Water Available For Use / Savings in Demand under the selected programme (Ml/d) input as +ve 2046-47: 0.091064; Gains in Water Available For Use / Savings in Demand under the selected programme (Ml/d) input as +ve 2047-48: 0.095646; Gains in Water Available For Use / Savings in Demand under the selected programme (Ml/d) input as +ve 2048-49: 0.10028; Gains in Water Available For Use / Savings in Demand under the selected programme (Ml/d) input as +ve 2049-50: 0.10497
51dP | NHH. WEF Visit Super High.AWSSUS | NHH. WEF Visit Super High.AWSSUS | Non-household water audit | Customer Options | N | Preferred | AWSSUS | Ml/d | 2 | Gains in Water Available For Use / Savings in Demand under the selected programme (Ml/d) input as +ve 2019-20: 0; Gains in Water Available For Use / Savings in Demand under the selected programme (Ml/d) input as +ve 2020-21: 0; Gains in Water Available For Use / Savings in Demand under the selected programme (Ml/d) input as +ve 2021-22: 0; Gains in Water Available For Use / Savings in Demand under the selected programme (Ml/d) input as +ve 2022-23: 0; Gains in Water Available For Use / Savings in Demand under the selected programme (Ml/d) input as +ve 2023-24: 0; Gains in Water Available For Use / Savings in Demand under the selected programme (Ml/d) input as +ve 2024-25: 0; Gains in Water Available For Use / Savings in Demand under the selected programme (Ml/d) input as +ve 2025-26: 0.0048004; Gains in Water Available For Use / Savings in Demand under the selected programme (Ml/d) input as +ve 2026-27: 0.0092285; Gains in Water Available For Use / Savings in Demand under the selected programme (Ml/d) input as +ve 2027-28: 0.013277; Gains in Water Available For Use / Savings in Demand under the selected programme (Ml/d) input as +ve 2028-29: 0.017051; Gains in Water Available For Use / Savings in Demand under the selected programme (Ml/d) input as +ve 2029-30: 0.02075; Gains in Water Available For Use / Savings in Demand under the selected programme (Ml/d) input as +ve 2030-31: 0.024499; Gains in Water Available For Use / Savings in Demand under the selected programme (Ml/d) input as +ve 2031-32: 0.028298; Gains in Water Available For Use / Savings in Demand under the selected programme (Ml/d) input as +ve 2032-33: 0.032147; Gains in Water Available For Use / Savings in Demand under the selected programme (Ml/d) input as +ve 2033-34: 0.036045; Gains in Water Available For Use / Savings in Demand under the selected programme (Ml/d) input as +ve 2034-35: 0.039989; Gains in Water Available For Use / Savings in Demand under the selected programme (Ml/d) input as +ve 2035-36: 0.04398; Gains in Water Available For Use / Savings in Demand under the selected programme (Ml/d) input as +ve 2036-37: 0.048017; Gains in Water Available For Use / Savings in Demand under the selected programme (Ml/d) input as +ve 2037-38: 0.052101; Gains in Water Available For Use / Savings in Demand under the selected programme (Ml/d) input as +ve 2038-39: 0.056233; Gains in Water Available For Use / Savings in Demand under the selected programme (Ml/d) input as +ve 2039-40: 0.060413; Gains in Water Available For Use / Savings in Demand under the selected programme (Ml/d) input as +ve 2040-41: 0.064642; Gains in Water Available For Use / Savings in Demand under the selected programme (Ml/d) input as +ve 2041-42: 0.06892; Gains in Water Available For Use / Savings in Demand under the selected programme (Ml/d) input as +ve 2042-43: 0.073248; Gains in Water Available For Use / Savings in Demand under the selected programme (Ml/d) input as +ve 2043-44: 0.077626; Gains in Water Available For Use / Savings in Demand under the selected programme (Ml/d) input as +ve 2044-45: 0.082054; Gains in Water Available For Use / Savings in Demand under the selected programme (Ml/d) input as +ve 2045-46: 0.086533; Gains in Water Available For Use / Savings in Demand under the selected programme (Ml/d) input as +ve 2046-47: 0.091064; Gains in Water Available For Use / Savings in Demand under the selected programme (Ml/d) input as +ve 2047-48: 0.095646; Gains in Water Available For Use / Savings in Demand under the selected programme (Ml/d) input as +ve 2048-49: 0.10028; Gains in Water Available For Use / Savings in Demand under the selected programme (Ml/d) input as +ve 2049-50: 0.10497
51dF | NHH. WEF Visit Upper.AWSSUS | NHH. WEF Visit Upper.AWSSUS | Non-household water audit | Customer Options | N | Least Cost | AWSSUS | Ml/d | 2 | Gains in Water Available For Use / Savings in Demand under the selected programme (Ml/d) input as +ve 2019-20: 0; Gains in Water Available For Use / Savings in Demand under the selected programme (Ml/d) input as +ve 2020-21: 0; Gains in Water Available For Use / Savings in Demand under the selected programme (Ml/d) input as +ve 2021-22: 0; Gains in Water Available For Use / Savings in Demand under the selected programme (Ml/d) input as +ve 2022-23: 0; Gains in Water Available For Use / Savings in Demand under the selected programme (Ml/d) input as +ve 2023-24: 0; Gains in Water Available For Use / Savings in Demand under the selected programme (Ml/d) input as +ve 2024-25: 0; Gains in Water Available For Use / Savings in Demand under the selected programme (Ml/d) input as +ve 2025-26: 0.0025191; Gains in Water Available For Use / Savings in Demand under the selected programme (Ml/d) input as +ve 2026-27: 0.0048428; Gains in Water Available For Use / Savings in Demand under the selected programme (Ml/d) input as +ve 2027-28: 0.0069674; Gains in Water Available For Use / Savings in Demand under the selected programme (Ml/d) input as +ve 2028-29: 0.0089477; Gains in Water Available For Use / Savings in Demand under the selected programme (Ml/d) input as +ve 2029-30: 0.010889; Gains in Water Available For Use / Savings in Demand under the selected programme (Ml/d) input as +ve 2030-31: 0.012856; Gains in Water Available For Use / Savings in Demand under the selected programme (Ml/d) input as +ve 2031-32: 0.01485; Gains in Water Available For Use / Savings in Demand under the selected programme (Ml/d) input as +ve 2032-33: 0.01687; Gains in Water Available For Use / Savings in Demand under the selected programme (Ml/d) input as +ve 2033-34: 0.018915; Gains in Water Available For Use / Savings in Demand under the selected programme (Ml/d) input as +ve 2034-35: 0.020985; Gains in Water Available For Use / Savings in Demand under the selected programme (Ml/d) input as +ve 2035-36: 0.023079; Gains in Water Available For Use / Savings in Demand under the selected programme (Ml/d) input as +ve 2036-37: 0.025198; Gains in Water Available For Use / Savings in Demand under the selected programme (Ml/d) input as +ve 2037-38: 0.027341; Gains in Water Available For Use / Savings in Demand under the selected programme (Ml/d) input as +ve 2038-39: 0.029509; Gains in Water Available For Use / Savings in Demand under the selected programme (Ml/d) input as +ve 2039-40: 0.031703; Gains in Water Available For Use / Savings in Demand under the selected programme (Ml/d) input as +ve 2040-41: 0.033922; Gains in Water Available For Use / Savings in Demand under the selected programme (Ml/d) input as +ve 2041-42: 0.036167; Gains in Water Available For Use / Savings in Demand under the selected programme (Ml/d) input as +ve 2042-43: 0.038438; Gains in Water Available For Use / Savings in Demand under the selected programme (Ml/d) input as +ve 2043-44: 0.040735; Gains in Water Available For Use / Savings in Demand under the selected programme (Ml/d) input as +ve 2044-45: 0.043059; Gains in Water Available For Use / Savings in Demand under the selected programme (Ml/d) input as +ve 2045-46: 0.04541; Gains in Water Available For Use / Savings in Demand under the selected programme (Ml/d) input as +ve 2046-47: 0.047787; Gains in Water Available For Use / Savings in Demand under the selected programme (Ml/d) input as +ve 2047-48: 0.050192; Gains in Water Available For Use / Savings in Demand under the selected programme (Ml/d) input as +ve 2048-49: 0.052624; Gains in Water Available For Use / Savings in Demand under the selected programme (Ml/d) input as +ve 2049-50: 0.055083
51dF | NHH. WEF Visit Upper.AWSSUS | NHH. WEF Visit Upper.AWSSUS | Non-household water audit | Customer Options | N | Ofwat Core | AWSSUS | Ml/d | 2 | Gains in Water Available For Use / Savings in Demand under the selected programme (Ml/d) input as +ve 2019-20: 0; Gains in Water Available For Use / Savings in Demand under the selected programme (Ml/d) input as +ve 2020-21: 0; Gains in Water Available For Use / Savings in Demand under the selected programme (Ml/d) input as +ve 2021-22: 0; Gains in Water Available For Use / Savings in Demand under the selected programme (Ml/d) input as +ve 2022-23: 0; Gains in Water Available For Use / Savings in Demand under the selected programme (Ml/d) input as +ve 2023-24: 0; Gains in Water Available For Use / Savings in Demand under the selected programme (Ml/d) input as +ve 2024-25: 0; Gains in Water Available For Use / Savings in Demand under the selected programme (Ml/d) input as +ve 2025-26: 0.0025191; Gains in Water Available For Use / Savings in Demand under the selected programme (Ml/d) input as +ve 2026-27: 0.0048428; Gains in Water Available For Use / Savings in Demand under the selected programme (Ml/d) input as +ve 2027-28: 0.0069674; Gains in Water Available For Use / Savings in Demand under the selected programme (Ml/d) input as +ve 2028-29: 0.0089477; Gains in Water Available For Use / Savings in Demand under the selected programme (Ml/d) input as +ve 2029-30: 0.010889; Gains in Water Available For Use / Savings in Demand under the selected programme (Ml/d) input as +ve 2030-31: 0.012856; Gains in Water Available For Use / Savings in Demand under the selected programme (Ml/d) input as +ve 2031-32: 0.01485; Gains in Water Available For Use / Savings in Demand under the selected programme (Ml/d) input as +ve 2032-33: 0.01687; Gains in Water Available For Use / Savings in Demand under the selected programme (Ml/d) input as +ve 2033-34: 0.018915; Gains in Water Available For Use / Savings in Demand under the selected programme (Ml/d) input as +ve 2034-35: 0.020985; Gains in Water Available For Use / Savings in Demand under the selected programme (Ml/d) input as +ve 2035-36: 0.023079; Gains in Water Available For Use / Savings in Demand under the selected programme (Ml/d) input as +ve 2036-37: 0.025198; Gains in Water Available For Use / Savings in Demand under the selected programme (Ml/d) input as +ve 2037-38: 0.027341; Gains in Water Available For Use / Savings in Demand under the selected programme (Ml/d) input as +ve 2038-39: 0.029509; Gains in Water Available For Use / Savings in Demand under the selected programme (Ml/d) input as +ve 2039-40: 0.031703; Gains in Water Available For Use / Savings in Demand under the selected programme (Ml/d) input as +ve 2040-41: 0.033922; Gains in Water Available For Use / Savings in Demand under the selected programme (Ml/d) input as +ve 2041-42: 0.036167; Gains in Water Available For Use / Savings in Demand under the selected programme (Ml/d) input as +ve 2042-43: 0.038438; Gains in Water Available For Use / Savings in Demand under the selected programme (Ml/d) input as +ve 2043-44: 0.040735; Gains in Water Available For Use / Savings in Demand under the selected programme (Ml/d) input as +ve 2044-45: 0.043059; Gains in Water Available For Use / Savings in Demand under the selected programme (Ml/d) input as +ve 2045-46: 0.04541; Gains in Water Available For Use / Savings in Demand under the selected programme (Ml/d) input as +ve 2046-47: 0.047787; Gains in Water Available For Use / Savings in Demand under the selected programme (Ml/d) input as +ve 2047-48: 0.050192; Gains in Water Available For Use / Savings in Demand under the selected programme (Ml/d) input as +ve 2048-49: 0.052624; Gains in Water Available For Use / Savings in Demand under the selected programme (Ml/d) input as +ve 2049-50: 0.055083
51dP | NHH. WEF Visit Upper.AWSSUS | NHH. WEF Visit Upper.AWSSUS | Non-household water audit | Customer Options | N | Preferred | AWSSUS | Ml/d | 2 | Gains in Water Available For Use / Savings in Demand under the selected programme (Ml/d) input as +ve 2019-20: 0; Gains in Water Available For Use / Savings in Demand under the selected programme (Ml/d) input as +ve 2020-21: 0; Gains in Water Available For Use / Savings in Demand under the selected programme (Ml/d) input as +ve 2021-22: 0; Gains in Water Available For Use / Savings in Demand under the selected programme (Ml/d) input as +ve 2022-23: 0; Gains in Water Available For Use / Savings in Demand under the selected programme (Ml/d) input as +ve 2023-24: 0; Gains in Water Available For Use / Savings in Demand under the selected programme (Ml/d) input as +ve 2024-25: 0; Gains in Water Available For Use / Savings in Demand under the selected programme (Ml/d) input as +ve 2025-26: 0.0025191; Gains in Water Available For Use / Savings in Demand under the selected programme (Ml/d) input as +ve 2026-27: 0.0048428; Gains in Water Available For Use / Savings in Demand under the selected programme (Ml/d) input as +ve 2027-28: 0.0069674; Gains in Water Available For Use / Savings in Demand under the selected programme (Ml/d) input as +ve 2028-29: 0.0089477; Gains in Water Available For Use / Savings in Demand under the selected programme (Ml/d) input as +ve 2029-30: 0.010889; Gains in Water Available For Use / Savings in Demand under the selected programme (Ml/d) input as +ve 2030-31: 0.012856; Gains in Water Available For Use / Savings in Demand under the selected programme (Ml/d) input as +ve 2031-32: 0.01485; Gains in Water Available For Use / Savings in Demand under the selected programme (Ml/d) input as +ve 2032-33: 0.01687; Gains in Water Available For Use / Savings in Demand under the selected programme (Ml/d) input as +ve 2033-34: 0.018915; Gains in Water Available For Use / Savings in Demand under the selected programme (Ml/d) input as +ve 2034-35: 0.020985; Gains in Water Available For Use / Savings in Demand under the selected programme (Ml/d) input as +ve 2035-36: 0.023079; Gains in Water Available For Use / Savings in Demand under the selected programme (Ml/d) input as +ve 2036-37: 0.025198; Gains in Water Available For Use / Savings in Demand under the selected programme (Ml/d) input as +ve 2037-38: 0.027341; Gains in Water Available For Use / Savings in Demand under the selected programme (Ml/d) input as +ve 2038-39: 0.029509; Gains in Water Available For Use / Savings in Demand under the selected programme (Ml/d) input as +ve 2039-40: 0.031703; Gains in Water Available For Use / Savings in Demand under the selected programme (Ml/d) input as +ve 2040-41: 0.033922; Gains in Water Available For Use / Savings in Demand under the selected programme (Ml/d) input as +ve 2041-42: 0.036167; Gains in Water Available For Use / Savings in Demand under the selected programme (Ml/d) input as +ve 2042-43: 0.038438; Gains in Water Available For Use / Savings in Demand under the selected programme (Ml/d) input as +ve 2043-44: 0.040735; Gains in Water Available For Use / Savings in Demand under the selected programme (Ml/d) input as +ve 2044-45: 0.043059; Gains in Water Available For Use / Savings in Demand under the selected programme (Ml/d) input as +ve 2045-46: 0.04541; Gains in Water Available For Use / Savings in Demand under the selected programme (Ml/d) input as +ve 2046-47: 0.047787; Gains in Water Available For Use / Savings in Demand under the selected programme (Ml/d) input as +ve 2047-48: 0.050192; Gains in Water Available For Use / Savings in Demand under the selected programme (Ml/d) input as +ve 2048-49: 0.052624; Gains in Water Available For Use / Savings in Demand under the selected programme (Ml/d) input as +ve 2049-50: 0.055083
51dF | Smart Metering.AWSSUS | Smart Metering.AWSSUS | Metering other selective | Customer Options | N | Least Cost | AWSSUS | Ml/d | 2 | Gains in Water Available For Use / Savings in Demand under the selected programme (Ml/d) input as +ve 2019-20: 0; Gains in Water Available For Use / Savings in Demand under the selected programme (Ml/d) input as +ve 2020-21: 0; Gains in Water Available For Use / Savings in Demand under the selected programme (Ml/d) input as +ve 2021-22: 0; Gains in Water Available For Use / Savings in Demand under the selected programme (Ml/d) input as +ve 2022-23: 0; Gains in Water Available For Use / Savings in Demand under the selected programme (Ml/d) input as +ve 2023-24: 0; Gains in Water Available For Use / Savings in Demand under the selected programme (Ml/d) input as +ve 2024-25: 0; Gains in Water Available For Use / Savings in Demand under the selected programme (Ml/d) input as +ve 2025-26: 0.0041109; Gains in Water Available For Use / Savings in Demand under the selected programme (Ml/d) input as +ve 2026-27: 0.0076784; Gains in Water Available For Use / Savings in Demand under the selected programme (Ml/d) input as +ve 2027-28: 0.011056; Gains in Water Available For Use / Savings in Demand under the selected programme (Ml/d) input as +ve 2028-29: 0.01514; Gains in Water Available For Use / Savings in Demand under the selected programme (Ml/d) input as +ve 2029-30: 0.019182; Gains in Water Available For Use / Savings in Demand under the selected programme (Ml/d) input as +ve 2030-31: 0.023719; Gains in Water Available For Use / Savings in Demand under the selected programme (Ml/d) input as +ve 2031-32: 0.028617; Gains in Water Available For Use / Savings in Demand under the selected programme (Ml/d) input as +ve 2032-33: 0.031809; Gains in Water Available For Use / Savings in Demand under the selected programme (Ml/d) input as +ve 2033-34: 0.034881; Gains in Water Available For Use / Savings in Demand under the selected programme (Ml/d) input as +ve 2034-35: 0.037873; Gains in Water Available For Use / Savings in Demand under the selected programme (Ml/d) input as +ve 2035-36: 0.04086; Gains in Water Available For Use / Savings in Demand under the selected programme (Ml/d) input as +ve 2036-37: 0.043764; Gains in Water Available For Use / Savings in Demand under the selected programme (Ml/d) input as +ve 2037-38: 0.046596; Gains in Water Available For Use / Savings in Demand under the selected programme (Ml/d) input as +ve 2038-39: 0.049312; Gains in Water Available For Use / Savings in Demand under the selected programme (Ml/d) input as +ve 2039-40: 0.051962; Gains in Water Available For Use / Savings in Demand under the selected programme (Ml/d) input as +ve 2040-41: 0.054487; Gains in Water Available For Use / Savings in Demand under the selected programme (Ml/d) input as +ve 2041-42: 0.056944; Gains in Water Available For Use / Savings in Demand under the selected programme (Ml/d) input as +ve 2042-43: 0.059286; Gains in Water Available For Use / Savings in Demand under the selected programme (Ml/d) input as +ve 2043-44: 0.061546; Gains in Water Available For Use / Savings in Demand under the selected programme (Ml/d) input as +ve 2044-45: 0.063718; Gains in Water Available For Use / Savings in Demand under the selected programme (Ml/d) input as +ve 2045-46: 0.065545; Gains in Water Available For Use / Savings in Demand under the selected programme (Ml/d) input as +ve 2046-47: 0.067281; Gains in Water Available For Use / Savings in Demand under the selected programme (Ml/d) input as +ve 2047-48: 0.068938; Gains in Water Available For Use / Savings in Demand under the selected programme (Ml/d) input as +ve 2048-49: 0.070503; Gains in Water Available For Use / Savings in Demand under the selected programme (Ml/d) input as +ve 2049-50: 0.071784
51dF | Smart Metering.AWSSUS | Smart Metering.AWSSUS | Metering other selective | Customer Options | N | Ofwat Core | AWSSUS | Ml/d | 2 | Gains in Water Available For Use / Savings in Demand under the selected programme (Ml/d) input as +ve 2019-20: 0; Gains in Water Available For Use / Savings in Demand under the selected programme (Ml/d) input as +ve 2020-21: 0; Gains in Water Available For Use / Savings in Demand under the selected programme (Ml/d) input as +ve 2021-22: 0; Gains in Water Available For Use / Savings in Demand under the selected programme (Ml/d) input as +ve 2022-23: 0; Gains in Water Available For Use / Savings in Demand under the selected programme (Ml/d) input as +ve 2023-24: 0; Gains in Water Available For Use / Savings in Demand under the selected programme (Ml/d) input as +ve 2024-25: 0; Gains in Water Available For Use / Savings in Demand under the selected programme (Ml/d) input as +ve 2025-26: 0.0041109; Gains in Water Available For Use / Savings in Demand under the selected programme (Ml/d) input as +ve 2026-27: 0.0076784; Gains in Water Available For Use / Savings in Demand under the selected programme (Ml/d) input as +ve 2027-28: 0.011056; Gains in Water Available For Use / Savings in Demand under the selected programme (Ml/d) input as +ve 2028-29: 0.01514; Gains in Water Available For Use / Savings in Demand under the selected programme (Ml/d) input as +ve 2029-30: 0.019182; Gains in Water Available For Use / Savings in Demand under the selected programme (Ml/d) input as +ve 2030-31: 0.023719; Gains in Water Available For Use / Savings in Demand under the selected programme (Ml/d) input as +ve 2031-32: 0.028617; Gains in Water Available For Use / Savings in Demand under the selected programme (Ml/d) input as +ve 2032-33: 0.031809; Gains in Water Available For Use / Savings in Demand under the selected programme (Ml/d) input as +ve 2033-34: 0.034881; Gains in Water Available For Use / Savings in Demand under the selected programme (Ml/d) input as +ve 2034-35: 0.037873; Gains in Water Available For Use / Savings in Demand under the selected programme (Ml/d) input as +ve 2035-36: 0.04086; Gains in Water Available For Use / Savings in Demand under the selected programme (Ml/d) input as +ve 2036-37: 0.043764; Gains in Water Available For Use / Savings in Demand under the selected programme (Ml/d) input as +ve 2037-38: 0.046596; Gains in Water Available For Use / Savings in Demand under the selected programme (Ml/d) input as +ve 2038-39: 0.049312; Gains in Water Available For Use / Savings in Demand under the selected programme (Ml/d) input as +ve 2039-40: 0.051962; Gains in Water Available For Use / Savings in Demand under the selected programme (Ml/d) input as +ve 2040-41: 0.054487; Gains in Water Available For Use / Savings in Demand under the selected programme (Ml/d) input as +ve 2041-42: 0.056944; Gains in Water Available For Use / Savings in Demand under the selected programme (Ml/d) input as +ve 2042-43: 0.059286; Gains in Water Available For Use / Savings in Demand under the selected programme (Ml/d) input as +ve 2043-44: 0.061546; Gains in Water Available For Use / Savings in Demand under the selected programme (Ml/d) input as +ve 2044-45: 0.063718; Gains in Water Available For Use / Savings in Demand under the selected programme (Ml/d) input as +ve 2045-46: 0.065545; Gains in Water Available For Use / Savings in Demand under the selected programme (Ml/d) input as +ve 2046-47: 0.067281; Gains in Water Available For Use / Savings in Demand under the selected programme (Ml/d) input as +ve 2047-48: 0.068938; Gains in Water Available For Use / Savings in Demand under the selected programme (Ml/d) input as +ve 2048-49: 0.070503; Gains in Water Available For Use / Savings in Demand under the selected programme (Ml/d) input as +ve 2049-50: 0.071784
51dP | Smart Metering.AWSSUS | Smart Metering.AWSSUS | Metering other selective | Customer Options | N | Preferred | AWSSUS | Ml/d | 2 | Gains in Water Available For Use / Savings in Demand under the selected programme (Ml/d) input as +ve 2019-20: 0; Gains in Water Available For Use / Savings in Demand under the selected programme (Ml/d) input as +ve 2020-21: 0; Gains in Water Available For Use / Savings in Demand under the selected programme (Ml/d) input as +ve 2021-22: 0; Gains in Water Available For Use / Savings in Demand under the selected programme (Ml/d) input as +ve 2022-23: 0; Gains in Water Available For Use / Savings in Demand under the selected programme (Ml/d) input as +ve 2023-24: 0; Gains in Water Available For Use / Savings in Demand under the selected programme (Ml/d) input as +ve 2024-25: 0; Gains in Water Available For Use / Savings in Demand under the selected programme (Ml/d) input as +ve 2025-26: 0.0041109; Gains in Water Available For Use / Savings in Demand under the selected programme (Ml/d) input as +ve 2026-27: 0.0076784; Gains in Water Available For Use / Savings in Demand under the selected programme (Ml/d) input as +ve 2027-28: 0.011056; Gains in Water Available For Use / Savings in Demand under the selected programme (Ml/d) input as +ve 2028-29: 0.01514; Gains in Water Available For Use / Savings in Demand under the selected programme (Ml/d) input as +ve 2029-30: 0.019182; Gains in Water Available For Use / Savings in Demand under the selected programme (Ml/d) input as +ve 2030-31: 0.023719; Gains in Water Available For Use / Savings in Demand under the selected programme (Ml/d) input as +ve 2031-32: 0.028617; Gains in Water Available For Use / Savings in Demand under the selected programme (Ml/d) input as +ve 2032-33: 0.031809; Gains in Water Available For Use / Savings in Demand under the selected programme (Ml/d) input as +ve 2033-34: 0.034881; Gains in Water Available For Use / Savings in Demand under the selected programme (Ml/d) input as +ve 2034-35: 0.037873; Gains in Water Available For Use / Savings in Demand under the selected programme (Ml/d) input as +ve 2035-36: 0.04086; Gains in Water Available For Use / Savings in Demand under the selected programme (Ml/d) input as +ve 2036-37: 0.043764; Gains in Water Available For Use / Savings in Demand under the selected programme (Ml/d) input as +ve 2037-38: 0.046596; Gains in Water Available For Use / Savings in Demand under the selected programme (Ml/d) input as +ve 2038-39: 0.049312; Gains in Water Available For Use / Savings in Demand under the selected programme (Ml/d) input as +ve 2039-40: 0.051962; Gains in Water Available For Use / Savings in Demand under the selected programme (Ml/d) input as +ve 2040-41: 0.054487; Gains in Water Available For Use / Savings in Demand under the selected programme (Ml/d) input as +ve 2041-42: 0.056944; Gains in Water Available For Use / Savings in Demand under the selected programme (Ml/d) input as +ve 2042-43: 0.059286; Gains in Water Available For Use / Savings in Demand under the selected programme (Ml/d) input as +ve 2043-44: 0.061546; Gains in Water Available For Use / Savings in Demand under the selected programme (Ml/d) input as +ve 2044-45: 0.063718; Gains in Water Available For Use / Savings in Demand under the selected programme (Ml/d) input as +ve 2045-46: 0.065545; Gains in Water Available For Use / Savings in Demand under the selected programme (Ml/d) input as +ve 2046-47: 0.067281; Gains in Water Available For Use / Savings in Demand under the selected programme (Ml/d) input as +ve 2047-48: 0.068938; Gains in Water Available For Use / Savings in Demand under the selected programme (Ml/d) input as +ve 2048-49: 0.070503; Gains in Water Available For Use / Savings in Demand under the selected programme (Ml/d) input as +ve 2049-50: 0.071784
51dF | USPL_HH_MET.AWSSUS | USPL_HH_MET.AWSSUS | Supply pipe repairs / replacement | Customer Options | N | Least Cost | AWSSUS | Ml/d | 2 | Gains in Water Available For Use / Savings in Demand under the selected programme (Ml/d) input as +ve 2019-20: 0; Gains in Water Available For Use / Savings in Demand under the selected programme (Ml/d) input as +ve 2020-21: 0; Gains in Water Available For Use / Savings in Demand under the selected programme (Ml/d) input as +ve 2021-22: 0; Gains in Water Available For Use / Savings in Demand under the selected programme (Ml/d) input as +ve 2022-23: 0; Gains in Water Available For Use / Savings in Demand under the selected programme (Ml/d) input as +ve 2023-24: 0; Gains in Water Available For Use / Savings in Demand under the selected programme (Ml/d) input as +ve 2024-25: 0; Gains in Water Available For Use / Savings in Demand under the selected programme (Ml/d) input as +ve 2025-26: 0.00083426; Gains in Water Available For Use / Savings in Demand under the selected programme (Ml/d) input as +ve 2026-27: 0.0017482; Gains in Water Available For Use / Savings in Demand under the selected programme (Ml/d) input as +ve 2027-28: 0.0027381; Gains in Water Available For Use / Savings in Demand under the selected programme (Ml/d) input as +ve 2028-29: 0.004017; Gains in Water Available For Use / Savings in Demand under the selected programme (Ml/d) input as +ve 2029-30: 0.0053694; Gains in Water Available For Use / Savings in Demand under the selected programme (Ml/d) input as +ve 2030-31: 0.0069395; Gains in Water Available For Use / Savings in Demand under the selected programme (Ml/d) input as +ve 2031-32: 0.0086874; Gains in Water Available For Use / Savings in Demand under the selected programme (Ml/d) input as +ve 2032-33: 0.0096508; Gains in Water Available For Use / Savings in Demand under the selected programme (Ml/d) input as +ve 2033-34: 0.010579; Gains in Water Available For Use / Savings in Demand under the selected programme (Ml/d) input as +ve 2034-35: 0.011485; Gains in Water Available For Use / Savings in Demand under the selected programme (Ml/d) input as +ve 2035-36: 0.012392; Gains in Water Available For Use / Savings in Demand under the selected programme (Ml/d) input as +ve 2036-37: 0.013276; Gains in Water Available For Use / Savings in Demand under the selected programme (Ml/d) input as +ve 2037-38: 0.01414; Gains in Water Available For Use / Savings in Demand under the selected programme (Ml/d) input as +ve 2038-39: 0.014969; Gains in Water Available For Use / Savings in Demand under the selected programme (Ml/d) input as +ve 2039-40: 0.015779; Gains in Water Available For Use / Savings in Demand under the selected programme (Ml/d) input as +ve 2040-41: 0.01655; Gains in Water Available For Use / Savings in Demand under the selected programme (Ml/d) input as +ve 2041-42: 0.017301; Gains in Water Available For Use / Savings in Demand under the selected programme (Ml/d) input as +ve 2042-43: 0.018016; Gains in Water Available For Use / Savings in Demand under the selected programme (Ml/d) input as +ve 2043-44: 0.018707; Gains in Water Available For Use / Savings in Demand under the selected programme (Ml/d) input as +ve 2044-45: 0.01937; Gains in Water Available For Use / Savings in Demand under the selected programme (Ml/d) input as +ve 2045-46: 0.019953; Gains in Water Available For Use / Savings in Demand under the selected programme (Ml/d) input as +ve 2046-47: 0.020506; Gains in Water Available For Use / Savings in Demand under the selected programme (Ml/d) input as +ve 2047-48: 0.021035; Gains in Water Available For Use / Savings in Demand under the selected programme (Ml/d) input as +ve 2048-49: 0.021533; Gains in Water Available For Use / Savings in Demand under the selected programme (Ml/d) input as +ve 2049-50: 0.021964
51dF | USPL_HH_MET.AWSSUS | USPL_HH_MET.AWSSUS | Supply pipe repairs / replacement | Customer Options | N | Ofwat Core | AWSSUS | Ml/d | 2 | Gains in Water Available For Use / Savings in Demand under the selected programme (Ml/d) input as +ve 2019-20: 0; Gains in Water Available For Use / Savings in Demand under the selected programme (Ml/d) input as +ve 2020-21: 0; Gains in Water Available For Use / Savings in Demand under the selected programme (Ml/d) input as +ve 2021-22: 0; Gains in Water Available For Use / Savings in Demand under the selected programme (Ml/d) input as +ve 2022-23: 0; Gains in Water Available For Use / Savings in Demand under the selected programme (Ml/d) input as +ve 2023-24: 0; Gains in Water Available For Use / Savings in Demand under the selected programme (Ml/d) input as +ve 2024-25: 0; Gains in Water Available For Use / Savings in Demand under the selected programme (Ml/d) input as +ve 2025-26: 0.00083426; Gains in Water Available For Use / Savings in Demand under the selected programme (Ml/d) input as +ve 2026-27: 0.0017482; Gains in Water Available For Use / Savings in Demand under the selected programme (Ml/d) input as +ve 2027-28: 0.0027381; Gains in Water Available For Use / Savings in Demand under the selected programme (Ml/d) input as +ve 2028-29: 0.004017; Gains in Water Available For Use / Savings in Demand under the selected programme (Ml/d) input as +ve 2029-30: 0.0053694; Gains in Water Available For Use / Savings in Demand under the selected programme (Ml/d) input as +ve 2030-31: 0.0069395; Gains in Water Available For Use / Savings in Demand under the selected programme (Ml/d) input as +ve 2031-32: 0.0086874; Gains in Water Available For Use / Savings in Demand under the selected programme (Ml/d) input as +ve 2032-33: 0.0096508; Gains in Water Available For Use / Savings in Demand under the selected programme (Ml/d) input as +ve 2033-34: 0.010579; Gains in Water Available For Use / Savings in Demand under the selected programme (Ml/d) input as +ve 2034-35: 0.011485; Gains in Water Available For Use / Savings in Demand under the selected programme (Ml/d) input as +ve 2035-36: 0.012392; Gains in Water Available For Use / Savings in Demand under the selected programme (Ml/d) input as +ve 2036-37: 0.013276; Gains in Water Available For Use / Savings in Demand under the selected programme (Ml/d) input as +ve 2037-38: 0.01414; Gains in Water Available For Use / Savings in Demand under the selected programme (Ml/d) input as +ve 2038-39: 0.014969; Gains in Water Available For Use / Savings in Demand under the selected programme (Ml/d) input as +ve 2039-40: 0.015779; Gains in Water Available For Use / Savings in Demand under the selected programme (Ml/d) input as +ve 2040-41: 0.01655; Gains in Water Available For Use / Savings in Demand under the selected programme (Ml/d) input as +ve 2041-42: 0.017301; Gains in Water Available For Use / Savings in Demand under the selected programme (Ml/d) input as +ve 2042-43: 0.018016; Gains in Water Available For Use / Savings in Demand under the selected programme (Ml/d) input as +ve 2043-44: 0.018707; Gains in Water Available For Use / Savings in Demand under the selected programme (Ml/d) input as +ve 2044-45: 0.01937; Gains in Water Available For Use / Savings in Demand under the selected programme (Ml/d) input as +ve 2045-46: 0.019953; Gains in Water Available For Use / Savings in Demand under the selected programme (Ml/d) input as +ve 2046-47: 0.020506; Gains in Water Available For Use / Savings in Demand under the selected programme (Ml/d) input as +ve 2047-48: 0.021035; Gains in Water Available For Use / Savings in Demand under the selected programme (Ml/d) input as +ve 2048-49: 0.021533; Gains in Water Available For Use / Savings in Demand under the selected programme (Ml/d) input as +ve 2049-50: 0.021964
51dP | USPL_HH_MET.AWSSUS | USPL_HH_MET.AWSSUS | Supply pipe repairs / replacement | Customer Options | N | Preferred | AWSSUS | Ml/d | 2 | Gains in Water Available For Use / Savings in Demand under the selected programme (Ml/d) input as +ve 2019-20: 0; Gains in Water Available For Use / Savings in Demand under the selected programme (Ml/d) input as +ve 2020-21: 0; Gains in Water Available For Use / Savings in Demand under the selected programme (Ml/d) input as +ve 2021-22: 0; Gains in Water Available For Use / Savings in Demand under the selected programme (Ml/d) input as +ve 2022-23: 0; Gains in Water Available For Use / Savings in Demand under the selected programme (Ml/d) input as +ve 2023-24: 0; Gains in Water Available For Use / Savings in Demand under the selected programme (Ml/d) input as +ve 2024-25: 0; Gains in Water Available For Use / Savings in Demand under the selected programme (Ml/d) input as +ve 2025-26: 0.00083426; Gains in Water Available For Use / Savings in Demand under the selected programme (Ml/d) input as +ve 2026-27: 0.0017482; Gains in Water Available For Use / Savings in Demand under the selected programme (Ml/d) input as +ve 2027-28: 0.0027381; Gains in Water Available For Use / Savings in Demand under the selected programme (Ml/d) input as +ve 2028-29: 0.004017; Gains in Water Available For Use / Savings in Demand under the selected programme (Ml/d) input as +ve 2029-30: 0.0053694; Gains in Water Available For Use / Savings in Demand under the selected programme (Ml/d) input as +ve 2030-31: 0.0069395; Gains in Water Available For Use / Savings in Demand under the selected programme (Ml/d) input as +ve 2031-32: 0.0086874; Gains in Water Available For Use / Savings in Demand under the selected programme (Ml/d) input as +ve 2032-33: 0.0096508; Gains in Water Available For Use / Savings in Demand under the selected programme (Ml/d) input as +ve 2033-34: 0.010579; Gains in Water Available For Use / Savings in Demand under the selected programme (Ml/d) input as +ve 2034-35: 0.011485; Gains in Water Available For Use / Savings in Demand under the selected programme (Ml/d) input as +ve 2035-36: 0.012392; Gains in Water Available For Use / Savings in Demand under the selected programme (Ml/d) input as +ve 2036-37: 0.013276; Gains in Water Available For Use / Savings in Demand under the selected programme (Ml/d) input as +ve 2037-38: 0.01414; Gains in Water Available For Use / Savings in Demand under the selected programme (Ml/d) input as +ve 2038-39: 0.014969; Gains in Water Available For Use / Savings in Demand under the selected programme (Ml/d) input as +ve 2039-40: 0.015779; Gains in Water Available For Use / Savings in Demand under the selected programme (Ml/d) input as +ve 2040-41: 0.01655; Gains in Water Available For Use / Savings in Demand under the selected programme (Ml/d) input as +ve 2041-42: 0.017301; Gains in Water Available For Use / Savings in Demand under the selected programme (Ml/d) input as +ve 2042-43: 0.018016; Gains in Water Available For Use / Savings in Demand under the selected programme (Ml/d) input as +ve 2043-44: 0.018707; Gains in Water Available For Use / Savings in Demand under the selected programme (Ml/d) input as +ve 2044-45: 0.01937; Gains in Water Available For Use / Savings in Demand under the selected programme (Ml/d) input as +ve 2045-46: 0.019953; Gains in Water Available For Use / Savings in Demand under the selected programme (Ml/d) input as +ve 2046-47: 0.020506; Gains in Water Available For Use / Savings in Demand under the selected programme (Ml/d) input as +ve 2047-48: 0.021035; Gains in Water Available For Use / Savings in Demand under the selected programme (Ml/d) input as +ve 2048-49: 0.021533; Gains in Water Available For Use / Savings in Demand under the selected programme (Ml/d) input as +ve 2049-50: 0.021964
51dF | USPL_ShSupplies.AWSSUS | USPL_ShSupplies.AWSSUS | Supply pipe repairs / replacement | Customer Options | N | Least Cost | AWSSUS | Ml/d | 2 | Gains in Water Available For Use / Savings in Demand under the selected programme (Ml/d) input as +ve 2019-20: 0; Gains in Water Available For Use / Savings in Demand under the selected programme (Ml/d) input as +ve 2020-21: 0; Gains in Water Available For Use / Savings in Demand under the selected programme (Ml/d) input as +ve 2021-22: 0; Gains in Water Available For Use / Savings in Demand under the selected programme (Ml/d) input as +ve 2022-23: 0; Gains in Water Available For Use / Savings in Demand under the selected programme (Ml/d) input as +ve 2023-24: 0; Gains in Water Available For Use / Savings in Demand under the selected programme (Ml/d) input as +ve 2024-25: 0; Gains in Water Available For Use / Savings in Demand under the selected programme (Ml/d) input as +ve 2025-26: 0.027672; Gains in Water Available For Use / Savings in Demand under the selected programme (Ml/d) input as +ve 2026-27: 0.027672; Gains in Water Available For Use / Savings in Demand under the selected programme (Ml/d) input as +ve 2027-28: 0.027672; Gains in Water Available For Use / Savings in Demand under the selected programme (Ml/d) input as +ve 2028-29: 0.027672; Gains in Water Available For Use / Savings in Demand under the selected programme (Ml/d) input as +ve 2029-30: 0.027672; Gains in Water Available For Use / Savings in Demand under the selected programme (Ml/d) input as +ve 2030-31: 0.027672; Gains in Water Available For Use / Savings in Demand under the selected programme (Ml/d) input as +ve 2031-32: 0.027672; Gains in Water Available For Use / Savings in Demand under the selected programme (Ml/d) input as +ve 2032-33: 0.027672; Gains in Water Available For Use / Savings in Demand under the selected programme (Ml/d) input as +ve 2033-34: 0.027672; Gains in Water Available For Use / Savings in Demand under the selected programme (Ml/d) input as +ve 2034-35: 0.027672; Gains in Water Available For Use / Savings in Demand under the selected programme (Ml/d) input as +ve 2035-36: 0.027672; Gains in Water Available For Use / Savings in Demand under the selected programme (Ml/d) input as +ve 2036-37: 0.027672; Gains in Water Available For Use / Savings in Demand under the selected programme (Ml/d) input as +ve 2037-38: 0.027672; Gains in Water Available For Use / Savings in Demand under the selected programme (Ml/d) input as +ve 2038-39: 0.027672; Gains in Water Available For Use / Savings in Demand under the selected programme (Ml/d) input as +ve 2039-40: 0.027672; Gains in Water Available For Use / Savings in Demand under the selected programme (Ml/d) input as +ve 2040-41: 0.027672; Gains in Water Available For Use / Savings in Demand under the selected programme (Ml/d) input as +ve 2041-42: 0.027672; Gains in Water Available For Use / Savings in Demand under the selected programme (Ml/d) input as +ve 2042-43: 0.027672; Gains in Water Available For Use / Savings in Demand under the selected programme (Ml/d) input as +ve 2043-44: 0.027672; Gains in Water Available For Use / Savings in Demand under the selected programme (Ml/d) input as +ve 2044-45: 0.027672; Gains in Water Available For Use / Savings in Demand under the selected programme (Ml/d) input as +ve 2045-46: 0.027672; Gains in Water Available For Use / Savings in Demand under the selected programme (Ml/d) input as +ve 2046-47: 0.027672; Gains in Water Available For Use / Savings in Demand under the selected programme (Ml/d) input as +ve 2047-48: 0.027672; Gains in Water Available For Use / Savings in Demand under the selected programme (Ml/d) input as +ve 2048-49: 0.027672; Gains in Water Available For Use / Savings in Demand under the selected programme (Ml/d) input as +ve 2049-50: 0.027672
51dF | USPL_ShSupplies.AWSSUS | USPL_ShSupplies.AWSSUS | Supply pipe repairs / replacement | Customer Options | N | Ofwat Core | AWSSUS | Ml/d | 2 | Gains in Water Available For Use / Savings in Demand under the selected programme (Ml/d) input as +ve 2019-20: 0; Gains in Water Available For Use / Savings in Demand under the selected programme (Ml/d) input as +ve 2020-21: 0; Gains in Water Available For Use / Savings in Demand under the selected programme (Ml/d) input as +ve 2021-22: 0; Gains in Water Available For Use / Savings in Demand under the selected programme (Ml/d) input as +ve 2022-23: 0; Gains in Water Available For Use / Savings in Demand under the selected programme (Ml/d) input as +ve 2023-24: 0; Gains in Water Available For Use / Savings in Demand under the selected programme (Ml/d) input as +ve 2024-25: 0; Gains in Water Available For Use / Savings in Demand under the selected programme (Ml/d) input as +ve 2025-26: 0.027672; Gains in Water Available For Use / Savings in Demand under the selected programme (Ml/d) input as +ve 2026-27: 0.027672; Gains in Water Available For Use / Savings in Demand under the selected programme (Ml/d) input as +ve 2027-28: 0.027672; Gains in Water Available For Use / Savings in Demand under the selected programme (Ml/d) input as +ve 2028-29: 0.027672; Gains in Water Available For Use / Savings in Demand under the selected programme (Ml/d) input as +ve 2029-30: 0.027672; Gains in Water Available For Use / Savings in Demand under the selected programme (Ml/d) input as +ve 2030-31: 0.027672; Gains in Water Available For Use / Savings in Demand under the selected programme (Ml/d) input as +ve 2031-32: 0.027672; Gains in Water Available For Use / Savings in Demand under the selected programme (Ml/d) input as +ve 2032-33: 0.027672; Gains in Water Available For Use / Savings in Demand under the selected programme (Ml/d) input as +ve 2033-34: 0.027672; Gains in Water Available For Use / Savings in Demand under the selected programme (Ml/d) input as +ve 2034-35: 0.027672; Gains in Water Available For Use / Savings in Demand under the selected programme (Ml/d) input as +ve 2035-36: 0.027672; Gains in Water Available For Use / Savings in Demand under the selected programme (Ml/d) input as +ve 2036-37: 0.027672; Gains in Water Available For Use / Savings in Demand under the selected programme (Ml/d) input as +ve 2037-38: 0.027672; Gains in Water Available For Use / Savings in Demand under the selected programme (Ml/d) input as +ve 2038-39: 0.027672; Gains in Water Available For Use / Savings in Demand under the selected programme (Ml/d) input as +ve 2039-40: 0.027672; Gains in Water Available For Use / Savings in Demand under the selected programme (Ml/d) input as +ve 2040-41: 0.027672; Gains in Water Available For Use / Savings in Demand under the selected programme (Ml/d) input as +ve 2041-42: 0.027672; Gains in Water Available For Use / Savings in Demand under the selected programme (Ml/d) input as +ve 2042-43: 0.027672; Gains in Water Available For Use / Savings in Demand under the selected programme (Ml/d) input as +ve 2043-44: 0.027672; Gains in Water Available For Use / Savings in Demand under the selected programme (Ml/d) input as +ve 2044-45: 0.027672; Gains in Water Available For Use / Savings in Demand under the selected programme (Ml/d) input as +ve 2045-46: 0.027672; Gains in Water Available For Use / Savings in Demand under the selected programme (Ml/d) input as +ve 2046-47: 0.027672; Gains in Water Available For Use / Savings in Demand under the selected programme (Ml/d) input as +ve 2047-48: 0.027672; Gains in Water Available For Use / Savings in Demand under the selected programme (Ml/d) input as +ve 2048-49: 0.027672; Gains in Water Available For Use / Savings in Demand under the selected programme (Ml/d) input as +ve 2049-50: 0.027672
51dP | USPL_ShSupplies.AWSSUS | USPL_ShSupplies.AWSSUS | Supply pipe repairs / replacement | Customer Options | N | Preferred | AWSSUS | Ml/d | 2 | Gains in Water Available For Use / Savings in Demand under the selected programme (Ml/d) input as +ve 2019-20: 0; Gains in Water Available For Use / Savings in Demand under the selected programme (Ml/d) input as +ve 2020-21: 0; Gains in Water Available For Use / Savings in Demand under the selected programme (Ml/d) input as +ve 2021-22: 0; Gains in Water Available For Use / Savings in Demand under the selected programme (Ml/d) input as +ve 2022-23: 0; Gains in Water Available For Use / Savings in Demand under the selected programme (Ml/d) input as +ve 2023-24: 0; Gains in Water Available For Use / Savings in Demand under the selected programme (Ml/d) input as +ve 2024-25: 0; Gains in Water Available For Use / Savings in Demand under the selected programme (Ml/d) input as +ve 2025-26: 0.027672; Gains in Water Available For Use / Savings in Demand under the selected programme (Ml/d) input as +ve 2026-27: 0.027672; Gains in Water Available For Use / Savings in Demand under the selected programme (Ml/d) input as +ve 2027-28: 0.027672; Gains in Water Available For Use / Savings in Demand under the selected programme (Ml/d) input as +ve 2028-29: 0.027672; Gains in Water Available For Use / Savings in Demand under the selected programme (Ml/d) input as +ve 2029-30: 0.027672; Gains in Water Available For Use / Savings in Demand under the selected programme (Ml/d) input as +ve 2030-31: 0.027672; Gains in Water Available For Use / Savings in Demand under the selected programme (Ml/d) input as +ve 2031-32: 0.027672; Gains in Water Available For Use / Savings in Demand under the selected programme (Ml/d) input as +ve 2032-33: 0.027672; Gains in Water Available For Use / Savings in Demand under the selected programme (Ml/d) input as +ve 2033-34: 0.027672; Gains in Water Available For Use / Savings in Demand under the selected programme (Ml/d) input as +ve 2034-35: 0.027672; Gains in Water Available For Use / Savings in Demand under the selected programme (Ml/d) input as +ve 2035-36: 0.027672; Gains in Water Available For Use / Savings in Demand under the selected programme (Ml/d) input as +ve 2036-37: 0.027672; Gains in Water Available For Use / Savings in Demand under the selected programme (Ml/d) input as +ve 2037-38: 0.027672; Gains in Water Available For Use / Savings in Demand under the selected programme (Ml/d) input as +ve 2038-39: 0.027672; Gains in Water Available For Use / Savings in Demand under the selected programme (Ml/d) input as +ve 2039-40: 0.027672; Gains in Water Available For Use / Savings in Demand under the selected programme (Ml/d) input as +ve 2040-41: 0.027672; Gains in Water Available For Use / Savings in Demand under the selected programme (Ml/d) input as +ve 2041-42: 0.027672; Gains in Water Available For Use / Savings in Demand under the selected programme (Ml/d) input as +ve 2042-43: 0.027672; Gains in Water Available For Use / Savings in Demand under the selected programme (Ml/d) input as +ve 2043-44: 0.027672; Gains in Water Available For Use / Savings in Demand under the selected programme (Ml/d) input as +ve 2044-45: 0.027672; Gains in Water Available For Use / Savings in Demand under the selected programme (Ml/d) input as +ve 2045-46: 0.027672; Gains in Water Available For Use / Savings in Demand under the selected programme (Ml/d) input as +ve 2046-47: 0.027672; Gains in Water Available For Use / Savings in Demand under the selected programme (Ml/d) input as +ve 2047-48: 0.027672; Gains in Water Available For Use / Savings in Demand under the selected programme (Ml/d) input as +ve 2048-49: 0.027672; Gains in Water Available For Use / Savings in Demand under the selected programme (Ml/d) input as +ve 2049-50: 0.027672
52aA | Adjustment for Licence cap scenario 8 | LC18 | Other changes to DO | Resource Options | N | Ofwat Core | AWSSUS | Ml/d | 2 | Gains in Water Available For Use / Savings in Demand under the selected programme (Ml/d) input as +ve 2025-26: 0; Gains in Water Available For Use / Savings in Demand under the selected programme (Ml/d) input as +ve 2026-27: 0; Gains in Water Available For Use / Savings in Demand under the selected programme (Ml/d) input as +ve 2027-28: 0; Gains in Water Available For Use / Savings in Demand under the selected programme (Ml/d) input as +ve 2028-29: 0; Gains in Water Available For Use / Savings in Demand under the selected programme (Ml/d) input as +ve 2029-30: 0; Gains in Water Available For Use / Savings in Demand under the selected programme (Ml/d) input as +ve 2030-31: 2.5; Gains in Water Available For Use / Savings in Demand under the selected programme (Ml/d) input as +ve 2031-32: 2.5; Gains in Water Available For Use / Savings in Demand under the selected programme (Ml/d) input as +ve 2032-33: 0; Gains in Water Available For Use / Savings in Demand under the selected programme (Ml/d) input as +ve 2033-34: 0; Gains in Water Available For Use / Savings in Demand under the selected programme (Ml/d) input as +ve 2034-35: 0; Gains in Water Available For Use / Savings in Demand under the selected programme (Ml/d) input as +ve 2035-36: 0; Gains in Water Available For Use / Savings in Demand under the selected programme (Ml/d) input as +ve 2036-37: 0; Gains in Water Available For Use / Savings in Demand under the selected programme (Ml/d) input as +ve 2037-38: 0; Gains in Water Available For Use / Savings in Demand under the selected programme (Ml/d) input as +ve 2038-39: 0; Gains in Water Available For Use / Savings in Demand under the selected programme (Ml/d) input as +ve 2039-40: 0; Gains in Water Available For Use / Savings in Demand under the selected programme (Ml/d) input as +ve 2040-41: 0; Gains in Water Available For Use / Savings in Demand under the selected programme (Ml/d) input as +ve 2041-42: 0; Gains in Water Available For Use / Savings in Demand under the selected programme (Ml/d) input as +ve 2042-43: 0; Gains in Water Available For Use / Savings in Demand under the selected programme (Ml/d) input as +ve 2043-44: 0; Gains in Water Available For Use / Savings in Demand under the selected programme (Ml/d) input as +ve 2044-45: 0; Gains in Water Available For Use / Savings in Demand under the selected programme (Ml/d) input as +ve 2045-46: 0; Gains in Water Available For Use / Savings in Demand under the selected programme (Ml/d) input as +ve 2046-47: 0; Gains in Water Available For Use / Savings in Demand under the selected programme (Ml/d) input as +ve 2047-48: 0; Gains in Water Available For Use / Savings in Demand under the selected programme (Ml/d) input as +ve 2048-49: 0; Gains in Water Available For Use / Savings in Demand under the selected programme (Ml/d) input as +ve 2049-50: 0
52aA | Adjustment for Licence cap scenario 8 | LC18 | Other changes to DO | Resource Options | N | Least Cost | AWSSUS | Ml/d | 2 | Gains in Water Available For Use / Savings in Demand under the selected programme (Ml/d) input as +ve 2025-26: 0; Gains in Water Available For Use / Savings in Demand under the selected programme (Ml/d) input as +ve 2026-27: 0; Gains in Water Available For Use / Savings in Demand under the selected programme (Ml/d) input as +ve 2027-28: 0; Gains in Water Available For Use / Savings in Demand under the selected programme (Ml/d) input as +ve 2028-29: 0; Gains in Water Available For Use / Savings in Demand under the selected programme (Ml/d) input as +ve 2029-30: 0; Gains in Water Available For Use / Savings in Demand under the selected programme (Ml/d) input as +ve 2030-31: 2.5; Gains in Water Available For Use / Savings in Demand under the selected programme (Ml/d) input as +ve 2031-32: 2.5; Gains in Water Available For Use / Savings in Demand under the selected programme (Ml/d) input as +ve 2032-33: 0; Gains in Water Available For Use / Savings in Demand under the selected programme (Ml/d) input as +ve 2033-34: 0; Gains in Water Available For Use / Savings in Demand under the selected programme (Ml/d) input as +ve 2034-35: 0; Gains in Water Available For Use / Savings in Demand under the selected programme (Ml/d) input as +ve 2035-36: 0; Gains in Water Available For Use / Savings in Demand under the selected programme (Ml/d) input as +ve 2036-37: 0; Gains in Water Available For Use / Savings in Demand under the selected programme (Ml/d) input as +ve 2037-38: 0; Gains in Water Available For Use / Savings in Demand under the selected programme (Ml/d) input as +ve 2038-39: 0; Gains in Water Available For Use / Savings in Demand under the selected programme (Ml/d) input as +ve 2039-40: 0; Gains in Water Available For Use / Savings in Demand under the selected programme (Ml/d) input as +ve 2040-41: 0; Gains in Water Available For Use / Savings in Demand under the selected programme (Ml/d) input as +ve 2041-42: 0; Gains in Water Available For Use / Savings in Demand under the selected programme (Ml/d) input as +ve 2042-43: 0; Gains in Water Available For Use / Savings in Demand under the selected programme (Ml/d) input as +ve 2043-44: 0; Gains in Water Available For Use / Savings in Demand under the selected programme (Ml/d) input as +ve 2044-45: 0; Gains in Water Available For Use / Savings in Demand under the selected programme (Ml/d) input as +ve 2045-46: 0; Gains in Water Available For Use / Savings in Demand under the selected programme (Ml/d) input as +ve 2046-47: 0; Gains in Water Available For Use / Savings in Demand under the selected programme (Ml/d) input as +ve 2047-48: 0; Gains in Water Available For Use / Savings in Demand under the selected programme (Ml/d) input as +ve 2048-49: 0; Gains in Water Available For Use / Savings in Demand under the selected programme (Ml/d) input as +ve 2049-50: 0
52aP | Adjustment for Licence cap scenario 8 | LC18 | Other changes to DO | Resource Options | N | Preferred | AWSSUS | Ml/d | 2 | Gains in Water Available For Use / Savings in Demand under the selected programme (Ml/d) input as +ve 2025-26: 0; Gains in Water Available For Use / Savings in Demand under the selected programme (Ml/d) input as +ve 2026-27: 0; Gains in Water Available For Use / Savings in Demand under the selected programme (Ml/d) input as +ve 2027-28: 0; Gains in Water Available For Use / Savings in Demand under the selected programme (Ml/d) input as +ve 2028-29: 0; Gains in Water Available For Use / Savings in Demand under the selected programme (Ml/d) input as +ve 2029-30: 0; Gains in Water Available For Use / Savings in Demand under the selected programme (Ml/d) input as +ve 2030-31: 2.5; Gains in Water Available For Use / Savings in Demand under the selected programme (Ml/d) input as +ve 2031-32: 2.5; Gains in Water Available For Use / Savings in Demand under the selected programme (Ml/d) input as +ve 2032-33: 0; Gains in Water Available For Use / Savings in Demand under the selected programme (Ml/d) input as +ve 2033-34: 0; Gains in Water Available For Use / Savings in Demand under the selected programme (Ml/d) input as +ve 2034-35: 0; Gains in Water Available For Use / Savings in Demand under the selected programme (Ml/d) input as +ve 2035-36: 0; Gains in Water Available For Use / Savings in Demand under the selected programme (Ml/d) input as +ve 2036-37: 0; Gains in Water Available For Use / Savings in Demand under the selected programme (Ml/d) input as +ve 2037-38: 0; Gains in Water Available For Use / Savings in Demand under the selected programme (Ml/d) input as +ve 2038-39: 0; Gains in Water Available For Use / Savings in Demand under the selected programme (Ml/d) input as +ve 2039-40: 0; Gains in Water Available For Use / Savings in Demand under the selected programme (Ml/d) input as +ve 2040-41: 0; Gains in Water Available For Use / Savings in Demand under the selected programme (Ml/d) input as +ve 2041-42: 0; Gains in Water Available For Use / Savings in Demand under the selected programme (Ml/d) input as +ve 2042-43: 0; Gains in Water Available For Use / Savings in Demand under the selected programme (Ml/d) input as +ve 2043-44: 0; Gains in Water Available For Use / Savings in Demand under the selected programme (Ml/d) input as +ve 2044-45: 0; Gains in Water Available For Use / Savings in Demand under the selected programme (Ml/d) input as +ve 2045-46: 0; Gains in Water Available For Use / Savings in Demand under the selected programme (Ml/d) input as +ve 2046-47: 0; Gains in Water Available For Use / Savings in Demand under the selected programme (Ml/d) input as +ve 2047-48: 0; Gains in Water Available For Use / Savings in Demand under the selected programme (Ml/d) input as +ve 2048-49: 0; Gains in Water Available For Use / Savings in Demand under the selected programme (Ml/d) input as +ve 2049-50: 0
52cA | Adjustment to existing potable water import | EI17 | Internal potable transfer | Distribution Options | N | Ofwat Core | AWSSUS | Ml/d | 2 | Gains in Water Available For Use / Savings in Demand under the selected programme (Ml/d) input as +ve 2025-26: 0; Gains in Water Available For Use / Savings in Demand under the selected programme (Ml/d) input as +ve 2026-27: 0; Gains in Water Available For Use / Savings in Demand under the selected programme (Ml/d) input as +ve 2027-28: 0; Gains in Water Available For Use / Savings in Demand under the selected programme (Ml/d) input as +ve 2028-29: 0; Gains in Water Available For Use / Savings in Demand under the selected programme (Ml/d) input as +ve 2029-30: 0; Gains in Water Available For Use / Savings in Demand under the selected programme (Ml/d) input as +ve 2030-31: -0.399; Gains in Water Available For Use / Savings in Demand under the selected programme (Ml/d) input as +ve 2031-32: -0.419; Gains in Water Available For Use / Savings in Demand under the selected programme (Ml/d) input as +ve 2032-33: 0.51; Gains in Water Available For Use / Savings in Demand under the selected programme (Ml/d) input as +ve 2033-34: 0.48; Gains in Water Available For Use / Savings in Demand under the selected programme (Ml/d) input as +ve 2034-35: 0.41; Gains in Water Available For Use / Savings in Demand under the selected programme (Ml/d) input as +ve 2035-36: 0.35; Gains in Water Available For Use / Savings in Demand under the selected programme (Ml/d) input as +ve 2036-37: 0.28; Gains in Water Available For Use / Savings in Demand under the selected programme (Ml/d) input as +ve 2037-38: 0.22; Gains in Water Available For Use / Savings in Demand under the selected programme (Ml/d) input as +ve 2038-39: 0.16; Gains in Water Available For Use / Savings in Demand under the selected programme (Ml/d) input as +ve 2039-40: 0.1; Gains in Water Available For Use / Savings in Demand under the selected programme (Ml/d) input as +ve 2040-41: 3.21; Gains in Water Available For Use / Savings in Demand under the selected programme (Ml/d) input as +ve 2041-42: 2.9; Gains in Water Available For Use / Savings in Demand under the selected programme (Ml/d) input as +ve 2042-43: 2.54; Gains in Water Available For Use / Savings in Demand under the selected programme (Ml/d) input as +ve 2043-44: 2.17; Gains in Water Available For Use / Savings in Demand under the selected programme (Ml/d) input as +ve 2044-45: 2.27; Gains in Water Available For Use / Savings in Demand under the selected programme (Ml/d) input as +ve 2045-46: 1.36; Gains in Water Available For Use / Savings in Demand under the selected programme (Ml/d) input as +ve 2046-47: 1.54; Gains in Water Available For Use / Savings in Demand under the selected programme (Ml/d) input as +ve 2047-48: 1.62; Gains in Water Available For Use / Savings in Demand under the selected programme (Ml/d) input as +ve 2048-49: 1.7; Gains in Water Available For Use / Savings in Demand under the selected programme (Ml/d) input as +ve 2049-50: 1.68
52cA | Suffolk Sudbury to East Suffolk potable transfer (5 Ml/d) | SUE24 | Internal potable transfer | Distribution Options | N | Ofwat Core | AWSSUS | Ml/d | 2 | Gains in Water Available For Use / Savings in Demand under the selected programme (Ml/d) input as +ve 2025-26: 0; Gains in Water Available For Use / Savings in Demand under the selected programme (Ml/d) input as +ve 2026-27: 0; Gains in Water Available For Use / Savings in Demand under the selected programme (Ml/d) input as +ve 2027-28: 0; Gains in Water Available For Use / Savings in Demand under the selected programme (Ml/d) input as +ve 2028-29: 0; Gains in Water Available For Use / Savings in Demand under the selected programme (Ml/d) input as +ve 2029-30: 0; Gains in Water Available For Use / Savings in Demand under the selected programme (Ml/d) input as +ve 2030-31: -2.381; Gains in Water Available For Use / Savings in Demand under the selected programme (Ml/d) input as +ve 2031-32: -2.401; Gains in Water Available For Use / Savings in Demand under the selected programme (Ml/d) input as +ve 2032-33: -0.87; Gains in Water Available For Use / Savings in Demand under the selected programme (Ml/d) input as +ve 2033-34: -0.87; Gains in Water Available For Use / Savings in Demand under the selected programme (Ml/d) input as +ve 2034-35: -0.87; Gains in Water Available For Use / Savings in Demand under the selected programme (Ml/d) input as +ve 2035-36: -0.87; Gains in Water Available For Use / Savings in Demand under the selected programme (Ml/d) input as +ve 2036-37: -0.87; Gains in Water Available For Use / Savings in Demand under the selected programme (Ml/d) input as +ve 2037-38: -0.87; Gains in Water Available For Use / Savings in Demand under the selected programme (Ml/d) input as +ve 2038-39: -0.87; Gains in Water Available For Use / Savings in Demand under the selected programme (Ml/d) input as +ve 2039-40: -0.87; Gains in Water Available For Use / Savings in Demand under the selected programme (Ml/d) input as +ve 2040-41: -4.05; Gains in Water Available For Use / Savings in Demand under the selected programme (Ml/d) input as +ve 2041-42: -3.81; Gains in Water Available For Use / Savings in Demand under the selected programme (Ml/d) input as +ve 2042-43: -3.52; Gains in Water Available For Use / Savings in Demand under the selected programme (Ml/d) input as +ve 2043-44: -3.2; Gains in Water Available For Use / Savings in Demand under the selected programme (Ml/d) input as +ve 2044-45: -3.35; Gains in Water Available For Use / Savings in Demand under the selected programme (Ml/d) input as +ve 2045-46: -2.47; Gains in Water Available For Use / Savings in Demand under the selected programme (Ml/d) input as +ve 2046-47: -2.7; Gains in Water Available For Use / Savings in Demand under the selected programme (Ml/d) input as +ve 2047-48: -2.82; Gains in Water Available For Use / Savings in Demand under the selected programme (Ml/d) input as +ve 2048-49: -2.95; Gains in Water Available For Use / Savings in Demand under the selected programme (Ml/d) input as +ve 2049-50: -2.96
52cA | Adjustment to existing potable water import | EI17 | Internal potable transfer | Distribution Options | N | Least Cost | AWSSUS | Ml/d | 2 | Gains in Water Available For Use / Savings in Demand under the selected programme (Ml/d) input as +ve 2025-26: 0; Gains in Water Available For Use / Savings in Demand under the selected programme (Ml/d) input as +ve 2026-27: 0; Gains in Water Available For Use / Savings in Demand under the selected programme (Ml/d) input as +ve 2027-28: 0; Gains in Water Available For Use / Savings in Demand under the selected programme (Ml/d) input as +ve 2028-29: 0; Gains in Water Available For Use / Savings in Demand under the selected programme (Ml/d) input as +ve 2029-30: 0; Gains in Water Available For Use / Savings in Demand under the selected programme (Ml/d) input as +ve 2030-31: -0.399; Gains in Water Available For Use / Savings in Demand under the selected programme (Ml/d) input as +ve 2031-32: -0.419; Gains in Water Available For Use / Savings in Demand under the selected programme (Ml/d) input as +ve 2032-33: 0.51; Gains in Water Available For Use / Savings in Demand under the selected programme (Ml/d) input as +ve 2033-34: 0.48; Gains in Water Available For Use / Savings in Demand under the selected programme (Ml/d) input as +ve 2034-35: 0.41; Gains in Water Available For Use / Savings in Demand under the selected programme (Ml/d) input as +ve 2035-36: 0.35; Gains in Water Available For Use / Savings in Demand under the selected programme (Ml/d) input as +ve 2036-37: 0.28; Gains in Water Available For Use / Savings in Demand under the selected programme (Ml/d) input as +ve 2037-38: 0.22; Gains in Water Available For Use / Savings in Demand under the selected programme (Ml/d) input as +ve 2038-39: 0.16; Gains in Water Available For Use / Savings in Demand under the selected programme (Ml/d) input as +ve 2039-40: 0.1; Gains in Water Available For Use / Savings in Demand under the selected programme (Ml/d) input as +ve 2040-41: 3.21; Gains in Water Available For Use / Savings in Demand under the selected programme (Ml/d) input as +ve 2041-42: 2.9; Gains in Water Available For Use / Savings in Demand under the selected programme (Ml/d) input as +ve 2042-43: 2.54; Gains in Water Available For Use / Savings in Demand under the selected programme (Ml/d) input as +ve 2043-44: 2.17; Gains in Water Available For Use / Savings in Demand under the selected programme (Ml/d) input as +ve 2044-45: 2.27; Gains in Water Available For Use / Savings in Demand under the selected programme (Ml/d) input as +ve 2045-46: 1.36; Gains in Water Available For Use / Savings in Demand under the selected programme (Ml/d) input as +ve 2046-47: 1.54; Gains in Water Available For Use / Savings in Demand under the selected programme (Ml/d) input as +ve 2047-48: 1.62; Gains in Water Available For Use / Savings in Demand under the selected programme (Ml/d) input as +ve 2048-49: 1.7; Gains in Water Available For Use / Savings in Demand under the selected programme (Ml/d) input as +ve 2049-50: 1.68
52cP | Adjustment to existing potable water import | EI17 | Internal potable transfer | Distribution Options | N | Preferred | AWSSUS | Ml/d | 2 | Gains in Water Available For Use / Savings in Demand under the selected programme (Ml/d) input as +ve 2025-26: 0; Gains in Water Available For Use / Savings in Demand under the selected programme (Ml/d) input as +ve 2026-27: 0; Gains in Water Available For Use / Savings in Demand under the selected programme (Ml/d) input as +ve 2027-28: 0; Gains in Water Available For Use / Savings in Demand under the selected programme (Ml/d) input as +ve 2028-29: 0; Gains in Water Available For Use / Savings in Demand under the selected programme (Ml/d) input as +ve 2029-30: 0; Gains in Water Available For Use / Savings in Demand under the selected programme (Ml/d) input as +ve 2030-31: -0.399; Gains in Water Available For Use / Savings in Demand under the selected programme (Ml/d) input as +ve 2031-32: -0.419; Gains in Water Available For Use / Savings in Demand under the selected programme (Ml/d) input as +ve 2032-33: 0.51; Gains in Water Available For Use / Savings in Demand under the selected programme (Ml/d) input as +ve 2033-34: 0.48; Gains in Water Available For Use / Savings in Demand under the selected programme (Ml/d) input as +ve 2034-35: 0.41; Gains in Water Available For Use / Savings in Demand under the selected programme (Ml/d) input as +ve 2035-36: 0.35; Gains in Water Available For Use / Savings in Demand under the selected programme (Ml/d) input as +ve 2036-37: 0.28; Gains in Water Available For Use / Savings in Demand under the selected programme (Ml/d) input as +ve 2037-38: 0.22; Gains in Water Available For Use / Savings in Demand under the selected programme (Ml/d) input as +ve 2038-39: 0.16; Gains in Water Available For Use / Savings in Demand under the selected programme (Ml/d) input as +ve 2039-40: 0.1; Gains in Water Available For Use / Savings in Demand under the selected programme (Ml/d) input as +ve 2040-41: 3.21; Gains in Water Available For Use / Savings in Demand under the selected programme (Ml/d) input as +ve 2041-42: 2.9; Gains in Water Available For Use / Savings in Demand under the selected programme (Ml/d) input as +ve 2042-43: 2.54; Gains in Water Available For Use / Savings in Demand under the selected programme (Ml/d) input as +ve 2043-44: 2.17; Gains in Water Available For Use / Savings in Demand under the selected programme (Ml/d) input as +ve 2044-45: 2.27; Gains in Water Available For Use / Savings in Demand under the selected programme (Ml/d) input as +ve 2045-46: 1.36; Gains in Water Available For Use / Savings in Demand under the selected programme (Ml/d) input as +ve 2046-47: 1.54; Gains in Water Available For Use / Savings in Demand under the selected programme (Ml/d) input as +ve 2047-48: 1.62; Gains in Water Available For Use / Savings in Demand under the selected programme (Ml/d) input as +ve 2048-49: 1.7; Gains in Water Available For Use / Savings in Demand under the selected programme (Ml/d) input as +ve 2049-50: 1.68
52cP | Suffolk Sudbury to East Suffolk potable transfer (5 Ml/d) | SUE24 | Internal potable transfer | Distribution Options | N | Preferred | AWSSUS | Ml/d | 2 | Gains in Water Available For Use / Savings in Demand under the selected programme (Ml/d) input as +ve 2025-26: 0; Gains in Water Available For Use / Savings in Demand under the selected programme (Ml/d) input as +ve 2026-27: 0; Gains in Water Available For Use / Savings in Demand under the selected programme (Ml/d) input as +ve 2027-28: 0; Gains in Water Available For Use / Savings in Demand under the selected programme (Ml/d) input as +ve 2028-29: 0; Gains in Water Available For Use / Savings in Demand under the selected programme (Ml/d) input as +ve 2029-30: 0; Gains in Water Available For Use / Savings in Demand under the selected programme (Ml/d) input as +ve 2030-31: -2.381; Gains in Water Available For Use / Savings in Demand under the selected programme (Ml/d) input as +ve 2031-32: -2.401; Gains in Water Available For Use / Savings in Demand under the selected programme (Ml/d) input as +ve 2032-33: -0.87; Gains in Water Available For Use / Savings in Demand under the selected programme (Ml/d) input as +ve 2033-34: -0.87; Gains in Water Available For Use / Savings in Demand under the selected programme (Ml/d) input as +ve 2034-35: -0.87; Gains in Water Available For Use / Savings in Demand under the selected programme (Ml/d) input as +ve 2035-36: -0.87; Gains in Water Available For Use / Savings in Demand under the selected programme (Ml/d) input as +ve 2036-37: -0.87; Gains in Water Available For Use / Savings in Demand under the selected programme (Ml/d) input as +ve 2037-38: -0.87; Gains in Water Available For Use / Savings in Demand under the selected programme (Ml/d) input as +ve 2038-39: -0.87; Gains in Water Available For Use / Savings in Demand under the selected programme (Ml/d) input as +ve 2039-40: -0.87; Gains in Water Available For Use / Savings in Demand under the selected programme (Ml/d) input as +ve 2040-41: -4.05; Gains in Water Available For Use / Savings in Demand under the selected programme (Ml/d) input as +ve 2041-42: -3.81; Gains in Water Available For Use / Savings in Demand under the selected programme (Ml/d) input as +ve 2042-43: -3.52; Gains in Water Available For Use / Savings in Demand under the selected programme (Ml/d) input as +ve 2043-44: -3.2; Gains in Water Available For Use / Savings in Demand under the selected programme (Ml/d) input as +ve 2044-45: -3.35; Gains in Water Available For Use / Savings in Demand under the selected programme (Ml/d) input as +ve 2045-46: -2.47; Gains in Water Available For Use / Savings in Demand under the selected programme (Ml/d) input as +ve 2046-47: -2.7; Gains in Water Available For Use / Savings in Demand under the selected programme (Ml/d) input as +ve 2047-48: -2.82; Gains in Water Available For Use / Savings in Demand under the selected programme (Ml/d) input as +ve 2048-49: -2.95; Gains in Water Available For Use / Savings in Demand under the selected programme (Ml/d) input as +ve 2049-50: -2.96
51cF | CC Mains Replacement.AWSSUS | CC Mains Replacement.AWSSUS | Mains replacement (not trunk mains) | Distribution Options | N | Least Cost | AWSSUS | Ml/d | 2 | 0 | 0 | 0 | 0 | 0 | 0 | 0.00030601 | 0.00061201 | 0.00091802 | 0.001224 | 0.00153 | 0.001836 | 0.002142 | 0.0024481 | 0.0027541 | 0.0030601 | 0.0033661 | 0.0036721 | 0.0039781 | 0.0042841 | 0.0045901 | 0.0048961 | 0.0052021 | 0.0055081 | 0.0058141 | 0.0061201 | 0.0064261 | 0.0067322 | 0.0070382 | 0.0073442 | 0.0076502 | 0.0079562 | 0.0082622 | 0.0085682 | 0.0088742 | 0.0091802 | 0.0094862 | 0.0097922 | 0.010098 | 0.010404 | 0.01071 | 0.011016 | 0.011322 | 0.011628 | 0.011934 | 0.01224 | 0.012546 | 0.012852 | 0.013158 | 0.013464 | 0.01377 | 0.014076 | 0.014382 | 0.014688 | 0.014994 | 0.0153 | 0.015606 | 0.015912 | 0.016218 | 0.016524 | 0.01683 | 0.017136 | 0.017442 | 0.017748 | 0.018054 | 0.01836 | 0.018666 | 0.018972 | 0.019278 | 0.019584 | 0.01989 | 0.020196 | 0.020502 | 0.020808 | 0.021114 | 0.02142 | 0.021727 | 0.022033 | 0.022339 | 0.022645 | 0.022951
51cF | CC Mains Replacement.AWSSUS | CC Mains Replacement.AWSSUS | Mains replacement (not trunk mains) | Distribution Options | N | Ofwat Core | AWSSUS | Ml/d | 2 | 0 | 0 | 0 | 0 | 0 | 0 | 0.00030601 | 0.00061201 | 0.00091802 | 0.001224 | 0.00153 | 0.001836 | 0.002142 | 0.0024481 | 0.0027541 | 0.0030601 | 0.0033661 | 0.0036721 | 0.0039781 | 0.0042841 | 0.0045901 | 0.0048961 | 0.0052021 | 0.0055081 | 0.0058141 | 0.0061201 | 0.0064261 | 0.0067322 | 0.0070382 | 0.0073442 | 0.0076502 | 0.0079562 | 0.0082622 | 0.0085682 | 0.0088742 | 0.0091802 | 0.0094862 | 0.0097922 | 0.010098 | 0.010404 | 0.01071 | 0.011016 | 0.011322 | 0.011628 | 0.011934 | 0.01224 | 0.012546 | 0.012852 | 0.013158 | 0.013464 | 0.01377 | 0.014076 | 0.014382 | 0.014688 | 0.014994 | 0.0153 | 0.015606 | 0.015912 | 0.016218 | 0.016524 | 0.01683 | 0.017136 | 0.017442 | 0.017748 | 0.018054 | 0.01836 | 0.018666 | 0.018972 | 0.019278 | 0.019584 | 0.01989 | 0.020196 | 0.020502 | 0.020808 | 0.021114 | 0.02142 | 0.021727 | 0.022033 | 0.022339 | 0.022645 | 0.022951
51cP | CC Mains Replacement.AWSSUS | CC Mains Replacement.AWSSUS | Mains replacement (not trunk mains) | Distribution Options | N | Preferred | AWSSUS | Ml/d | 2 | 0 | 0 | 0 | 0 | 0 | 0 | 0.00030601 | 0.00061201 | 0.00091802 | 0.001224 | 0.00153 | 0.001836 | 0.002142 | 0.0024481 | 0.0027541 | 0.0030601 | 0.0033661 | 0.0036721 | 0.0039781 | 0.0042841 | 0.0045901 | 0.0048961 | 0.0052021 | 0.0055081 | 0.0058141 | 0.0061201 | 0.0064261 | 0.0067322 | 0.0070382 | 0.0073442 | 0.0076502 | 0.0079562 | 0.0082622 | 0.0085682 | 0.0088742 | 0.0091802 | 0.0094862 | 0.0097922 | 0.010098 | 0.010404 | 0.01071 | 0.011016 | 0.011322 | 0.011628 | 0.011934 | 0.01224 | 0.012546 | 0.012852 | 0.013158 | 0.013464 | 0.01377 | 0.014076 | 0.014382 | 0.014688 | 0.014994 | 0.0153 | 0.015606 | 0.015912 | 0.016218 | 0.016524 | 0.01683 | 0.017136 | 0.017442 | 0.017748 | 0.018054 | 0.01836 | 0.018666 | 0.018972 | 0.019278 | 0.019584 | 0.01989 | 0.020196 | 0.020502 | 0.020808 | 0.021114 | 0.02142 | 0.021727 | 0.022033 | 0.022339 | 0.022645 | 0.022951
51dF | 1a WRMP24. Smart Showers.AWSSUT | WEF 1a.AWSSUT | Retrofitting indoor water efficiency devices | Customer Options | N | Least Cost | AWSSUT | Ml/d | 2 | Gains in Water Available For Use / Savings in Demand under the selected programme (Ml/d) input as +ve 2019-20: 0; Gains in Water Available For Use / Savings in Demand under the selected programme (Ml/d) input as +ve 2020-21: 0; Gains in Water Available For Use / Savings in Demand under the selected programme (Ml/d) input as +ve 2021-22: 0; Gains in Water Available For Use / Savings in Demand under the selected programme (Ml/d) input as +ve 2022-23: 0; Gains in Water Available For Use / Savings in Demand under the selected programme (Ml/d) input as +ve 2023-24: 0; Gains in Water Available For Use / Savings in Demand under the selected programme (Ml/d) input as +ve 2024-25: 0; Gains in Water Available For Use / Savings in Demand under the selected programme (Ml/d) input as +ve 2025-26: 0.0030496; Gains in Water Available For Use / Savings in Demand under the selected programme (Ml/d) input as +ve 2026-27: 0.0057421; Gains in Water Available For Use / Savings in Demand under the selected programme (Ml/d) input as +ve 2027-28: 0.0081221; Gains in Water Available For Use / Savings in Demand under the selected programme (Ml/d) input as +ve 2028-29: 0.010274; Gains in Water Available For Use / Savings in Demand under the selected programme (Ml/d) input as +ve 2029-30: 0.012243; Gains in Water Available For Use / Savings in Demand under the selected programme (Ml/d) input as +ve 2030-31: 0.011894; Gains in Water Available For Use / Savings in Demand under the selected programme (Ml/d) input as +ve 2031-32: 0.011808; Gains in Water Available For Use / Savings in Demand under the selected programme (Ml/d) input as +ve 2032-33: 0.011953; Gains in Water Available For Use / Savings in Demand under the selected programme (Ml/d) input as +ve 2033-34: 0.012267; Gains in Water Available For Use / Savings in Demand under the selected programme (Ml/d) input as +ve 2034-35: 0.012715; Gains in Water Available For Use / Savings in Demand under the selected programme (Ml/d) input as +ve 2035-36: 0.013165; Gains in Water Available For Use / Savings in Demand under the selected programme (Ml/d) input as +ve 2036-37: 0.013616; Gains in Water Available For Use / Savings in Demand under the selected programme (Ml/d) input as +ve 2037-38: 0.014068; Gains in Water Available For Use / Savings in Demand under the selected programme (Ml/d) input as +ve 2038-39: 0.014521; Gains in Water Available For Use / Savings in Demand under the selected programme (Ml/d) input as +ve 2039-40: 0.014974; Gains in Water Available For Use / Savings in Demand under the selected programme (Ml/d) input as +ve 2040-41: 0.015427; Gains in Water Available For Use / Savings in Demand under the selected programme (Ml/d) input as +ve 2041-42: 0.015882; Gains in Water Available For Use / Savings in Demand under the selected programme (Ml/d) input as +ve 2042-43: 0.016336; Gains in Water Available For Use / Savings in Demand under the selected programme (Ml/d) input as +ve 2043-44: 0.016791; Gains in Water Available For Use / Savings in Demand under the selected programme (Ml/d) input as +ve 2044-45: 0.017246; Gains in Water Available For Use / Savings in Demand under the selected programme (Ml/d) input as +ve 2045-46: 0.0177; Gains in Water Available For Use / Savings in Demand under the selected programme (Ml/d) input as +ve 2046-47: 0.018152; Gains in Water Available For Use / Savings in Demand under the selected programme (Ml/d) input as +ve 2047-48: 0.018604; Gains in Water Available For Use / Savings in Demand under the selected programme (Ml/d) input as +ve 2048-49: 0.019054; Gains in Water Available For Use / Savings in Demand under the selected programme (Ml/d) input as +ve 2049-50: 0.019502
51dF | 1a WRMP24. Smart Showers.AWSSUT | WEF 1a.AWSSUT | Retrofitting indoor water efficiency devices | Customer Options | N | Ofwat Core | AWSSUT | Ml/d | 2 | Gains in Water Available For Use / Savings in Demand under the selected programme (Ml/d) input as +ve 2019-20: 0; Gains in Water Available For Use / Savings in Demand under the selected programme (Ml/d) input as +ve 2020-21: 0; Gains in Water Available For Use / Savings in Demand under the selected programme (Ml/d) input as +ve 2021-22: 0; Gains in Water Available For Use / Savings in Demand under the selected programme (Ml/d) input as +ve 2022-23: 0; Gains in Water Available For Use / Savings in Demand under the selected programme (Ml/d) input as +ve 2023-24: 0; Gains in Water Available For Use / Savings in Demand under the selected programme (Ml/d) input as +ve 2024-25: 0; Gains in Water Available For Use / Savings in Demand under the selected programme (Ml/d) input as +ve 2025-26: 0.0030496; Gains in Water Available For Use / Savings in Demand under the selected programme (Ml/d) input as +ve 2026-27: 0.0057421; Gains in Water Available For Use / Savings in Demand under the selected programme (Ml/d) input as +ve 2027-28: 0.0081221; Gains in Water Available For Use / Savings in Demand under the selected programme (Ml/d) input as +ve 2028-29: 0.010274; Gains in Water Available For Use / Savings in Demand under the selected programme (Ml/d) input as +ve 2029-30: 0.012243; Gains in Water Available For Use / Savings in Demand under the selected programme (Ml/d) input as +ve 2030-31: 0.011894; Gains in Water Available For Use / Savings in Demand under the selected programme (Ml/d) input as +ve 2031-32: 0.011808; Gains in Water Available For Use / Savings in Demand under the selected programme (Ml/d) input as +ve 2032-33: 0.011953; Gains in Water Available For Use / Savings in Demand under the selected programme (Ml/d) input as +ve 2033-34: 0.012267; Gains in Water Available For Use / Savings in Demand under the selected programme (Ml/d) input as +ve 2034-35: 0.012715; Gains in Water Available For Use / Savings in Demand under the selected programme (Ml/d) input as +ve 2035-36: 0.013165; Gains in Water Available For Use / Savings in Demand under the selected programme (Ml/d) input as +ve 2036-37: 0.013616; Gains in Water Available For Use / Savings in Demand under the selected programme (Ml/d) input as +ve 2037-38: 0.014068; Gains in Water Available For Use / Savings in Demand under the selected programme (Ml/d) input as +ve 2038-39: 0.014521; Gains in Water Available For Use / Savings in Demand under the selected programme (Ml/d) input as +ve 2039-40: 0.014974; Gains in Water Available For Use / Savings in Demand under the selected programme (Ml/d) input as +ve 2040-41: 0.015427; Gains in Water Available For Use / Savings in Demand under the selected programme (Ml/d) input as +ve 2041-42: 0.015882; Gains in Water Available For Use / Savings in Demand under the selected programme (Ml/d) input as +ve 2042-43: 0.016336; Gains in Water Available For Use / Savings in Demand under the selected programme (Ml/d) input as +ve 2043-44: 0.016791; Gains in Water Available For Use / Savings in Demand under the selected programme (Ml/d) input as +ve 2044-45: 0.017246; Gains in Water Available For Use / Savings in Demand under the selected programme (Ml/d) input as +ve 2045-46: 0.0177; Gains in Water Available For Use / Savings in Demand under the selected programme (Ml/d) input as +ve 2046-47: 0.018152; Gains in Water Available For Use / Savings in Demand under the selected programme (Ml/d) input as +ve 2047-48: 0.018604; Gains in Water Available For Use / Savings in Demand under the selected programme (Ml/d) input as +ve 2048-49: 0.019054; Gains in Water Available For Use / Savings in Demand under the selected programme (Ml/d) input as +ve 2049-50: 0.019502
51dP | 1a WRMP24. Smart Showers.AWSSUT | WEF 1a.AWSSUT | Retrofitting indoor water efficiency devices | Customer Options | N | Preferred | AWSSUT | Ml/d | 2 | Gains in Water Available For Use / Savings in Demand under the selected programme (Ml/d) input as +ve 2019-20: 0; Gains in Water Available For Use / Savings in Demand under the selected programme (Ml/d) input as +ve 2020-21: 0; Gains in Water Available For Use / Savings in Demand under the selected programme (Ml/d) input as +ve 2021-22: 0; Gains in Water Available For Use / Savings in Demand under the selected programme (Ml/d) input as +ve 2022-23: 0; Gains in Water Available For Use / Savings in Demand under the selected programme (Ml/d) input as +ve 2023-24: 0; Gains in Water Available For Use / Savings in Demand under the selected programme (Ml/d) input as +ve 2024-25: 0; Gains in Water Available For Use / Savings in Demand under the selected programme (Ml/d) input as +ve 2025-26: 0.0030496; Gains in Water Available For Use / Savings in Demand under the selected programme (Ml/d) input as +ve 2026-27: 0.0057421; Gains in Water Available For Use / Savings in Demand under the selected programme (Ml/d) input as +ve 2027-28: 0.0081221; Gains in Water Available For Use / Savings in Demand under the selected programme (Ml/d) input as +ve 2028-29: 0.010274; Gains in Water Available For Use / Savings in Demand under the selected programme (Ml/d) input as +ve 2029-30: 0.012243; Gains in Water Available For Use / Savings in Demand under the selected programme (Ml/d) input as +ve 2030-31: 0.011894; Gains in Water Available For Use / Savings in Demand under the selected programme (Ml/d) input as +ve 2031-32: 0.011808; Gains in Water Available For Use / Savings in Demand under the selected programme (Ml/d) input as +ve 2032-33: 0.011953; Gains in Water Available For Use / Savings in Demand under the selected programme (Ml/d) input as +ve 2033-34: 0.012267; Gains in Water Available For Use / Savings in Demand under the selected programme (Ml/d) input as +ve 2034-35: 0.012715; Gains in Water Available For Use / Savings in Demand under the selected programme (Ml/d) input as +ve 2035-36: 0.013165; Gains in Water Available For Use / Savings in Demand under the selected programme (Ml/d) input as +ve 2036-37: 0.013616; Gains in Water Available For Use / Savings in Demand under the selected programme (Ml/d) input as +ve 2037-38: 0.014068; Gains in Water Available For Use / Savings in Demand under the selected programme (Ml/d) input as +ve 2038-39: 0.014521; Gains in Water Available For Use / Savings in Demand under the selected programme (Ml/d) input as +ve 2039-40: 0.014974; Gains in Water Available For Use / Savings in Demand under the selected programme (Ml/d) input as +ve 2040-41: 0.015427; Gains in Water Available For Use / Savings in Demand under the selected programme (Ml/d) input as +ve 2041-42: 0.015882; Gains in Water Available For Use / Savings in Demand under the selected programme (Ml/d) input as +ve 2042-43: 0.016336; Gains in Water Available For Use / Savings in Demand under the selected programme (Ml/d) input as +ve 2043-44: 0.016791; Gains in Water Available For Use / Savings in Demand under the selected programme (Ml/d) input as +ve 2044-45: 0.017246; Gains in Water Available For Use / Savings in Demand under the selected programme (Ml/d) input as +ve 2045-46: 0.0177; Gains in Water Available For Use / Savings in Demand under the selected programme (Ml/d) input as +ve 2046-47: 0.018152; Gains in Water Available For Use / Savings in Demand under the selected programme (Ml/d) input as +ve 2047-48: 0.018604; Gains in Water Available For Use / Savings in Demand under the selected programme (Ml/d) input as +ve 2048-49: 0.019054; Gains in Water Available For Use / Savings in Demand under the selected programme (Ml/d) input as +ve 2049-50: 0.019502
51dF | 2c WRMP24. Garden Advice.AWSSUT | WEF 2c.AWSSUT | Water efficiency customer education / awareness | Customer Options | N | Least Cost | AWSSUT | Ml/d | 2 | Gains in Water Available For Use / Savings in Demand under the selected programme (Ml/d) input as +ve 2019-20: 0; Gains in Water Available For Use / Savings in Demand under the selected programme (Ml/d) input as +ve 2020-21: 0; Gains in Water Available For Use / Savings in Demand under the selected programme (Ml/d) input as +ve 2021-22: 0; Gains in Water Available For Use / Savings in Demand under the selected programme (Ml/d) input as +ve 2022-23: 0; Gains in Water Available For Use / Savings in Demand under the selected programme (Ml/d) input as +ve 2023-24: 0; Gains in Water Available For Use / Savings in Demand under the selected programme (Ml/d) input as +ve 2024-25: 0; Gains in Water Available For Use / Savings in Demand under the selected programme (Ml/d) input as +ve 2025-26: 0.00043817; Gains in Water Available For Use / Savings in Demand under the selected programme (Ml/d) input as +ve 2026-27: 0.00087571; Gains in Water Available For Use / Savings in Demand under the selected programme (Ml/d) input as +ve 2027-28: 0.001312; Gains in Water Available For Use / Savings in Demand under the selected programme (Ml/d) input as +ve 2028-29: 0.0017464; Gains in Water Available For Use / Savings in Demand under the selected programme (Ml/d) input as +ve 2029-30: 0.0021791; Gains in Water Available For Use / Savings in Demand under the selected programme (Ml/d) input as +ve 2030-31: 0.0026104; Gains in Water Available For Use / Savings in Demand under the selected programme (Ml/d) input as +ve 2031-32: 0.0030403; Gains in Water Available For Use / Savings in Demand under the selected programme (Ml/d) input as +ve 2032-33: 0.0034691; Gains in Water Available For Use / Savings in Demand under the selected programme (Ml/d) input as +ve 2033-34: 0.0038971; Gains in Water Available For Use / Savings in Demand under the selected programme (Ml/d) input as +ve 2034-35: 0.0043244; Gains in Water Available For Use / Savings in Demand under the selected programme (Ml/d) input as +ve 2035-36: 0.0047509; Gains in Water Available For Use / Savings in Demand under the selected programme (Ml/d) input as +ve 2036-37: 0.0051768; Gains in Water Available For Use / Savings in Demand under the selected programme (Ml/d) input as +ve 2037-38: 0.005602; Gains in Water Available For Use / Savings in Demand under the selected programme (Ml/d) input as +ve 2038-39: 0.0060266; Gains in Water Available For Use / Savings in Demand under the selected programme (Ml/d) input as +ve 2039-40: 0.0064508; Gains in Water Available For Use / Savings in Demand under the selected programme (Ml/d) input as +ve 2040-41: 0.0068746; Gains in Water Available For Use / Savings in Demand under the selected programme (Ml/d) input as +ve 2041-42: 0.007298; Gains in Water Available For Use / Savings in Demand under the selected programme (Ml/d) input as +ve 2042-43: 0.0077211; Gains in Water Available For Use / Savings in Demand under the selected programme (Ml/d) input as +ve 2043-44: 0.0081438; Gains in Water Available For Use / Savings in Demand under the selected programme (Ml/d) input as +ve 2044-45: 0.0085661; Gains in Water Available For Use / Savings in Demand under the selected programme (Ml/d) input as +ve 2045-46: 0.0089878; Gains in Water Available For Use / Savings in Demand under the selected programme (Ml/d) input as +ve 2046-47: 0.0094091; Gains in Water Available For Use / Savings in Demand under the selected programme (Ml/d) input as +ve 2047-48: 0.0098298; Gains in Water Available For Use / Savings in Demand under the selected programme (Ml/d) input as +ve 2048-49: 0.01025; Gains in Water Available For Use / Savings in Demand under the selected programme (Ml/d) input as +ve 2049-50: 0.010669
51dF | 2c WRMP24. Garden Advice.AWSSUT | WEF 2c.AWSSUT | Water efficiency customer education / awareness | Customer Options | N | Ofwat Core | AWSSUT | Ml/d | 2 | Gains in Water Available For Use / Savings in Demand under the selected programme (Ml/d) input as +ve 2019-20: 0; Gains in Water Available For Use / Savings in Demand under the selected programme (Ml/d) input as +ve 2020-21: 0; Gains in Water Available For Use / Savings in Demand under the selected programme (Ml/d) input as +ve 2021-22: 0; Gains in Water Available For Use / Savings in Demand under the selected programme (Ml/d) input as +ve 2022-23: 0; Gains in Water Available For Use / Savings in Demand under the selected programme (Ml/d) input as +ve 2023-24: 0; Gains in Water Available For Use / Savings in Demand under the selected programme (Ml/d) input as +ve 2024-25: 0; Gains in Water Available For Use / Savings in Demand under the selected programme (Ml/d) input as +ve 2025-26: 0.00043817; Gains in Water Available For Use / Savings in Demand under the selected programme (Ml/d) input as +ve 2026-27: 0.00087571; Gains in Water Available For Use / Savings in Demand under the selected programme (Ml/d) input as +ve 2027-28: 0.001312; Gains in Water Available For Use / Savings in Demand under the selected programme (Ml/d) input as +ve 2028-29: 0.0017464; Gains in Water Available For Use / Savings in Demand under the selected programme (Ml/d) input as +ve 2029-30: 0.0021791; Gains in Water Available For Use / Savings in Demand under the selected programme (Ml/d) input as +ve 2030-31: 0.0026104; Gains in Water Available For Use / Savings in Demand under the selected programme (Ml/d) input as +ve 2031-32: 0.0030403; Gains in Water Available For Use / Savings in Demand under the selected programme (Ml/d) input as +ve 2032-33: 0.0034691; Gains in Water Available For Use / Savings in Demand under the selected programme (Ml/d) input as +ve 2033-34: 0.0038971; Gains in Water Available For Use / Savings in Demand under the selected programme (Ml/d) input as +ve 2034-35: 0.0043244; Gains in Water Available For Use / Savings in Demand under the selected programme (Ml/d) input as +ve 2035-36: 0.0047509; Gains in Water Available For Use / Savings in Demand under the selected programme (Ml/d) input as +ve 2036-37: 0.0051768; Gains in Water Available For Use / Savings in Demand under the selected programme (Ml/d) input as +ve 2037-38: 0.005602; Gains in Water Available For Use / Savings in Demand under the selected programme (Ml/d) input as +ve 2038-39: 0.0060266; Gains in Water Available For Use / Savings in Demand under the selected programme (Ml/d) input as +ve 2039-40: 0.0064508; Gains in Water Available For Use / Savings in Demand under the selected programme (Ml/d) input as +ve 2040-41: 0.0068746; Gains in Water Available For Use / Savings in Demand under the selected programme (Ml/d) input as +ve 2041-42: 0.007298; Gains in Water Available For Use / Savings in Demand under the selected programme (Ml/d) input as +ve 2042-43: 0.0077211; Gains in Water Available For Use / Savings in Demand under the selected programme (Ml/d) input as +ve 2043-44: 0.0081438; Gains in Water Available For Use / Savings in Demand under the selected programme (Ml/d) input as +ve 2044-45: 0.0085661; Gains in Water Available For Use / Savings in Demand under the selected programme (Ml/d) input as +ve 2045-46: 0.0089878; Gains in Water Available For Use / Savings in Demand under the selected programme (Ml/d) input as +ve 2046-47: 0.0094091; Gains in Water Available For Use / Savings in Demand under the selected programme (Ml/d) input as +ve 2047-48: 0.0098298; Gains in Water Available For Use / Savings in Demand under the selected programme (Ml/d) input as +ve 2048-49: 0.01025; Gains in Water Available For Use / Savings in Demand under the selected programme (Ml/d) input as +ve 2049-50: 0.010669
51dP | 2c WRMP24. Garden Advice.AWSSUT | WEF 2c.AWSSUT | Water efficiency customer education / awareness | Customer Options | N | Preferred | AWSSUT | Ml/d | 2 | Gains in Water Available For Use / Savings in Demand under the selected programme (Ml/d) input as +ve 2019-20: 0; Gains in Water Available For Use / Savings in Demand under the selected programme (Ml/d) input as +ve 2020-21: 0; Gains in Water Available For Use / Savings in Demand under the selected programme (Ml/d) input as +ve 2021-22: 0; Gains in Water Available For Use / Savings in Demand under the selected programme (Ml/d) input as +ve 2022-23: 0; Gains in Water Available For Use / Savings in Demand under the selected programme (Ml/d) input as +ve 2023-24: 0; Gains in Water Available For Use / Savings in Demand under the selected programme (Ml/d) input as +ve 2024-25: 0; Gains in Water Available For Use / Savings in Demand under the selected programme (Ml/d) input as +ve 2025-26: 0.00043817; Gains in Water Available For Use / Savings in Demand under the selected programme (Ml/d) input as +ve 2026-27: 0.00087571; Gains in Water Available For Use / Savings in Demand under the selected programme (Ml/d) input as +ve 2027-28: 0.001312; Gains in Water Available For Use / Savings in Demand under the selected programme (Ml/d) input as +ve 2028-29: 0.0017464; Gains in Water Available For Use / Savings in Demand under the selected programme (Ml/d) input as +ve 2029-30: 0.0021791; Gains in Water Available For Use / Savings in Demand under the selected programme (Ml/d) input as +ve 2030-31: 0.0026104; Gains in Water Available For Use / Savings in Demand under the selected programme (Ml/d) input as +ve 2031-32: 0.0030403; Gains in Water Available For Use / Savings in Demand under the selected programme (Ml/d) input as +ve 2032-33: 0.0034691; Gains in Water Available For Use / Savings in Demand under the selected programme (Ml/d) input as +ve 2033-34: 0.0038971; Gains in Water Available For Use / Savings in Demand under the selected programme (Ml/d) input as +ve 2034-35: 0.0043244; Gains in Water Available For Use / Savings in Demand under the selected programme (Ml/d) input as +ve 2035-36: 0.0047509; Gains in Water Available For Use / Savings in Demand under the selected programme (Ml/d) input as +ve 2036-37: 0.0051768; Gains in Water Available For Use / Savings in Demand under the selected programme (Ml/d) input as +ve 2037-38: 0.005602; Gains in Water Available For Use / Savings in Demand under the selected programme (Ml/d) input as +ve 2038-39: 0.0060266; Gains in Water Available For Use / Savings in Demand under the selected programme (Ml/d) input as +ve 2039-40: 0.0064508; Gains in Water Available For Use / Savings in Demand under the selected programme (Ml/d) input as +ve 2040-41: 0.0068746; Gains in Water Available For Use / Savings in Demand under the selected programme (Ml/d) input as +ve 2041-42: 0.007298; Gains in Water Available For Use / Savings in Demand under the selected programme (Ml/d) input as +ve 2042-43: 0.0077211; Gains in Water Available For Use / Savings in Demand under the selected programme (Ml/d) input as +ve 2043-44: 0.0081438; Gains in Water Available For Use / Savings in Demand under the selected programme (Ml/d) input as +ve 2044-45: 0.0085661; Gains in Water Available For Use / Savings in Demand under the selected programme (Ml/d) input as +ve 2045-46: 0.0089878; Gains in Water Available For Use / Savings in Demand under the selected programme (Ml/d) input as +ve 2046-47: 0.0094091; Gains in Water Available For Use / Savings in Demand under the selected programme (Ml/d) input as +ve 2047-48: 0.0098298; Gains in Water Available For Use / Savings in Demand under the selected programme (Ml/d) input as +ve 2048-49: 0.01025; Gains in Water Available For Use / Savings in Demand under the selected programme (Ml/d) input as +ve 2049-50: 0.010669
51dF | 3a WRMP24. Community Reward.AWSSUT | WEF 3a.AWSSUT | Water efficiency customer education / awareness | Customer Options | N | Least Cost | AWSSUT | Ml/d | 2 | Gains in Water Available For Use / Savings in Demand under the selected programme (Ml/d) input as +ve 2019-20: 0; Gains in Water Available For Use / Savings in Demand under the selected programme (Ml/d) input as +ve 2020-21: 0; Gains in Water Available For Use / Savings in Demand under the selected programme (Ml/d) input as +ve 2021-22: 0; Gains in Water Available For Use / Savings in Demand under the selected programme (Ml/d) input as +ve 2022-23: 0; Gains in Water Available For Use / Savings in Demand under the selected programme (Ml/d) input as +ve 2023-24: 0; Gains in Water Available For Use / Savings in Demand under the selected programme (Ml/d) input as +ve 2024-25: 0; Gains in Water Available For Use / Savings in Demand under the selected programme (Ml/d) input as +ve 2025-26: 0.00091715; Gains in Water Available For Use / Savings in Demand under the selected programme (Ml/d) input as +ve 2026-27: 0.0017194; Gains in Water Available For Use / Savings in Demand under the selected programme (Ml/d) input as +ve 2027-28: 0.0024219; Gains in Water Available For Use / Savings in Demand under the selected programme (Ml/d) input as +ve 2028-29: 0.0030507; Gains in Water Available For Use / Savings in Demand under the selected programme (Ml/d) input as +ve 2029-30: 0.0036198; Gains in Water Available For Use / Savings in Demand under the selected programme (Ml/d) input as +ve 2030-31: 0.0041821; Gains in Water Available For Use / Savings in Demand under the selected programme (Ml/d) input as +ve 2031-32: 0.004738; Gains in Water Available For Use / Savings in Demand under the selected programme (Ml/d) input as +ve 2032-33: 0.0052907; Gains in Water Available For Use / Savings in Demand under the selected programme (Ml/d) input as +ve 2033-34: 0.0058407; Gains in Water Available For Use / Savings in Demand under the selected programme (Ml/d) input as +ve 2034-35: 0.0063886; Gains in Water Available For Use / Savings in Demand under the selected programme (Ml/d) input as +ve 2035-36: 0.0069341; Gains in Water Available For Use / Savings in Demand under the selected programme (Ml/d) input as +ve 2036-37: 0.0074771; Gains in Water Available For Use / Savings in Demand under the selected programme (Ml/d) input as +ve 2037-38: 0.0080179; Gains in Water Available For Use / Savings in Demand under the selected programme (Ml/d) input as +ve 2038-39: 0.008557; Gains in Water Available For Use / Savings in Demand under the selected programme (Ml/d) input as +ve 2039-40: 0.0090949; Gains in Water Available For Use / Savings in Demand under the selected programme (Ml/d) input as +ve 2040-41: 0.0090608; Gains in Water Available For Use / Savings in Demand under the selected programme (Ml/d) input as +ve 2041-42: 0.0091; Gains in Water Available For Use / Savings in Demand under the selected programme (Ml/d) input as +ve 2042-43: 0.0092027; Gains in Water Available For Use / Savings in Demand under the selected programme (Ml/d) input as +ve 2043-44: 0.0093524; Gains in Water Available For Use / Savings in Demand under the selected programme (Ml/d) input as +ve 2044-45: 0.0095402; Gains in Water Available For Use / Savings in Demand under the selected programme (Ml/d) input as +ve 2045-46: 0.0097332; Gains in Water Available For Use / Savings in Demand under the selected programme (Ml/d) input as +ve 2046-47: 0.0099305; Gains in Water Available For Use / Savings in Demand under the selected programme (Ml/d) input as +ve 2047-48: 0.01013; Gains in Water Available For Use / Savings in Demand under the selected programme (Ml/d) input as +ve 2048-49: 0.01033; Gains in Water Available For Use / Savings in Demand under the selected programme (Ml/d) input as +ve 2049-50: 0.010531
51dF | 3a WRMP24. Community Reward.AWSSUT | WEF 3a.AWSSUT | Water efficiency customer education / awareness | Customer Options | N | Ofwat Core | AWSSUT | Ml/d | 2 | Gains in Water Available For Use / Savings in Demand under the selected programme (Ml/d) input as +ve 2019-20: 0; Gains in Water Available For Use / Savings in Demand under the selected programme (Ml/d) input as +ve 2020-21: 0; Gains in Water Available For Use / Savings in Demand under the selected programme (Ml/d) input as +ve 2021-22: 0; Gains in Water Available For Use / Savings in Demand under the selected programme (Ml/d) input as +ve 2022-23: 0; Gains in Water Available For Use / Savings in Demand under the selected programme (Ml/d) input as +ve 2023-24: 0; Gains in Water Available For Use / Savings in Demand under the selected programme (Ml/d) input as +ve 2024-25: 0; Gains in Water Available For Use / Savings in Demand under the selected programme (Ml/d) input as +ve 2025-26: 0.00091715; Gains in Water Available For Use / Savings in Demand under the selected programme (Ml/d) input as +ve 2026-27: 0.0017194; Gains in Water Available For Use / Savings in Demand under the selected programme (Ml/d) input as +ve 2027-28: 0.0024219; Gains in Water Available For Use / Savings in Demand under the selected programme (Ml/d) input as +ve 2028-29: 0.0030507; Gains in Water Available For Use / Savings in Demand under the selected programme (Ml/d) input as +ve 2029-30: 0.0036198; Gains in Water Available For Use / Savings in Demand under the selected programme (Ml/d) input as +ve 2030-31: 0.0041821; Gains in Water Available For Use / Savings in Demand under the selected programme (Ml/d) input as +ve 2031-32: 0.004738; Gains in Water Available For Use / Savings in Demand under the selected programme (Ml/d) input as +ve 2032-33: 0.0052907; Gains in Water Available For Use / Savings in Demand under the selected programme (Ml/d) input as +ve 2033-34: 0.0058407; Gains in Water Available For Use / Savings in Demand under the selected programme (Ml/d) input as +ve 2034-35: 0.0063886; Gains in Water Available For Use / Savings in Demand under the selected programme (Ml/d) input as +ve 2035-36: 0.0069341; Gains in Water Available For Use / Savings in Demand under the selected programme (Ml/d) input as +ve 2036-37: 0.0074771; Gains in Water Available For Use / Savings in Demand under the selected programme (Ml/d) input as +ve 2037-38: 0.0080179; Gains in Water Available For Use / Savings in Demand under the selected programme (Ml/d) input as +ve 2038-39: 0.008557; Gains in Water Available For Use / Savings in Demand under the selected programme (Ml/d) input as +ve 2039-40: 0.0090949; Gains in Water Available For Use / Savings in Demand under the selected programme (Ml/d) input as +ve 2040-41: 0.0090608; Gains in Water Available For Use / Savings in Demand under the selected programme (Ml/d) input as +ve 2041-42: 0.0091; Gains in Water Available For Use / Savings in Demand under the selected programme (Ml/d) input as +ve 2042-43: 0.0092027; Gains in Water Available For Use / Savings in Demand under the selected programme (Ml/d) input as +ve 2043-44: 0.0093524; Gains in Water Available For Use / Savings in Demand under the selected programme (Ml/d) input as +ve 2044-45: 0.0095402; Gains in Water Available For Use / Savings in Demand under the selected programme (Ml/d) input as +ve 2045-46: 0.0097332; Gains in Water Available For Use / Savings in Demand under the selected programme (Ml/d) input as +ve 2046-47: 0.0099305; Gains in Water Available For Use / Savings in Demand under the selected programme (Ml/d) input as +ve 2047-48: 0.01013; Gains in Water Available For Use / Savings in Demand under the selected programme (Ml/d) input as +ve 2048-49: 0.01033; Gains in Water Available For Use / Savings in Demand under the selected programme (Ml/d) input as +ve 2049-50: 0.010531
51dP | 3a WRMP24. Community Reward.AWSSUT | WEF 3a.AWSSUT | Water efficiency customer education / awareness | Customer Options | N | Preferred | AWSSUT | Ml/d | 2 | Gains in Water Available For Use / Savings in Demand under the selected programme (Ml/d) input as +ve 2019-20: 0; Gains in Water Available For Use / Savings in Demand under the selected programme (Ml/d) input as +ve 2020-21: 0; Gains in Water Available For Use / Savings in Demand under the selected programme (Ml/d) input as +ve 2021-22: 0; Gains in Water Available For Use / Savings in Demand under the selected programme (Ml/d) input as +ve 2022-23: 0; Gains in Water Available For Use / Savings in Demand under the selected programme (Ml/d) input as +ve 2023-24: 0; Gains in Water Available For Use / Savings in Demand under the selected programme (Ml/d) input as +ve 2024-25: 0; Gains in Water Available For Use / Savings in Demand under the selected programme (Ml/d) input as +ve 2025-26: 0.00091715; Gains in Water Available For Use / Savings in Demand under the selected programme (Ml/d) input as +ve 2026-27: 0.0017194; Gains in Water Available For Use / Savings in Demand under the selected programme (Ml/d) input as +ve 2027-28: 0.0024219; Gains in Water Available For Use / Savings in Demand under the selected programme (Ml/d) input as +ve 2028-29: 0.0030507; Gains in Water Available For Use / Savings in Demand under the selected programme (Ml/d) input as +ve 2029-30: 0.0036198; Gains in Water Available For Use / Savings in Demand under the selected programme (Ml/d) input as +ve 2030-31: 0.0041821; Gains in Water Available For Use / Savings in Demand under the selected programme (Ml/d) input as +ve 2031-32: 0.004738; Gains in Water Available For Use / Savings in Demand under the selected programme (Ml/d) input as +ve 2032-33: 0.0052907; Gains in Water Available For Use / Savings in Demand under the selected programme (Ml/d) input as +ve 2033-34: 0.0058407; Gains in Water Available For Use / Savings in Demand under the selected programme (Ml/d) input as +ve 2034-35: 0.0063886; Gains in Water Available For Use / Savings in Demand under the selected programme (Ml/d) input as +ve 2035-36: 0.0069341; Gains in Water Available For Use / Savings in Demand under the selected programme (Ml/d) input as +ve 2036-37: 0.0074771; Gains in Water Available For Use / Savings in Demand under the selected programme (Ml/d) input as +ve 2037-38: 0.0080179; Gains in Water Available For Use / Savings in Demand under the selected programme (Ml/d) input as +ve 2038-39: 0.008557; Gains in Water Available For Use / Savings in Demand under the selected programme (Ml/d) input as +ve 2039-40: 0.0090949; Gains in Water Available For Use / Savings in Demand under the selected programme (Ml/d) input as +ve 2040-41: 0.0090608; Gains in Water Available For Use / Savings in Demand under the selected programme (Ml/d) input as +ve 2041-42: 0.0091; Gains in Water Available For Use / Savings in Demand under the selected programme (Ml/d) input as +ve 2042-43: 0.0092027; Gains in Water Available For Use / Savings in Demand under the selected programme (Ml/d) input as +ve 2043-44: 0.0093524; Gains in Water Available For Use / Savings in Demand under the selected programme (Ml/d) input as +ve 2044-45: 0.0095402; Gains in Water Available For Use / Savings in Demand under the selected programme (Ml/d) input as +ve 2045-46: 0.0097332; Gains in Water Available For Use / Savings in Demand under the selected programme (Ml/d) input as +ve 2046-47: 0.0099305; Gains in Water Available For Use / Savings in Demand under the selected programme (Ml/d) input as +ve 2047-48: 0.01013; Gains in Water Available For Use / Savings in Demand under the selected programme (Ml/d) input as +ve 2048-49: 0.01033; Gains in Water Available For Use / Savings in Demand under the selected programme (Ml/d) input as +ve 2049-50: 0.010531
51dF | 4a WRMP24. PL Uplift - Vulnerable Customers.AWSSUT | WEF 4a.AWSSUT | Other water efficiency | Customer Options | N | Least Cost | AWSSUT | Ml/d | 2 | Gains in Water Available For Use / Savings in Demand under the selected programme (Ml/d) input as +ve 2019-20: 0; Gains in Water Available For Use / Savings in Demand under the selected programme (Ml/d) input as +ve 2020-21: 0; Gains in Water Available For Use / Savings in Demand under the selected programme (Ml/d) input as +ve 2021-22: 0; Gains in Water Available For Use / Savings in Demand under the selected programme (Ml/d) input as +ve 2022-23: 0; Gains in Water Available For Use / Savings in Demand under the selected programme (Ml/d) input as +ve 2023-24: 0; Gains in Water Available For Use / Savings in Demand under the selected programme (Ml/d) input as +ve 2024-25: 0; Gains in Water Available For Use / Savings in Demand under the selected programme (Ml/d) input as +ve 2025-26: 0.0021271; Gains in Water Available For Use / Savings in Demand under the selected programme (Ml/d) input as +ve 2026-27: 0.0027049; Gains in Water Available For Use / Savings in Demand under the selected programme (Ml/d) input as +ve 2027-28: 0.003297; Gains in Water Available For Use / Savings in Demand under the selected programme (Ml/d) input as +ve 2028-29: 0.0038973; Gains in Water Available For Use / Savings in Demand under the selected programme (Ml/d) input as +ve 2029-30: 0.0045077; Gains in Water Available For Use / Savings in Demand under the selected programme (Ml/d) input as +ve 2030-31: 0.0051292; Gains in Water Available For Use / Savings in Demand under the selected programme (Ml/d) input as +ve 2031-32: 0.005762; Gains in Water Available For Use / Savings in Demand under the selected programme (Ml/d) input as +ve 2032-33: 0.0058258; Gains in Water Available For Use / Savings in Demand under the selected programme (Ml/d) input as +ve 2033-34: 0.0058882; Gains in Water Available For Use / Savings in Demand under the selected programme (Ml/d) input as +ve 2034-35: 0.0059489; Gains in Water Available For Use / Savings in Demand under the selected programme (Ml/d) input as +ve 2035-36: 0.0060072; Gains in Water Available For Use / Savings in Demand under the selected programme (Ml/d) input as +ve 2036-37: 0.0060655; Gains in Water Available For Use / Savings in Demand under the selected programme (Ml/d) input as +ve 2037-38: 0.0061244; Gains in Water Available For Use / Savings in Demand under the selected programme (Ml/d) input as +ve 2038-39: 0.0061828; Gains in Water Available For Use / Savings in Demand under the selected programme (Ml/d) input as +ve 2039-40: 0.0062411; Gains in Water Available For Use / Savings in Demand under the selected programme (Ml/d) input as +ve 2040-41: 0.0062995; Gains in Water Available For Use / Savings in Demand under the selected programme (Ml/d) input as +ve 2041-42: 0.0063576; Gains in Water Available For Use / Savings in Demand under the selected programme (Ml/d) input as +ve 2042-43: 0.0064154; Gains in Water Available For Use / Savings in Demand under the selected programme (Ml/d) input as +ve 2043-44: 0.0064718; Gains in Water Available For Use / Savings in Demand under the selected programme (Ml/d) input as +ve 2044-45: 0.0065268; Gains in Water Available For Use / Savings in Demand under the selected programme (Ml/d) input as +ve 2045-46: 0.0065729; Gains in Water Available For Use / Savings in Demand under the selected programme (Ml/d) input as +ve 2046-47: 0.0066187; Gains in Water Available For Use / Savings in Demand under the selected programme (Ml/d) input as +ve 2047-48: 0.0066639; Gains in Water Available For Use / Savings in Demand under the selected programme (Ml/d) input as +ve 2048-49: 0.0067079; Gains in Water Available For Use / Savings in Demand under the selected programme (Ml/d) input as +ve 2049-50: 0.0067462
51dF | 4a WRMP24. PL Uplift - Vulnerable Customers.AWSSUT | WEF 4a.AWSSUT | Other water efficiency | Customer Options | N | Ofwat Core | AWSSUT | Ml/d | 2 | Gains in Water Available For Use / Savings in Demand under the selected programme (Ml/d) input as +ve 2019-20: 0; Gains in Water Available For Use / Savings in Demand under the selected programme (Ml/d) input as +ve 2020-21: 0; Gains in Water Available For Use / Savings in Demand under the selected programme (Ml/d) input as +ve 2021-22: 0; Gains in Water Available For Use / Savings in Demand under the selected programme (Ml/d) input as +ve 2022-23: 0; Gains in Water Available For Use / Savings in Demand under the selected programme (Ml/d) input as +ve 2023-24: 0; Gains in Water Available For Use / Savings in Demand under the selected programme (Ml/d) input as +ve 2024-25: 0; Gains in Water Available For Use / Savings in Demand under the selected programme (Ml/d) input as +ve 2025-26: 0.0021271; Gains in Water Available For Use / Savings in Demand under the selected programme (Ml/d) input as +ve 2026-27: 0.0027049; Gains in Water Available For Use / Savings in Demand under the selected programme (Ml/d) input as +ve 2027-28: 0.003297; Gains in Water Available For Use / Savings in Demand under the selected programme (Ml/d) input as +ve 2028-29: 0.0038973; Gains in Water Available For Use / Savings in Demand under the selected programme (Ml/d) input as +ve 2029-30: 0.0045077; Gains in Water Available For Use / Savings in Demand under the selected programme (Ml/d) input as +ve 2030-31: 0.0051292; Gains in Water Available For Use / Savings in Demand under the selected programme (Ml/d) input as +ve 2031-32: 0.005762; Gains in Water Available For Use / Savings in Demand under the selected programme (Ml/d) input as +ve 2032-33: 0.0058258; Gains in Water Available For Use / Savings in Demand under the selected programme (Ml/d) input as +ve 2033-34: 0.0058882; Gains in Water Available For Use / Savings in Demand under the selected programme (Ml/d) input as +ve 2034-35: 0.0059489; Gains in Water Available For Use / Savings in Demand under the selected programme (Ml/d) input as +ve 2035-36: 0.0060072; Gains in Water Available For Use / Savings in Demand under the selected programme (Ml/d) input as +ve 2036-37: 0.0060655; Gains in Water Available For Use / Savings in Demand under the selected programme (Ml/d) input as +ve 2037-38: 0.0061244; Gains in Water Available For Use / Savings in Demand under the selected programme (Ml/d) input as +ve 2038-39: 0.0061828; Gains in Water Available For Use / Savings in Demand under the selected programme (Ml/d) input as +ve 2039-40: 0.0062411; Gains in Water Available For Use / Savings in Demand under the selected programme (Ml/d) input as +ve 2040-41: 0.0062995; Gains in Water Available For Use / Savings in Demand under the selected programme (Ml/d) input as +ve 2041-42: 0.0063576; Gains in Water Available For Use / Savings in Demand under the selected programme (Ml/d) input as +ve 2042-43: 0.0064154; Gains in Water Available For Use / Savings in Demand under the selected programme (Ml/d) input as +ve 2043-44: 0.0064718; Gains in Water Available For Use / Savings in Demand under the selected programme (Ml/d) input as +ve 2044-45: 0.0065268; Gains in Water Available For Use / Savings in Demand under the selected programme (Ml/d) input as +ve 2045-46: 0.0065729; Gains in Water Available For Use / Savings in Demand under the selected programme (Ml/d) input as +ve 2046-47: 0.0066187; Gains in Water Available For Use / Savings in Demand under the selected programme (Ml/d) input as +ve 2047-48: 0.0066639; Gains in Water Available For Use / Savings in Demand under the selected programme (Ml/d) input as +ve 2048-49: 0.0067079; Gains in Water Available For Use / Savings in Demand under the selected programme (Ml/d) input as +ve 2049-50: 0.0067462
51dP | 4a WRMP24. PL Uplift - Vulnerable Customers.AWSSUT | WEF 4a.AWSSUT | Other water efficiency | Customer Options | N | Preferred | AWSSUT | Ml/d | 2 | Gains in Water Available For Use / Savings in Demand under the selected programme (Ml/d) input as +ve 2019-20: 0; Gains in Water Available For Use / Savings in Demand under the selected programme (Ml/d) input as +ve 2020-21: 0; Gains in Water Available For Use / Savings in Demand under the selected programme (Ml/d) input as +ve 2021-22: 0; Gains in Water Available For Use / Savings in Demand under the selected programme (Ml/d) input as +ve 2022-23: 0; Gains in Water Available For Use / Savings in Demand under the selected programme (Ml/d) input as +ve 2023-24: 0; Gains in Water Available For Use / Savings in Demand under the selected programme (Ml/d) input as +ve 2024-25: 0; Gains in Water Available For Use / Savings in Demand under the selected programme (Ml/d) input as +ve 2025-26: 0.0021271; Gains in Water Available For Use / Savings in Demand under the selected programme (Ml/d) input as +ve 2026-27: 0.0027049; Gains in Water Available For Use / Savings in Demand under the selected programme (Ml/d) input as +ve 2027-28: 0.003297; Gains in Water Available For Use / Savings in Demand under the selected programme (Ml/d) input as +ve 2028-29: 0.0038973; Gains in Water Available For Use / Savings in Demand under the selected programme (Ml/d) input as +ve 2029-30: 0.0045077; Gains in Water Available For Use / Savings in Demand under the selected programme (Ml/d) input as +ve 2030-31: 0.0051292; Gains in Water Available For Use / Savings in Demand under the selected programme (Ml/d) input as +ve 2031-32: 0.005762; Gains in Water Available For Use / Savings in Demand under the selected programme (Ml/d) input as +ve 2032-33: 0.0058258; Gains in Water Available For Use / Savings in Demand under the selected programme (Ml/d) input as +ve 2033-34: 0.0058882; Gains in Water Available For Use / Savings in Demand under the selected programme (Ml/d) input as +ve 2034-35: 0.0059489; Gains in Water Available For Use / Savings in Demand under the selected programme (Ml/d) input as +ve 2035-36: 0.0060072; Gains in Water Available For Use / Savings in Demand under the selected programme (Ml/d) input as +ve 2036-37: 0.0060655; Gains in Water Available For Use / Savings in Demand under the selected programme (Ml/d) input as +ve 2037-38: 0.0061244; Gains in Water Available For Use / Savings in Demand under the selected programme (Ml/d) input as +ve 2038-39: 0.0061828; Gains in Water Available For Use / Savings in Demand under the selected programme (Ml/d) input as +ve 2039-40: 0.0062411; Gains in Water Available For Use / Savings in Demand under the selected programme (Ml/d) input as +ve 2040-41: 0.0062995; Gains in Water Available For Use / Savings in Demand under the selected programme (Ml/d) input as +ve 2041-42: 0.0063576; Gains in Water Available For Use / Savings in Demand under the selected programme (Ml/d) input as +ve 2042-43: 0.0064154; Gains in Water Available For Use / Savings in Demand under the selected programme (Ml/d) input as +ve 2043-44: 0.0064718; Gains in Water Available For Use / Savings in Demand under the selected programme (Ml/d) input as +ve 2044-45: 0.0065268; Gains in Water Available For Use / Savings in Demand under the selected programme (Ml/d) input as +ve 2045-46: 0.0065729; Gains in Water Available For Use / Savings in Demand under the selected programme (Ml/d) input as +ve 2046-47: 0.0066187; Gains in Water Available For Use / Savings in Demand under the selected programme (Ml/d) input as +ve 2047-48: 0.0066639; Gains in Water Available For Use / Savings in Demand under the selected programme (Ml/d) input as +ve 2048-49: 0.0067079; Gains in Water Available For Use / Savings in Demand under the selected programme (Ml/d) input as +ve 2049-50: 0.0067462
51dF | 4c-PL WRMP24. PL uplift - Non-Vulnerable Customers.AWSSUT | WEF 4c-PL.AWSSUT | Other water efficiency | Customer Options | N | Least Cost | AWSSUT | Ml/d | 2 | Gains in Water Available For Use / Savings in Demand under the selected programme (Ml/d) input as +ve 2019-20: 0; Gains in Water Available For Use / Savings in Demand under the selected programme (Ml/d) input as +ve 2020-21: 0; Gains in Water Available For Use / Savings in Demand under the selected programme (Ml/d) input as +ve 2021-22: 0; Gains in Water Available For Use / Savings in Demand under the selected programme (Ml/d) input as +ve 2022-23: 0; Gains in Water Available For Use / Savings in Demand under the selected programme (Ml/d) input as +ve 2023-24: 0; Gains in Water Available For Use / Savings in Demand under the selected programme (Ml/d) input as +ve 2024-25: 0; Gains in Water Available For Use / Savings in Demand under the selected programme (Ml/d) input as +ve 2025-26: 0.018365; Gains in Water Available For Use / Savings in Demand under the selected programme (Ml/d) input as +ve 2026-27: 0.023354; Gains in Water Available For Use / Savings in Demand under the selected programme (Ml/d) input as +ve 2027-28: 0.028467; Gains in Water Available For Use / Savings in Demand under the selected programme (Ml/d) input as +ve 2028-29: 0.033649; Gains in Water Available For Use / Savings in Demand under the selected programme (Ml/d) input as +ve 2029-30: 0.038919; Gains in Water Available For Use / Savings in Demand under the selected programme (Ml/d) input as +ve 2030-31: 0.044286; Gains in Water Available For Use / Savings in Demand under the selected programme (Ml/d) input as +ve 2031-32: 0.04975; Gains in Water Available For Use / Savings in Demand under the selected programme (Ml/d) input as +ve 2032-33: 0.050301; Gains in Water Available For Use / Savings in Demand under the selected programme (Ml/d) input as +ve 2033-34: 0.050839; Gains in Water Available For Use / Savings in Demand under the selected programme (Ml/d) input as +ve 2034-35: 0.051363; Gains in Water Available For Use / Savings in Demand under the selected programme (Ml/d) input as +ve 2035-36: 0.051867; Gains in Water Available For Use / Savings in Demand under the selected programme (Ml/d) input as +ve 2036-37: 0.05237; Gains in Water Available For Use / Savings in Demand under the selected programme (Ml/d) input as +ve 2037-38: 0.052878; Gains in Water Available For Use / Savings in Demand under the selected programme (Ml/d) input as +ve 2038-39: 0.053383; Gains in Water Available For Use / Savings in Demand under the selected programme (Ml/d) input as +ve 2039-40: 0.053886; Gains in Water Available For Use / Savings in Demand under the selected programme (Ml/d) input as +ve 2040-41: 0.05439; Gains in Water Available For Use / Savings in Demand under the selected programme (Ml/d) input as +ve 2041-42: 0.054891; Gains in Water Available For Use / Savings in Demand under the selected programme (Ml/d) input as +ve 2042-43: 0.055391; Gains in Water Available For Use / Savings in Demand under the selected programme (Ml/d) input as +ve 2043-44: 0.055878; Gains in Water Available For Use / Savings in Demand under the selected programme (Ml/d) input as +ve 2044-45: 0.056352; Gains in Water Available For Use / Savings in Demand under the selected programme (Ml/d) input as +ve 2045-46: 0.056751; Gains in Water Available For Use / Savings in Demand under the selected programme (Ml/d) input as +ve 2046-47: 0.057146; Gains in Water Available For Use / Savings in Demand under the selected programme (Ml/d) input as +ve 2047-48: 0.057537; Gains in Water Available For Use / Savings in Demand under the selected programme (Ml/d) input as +ve 2048-49: 0.057916; Gains in Water Available For Use / Savings in Demand under the selected programme (Ml/d) input as +ve 2049-50: 0.058247
51dF | 4c-PL WRMP24. PL uplift - Non-Vulnerable Customers.AWSSUT | WEF 4c-PL.AWSSUT | Other water efficiency | Customer Options | N | Ofwat Core | AWSSUT | Ml/d | 2 | Gains in Water Available For Use / Savings in Demand under the selected programme (Ml/d) input as +ve 2019-20: 0; Gains in Water Available For Use / Savings in Demand under the selected programme (Ml/d) input as +ve 2020-21: 0; Gains in Water Available For Use / Savings in Demand under the selected programme (Ml/d) input as +ve 2021-22: 0; Gains in Water Available For Use / Savings in Demand under the selected programme (Ml/d) input as +ve 2022-23: 0; Gains in Water Available For Use / Savings in Demand under the selected programme (Ml/d) input as +ve 2023-24: 0; Gains in Water Available For Use / Savings in Demand under the selected programme (Ml/d) input as +ve 2024-25: 0; Gains in Water Available For Use / Savings in Demand under the selected programme (Ml/d) input as +ve 2025-26: 0.018365; Gains in Water Available For Use / Savings in Demand under the selected programme (Ml/d) input as +ve 2026-27: 0.023354; Gains in Water Available For Use / Savings in Demand under the selected programme (Ml/d) input as +ve 2027-28: 0.028467; Gains in Water Available For Use / Savings in Demand under the selected programme (Ml/d) input as +ve 2028-29: 0.033649; Gains in Water Available For Use / Savings in Demand under the selected programme (Ml/d) input as +ve 2029-30: 0.038919; Gains in Water Available For Use / Savings in Demand under the selected programme (Ml/d) input as +ve 2030-31: 0.044286; Gains in Water Available For Use / Savings in Demand under the selected programme (Ml/d) input as +ve 2031-32: 0.04975; Gains in Water Available For Use / Savings in Demand under the selected programme (Ml/d) input as +ve 2032-33: 0.050301; Gains in Water Available For Use / Savings in Demand under the selected programme (Ml/d) input as +ve 2033-34: 0.050839; Gains in Water Available For Use / Savings in Demand under the selected programme (Ml/d) input as +ve 2034-35: 0.051363; Gains in Water Available For Use / Savings in Demand under the selected programme (Ml/d) input as +ve 2035-36: 0.051867; Gains in Water Available For Use / Savings in Demand under the selected programme (Ml/d) input as +ve 2036-37: 0.05237; Gains in Water Available For Use / Savings in Demand under the selected programme (Ml/d) input as +ve 2037-38: 0.052878; Gains in Water Available For Use / Savings in Demand under the selected programme (Ml/d) input as +ve 2038-39: 0.053383; Gains in Water Available For Use / Savings in Demand under the selected programme (Ml/d) input as +ve 2039-40: 0.053886; Gains in Water Available For Use / Savings in Demand under the selected programme (Ml/d) input as +ve 2040-41: 0.05439; Gains in Water Available For Use / Savings in Demand under the selected programme (Ml/d) input as +ve 2041-42: 0.054891; Gains in Water Available For Use / Savings in Demand under the selected programme (Ml/d) input as +ve 2042-43: 0.055391; Gains in Water Available For Use / Savings in Demand under the selected programme (Ml/d) input as +ve 2043-44: 0.055878; Gains in Water Available For Use / Savings in Demand under the selected programme (Ml/d) input as +ve 2044-45: 0.056352; Gains in Water Available For Use / Savings in Demand under the selected programme (Ml/d) input as +ve 2045-46: 0.056751; Gains in Water Available For Use / Savings in Demand under the selected programme (Ml/d) input as +ve 2046-47: 0.057146; Gains in Water Available For Use / Savings in Demand under the selected programme (Ml/d) input as +ve 2047-48: 0.057537; Gains in Water Available For Use / Savings in Demand under the selected programme (Ml/d) input as +ve 2048-49: 0.057916; Gains in Water Available For Use / Savings in Demand under the selected programme (Ml/d) input as +ve 2049-50: 0.058247
51dP | 4c-PL WRMP24. PL uplift - Non-Vulnerable Customers.AWSSUT | WEF 4c-PL.AWSSUT | Other water efficiency | Customer Options | N | Preferred | AWSSUT | Ml/d | 2 | Gains in Water Available For Use / Savings in Demand under the selected programme (Ml/d) input as +ve 2019-20: 0; Gains in Water Available For Use / Savings in Demand under the selected programme (Ml/d) input as +ve 2020-21: 0; Gains in Water Available For Use / Savings in Demand under the selected programme (Ml/d) input as +ve 2021-22: 0; Gains in Water Available For Use / Savings in Demand under the selected programme (Ml/d) input as +ve 2022-23: 0; Gains in Water Available For Use / Savings in Demand under the selected programme (Ml/d) input as +ve 2023-24: 0; Gains in Water Available For Use / Savings in Demand under the selected programme (Ml/d) input as +ve 2024-25: 0; Gains in Water Available For Use / Savings in Demand under the selected programme (Ml/d) input as +ve 2025-26: 0.018365; Gains in Water Available For Use / Savings in Demand under the selected programme (Ml/d) input as +ve 2026-27: 0.023354; Gains in Water Available For Use / Savings in Demand under the selected programme (Ml/d) input as +ve 2027-28: 0.028467; Gains in Water Available For Use / Savings in Demand under the selected programme (Ml/d) input as +ve 2028-29: 0.033649; Gains in Water Available For Use / Savings in Demand under the selected programme (Ml/d) input as +ve 2029-30: 0.038919; Gains in Water Available For Use / Savings in Demand under the selected programme (Ml/d) input as +ve 2030-31: 0.044286; Gains in Water Available For Use / Savings in Demand under the selected programme (Ml/d) input as +ve 2031-32: 0.04975; Gains in Water Available For Use / Savings in Demand under the selected programme (Ml/d) input as +ve 2032-33: 0.050301; Gains in Water Available For Use / Savings in Demand under the selected programme (Ml/d) input as +ve 2033-34: 0.050839; Gains in Water Available For Use / Savings in Demand under the selected programme (Ml/d) input as +ve 2034-35: 0.051363; Gains in Water Available For Use / Savings in Demand under the selected programme (Ml/d) input as +ve 2035-36: 0.051867; Gains in Water Available For Use / Savings in Demand under the selected programme (Ml/d) input as +ve 2036-37: 0.05237; Gains in Water Available For Use / Savings in Demand under the selected programme (Ml/d) input as +ve 2037-38: 0.052878; Gains in Water Available For Use / Savings in Demand under the selected programme (Ml/d) input as +ve 2038-39: 0.053383; Gains in Water Available For Use / Savings in Demand under the selected programme (Ml/d) input as +ve 2039-40: 0.053886; Gains in Water Available For Use / Savings in Demand under the selected programme (Ml/d) input as +ve 2040-41: 0.05439; Gains in Water Available For Use / Savings in Demand under the selected programme (Ml/d) input as +ve 2041-42: 0.054891; Gains in Water Available For Use / Savings in Demand under the selected programme (Ml/d) input as +ve 2042-43: 0.055391; Gains in Water Available For Use / Savings in Demand under the selected programme (Ml/d) input as +ve 2043-44: 0.055878; Gains in Water Available For Use / Savings in Demand under the selected programme (Ml/d) input as +ve 2044-45: 0.056352; Gains in Water Available For Use / Savings in Demand under the selected programme (Ml/d) input as +ve 2045-46: 0.056751; Gains in Water Available For Use / Savings in Demand under the selected programme (Ml/d) input as +ve 2046-47: 0.057146; Gains in Water Available For Use / Savings in Demand under the selected programme (Ml/d) input as +ve 2047-48: 0.057537; Gains in Water Available For Use / Savings in Demand under the selected programme (Ml/d) input as +ve 2048-49: 0.057916; Gains in Water Available For Use / Savings in Demand under the selected programme (Ml/d) input as +ve 2049-50: 0.058247
51cF | Find and Fix.AWSSUT | Find and Fix.AWSSUT | Active leakage management | Distribution Options | N | Least Cost | AWSSUT | Ml/d | 2 | Gains in Water Available For Use / Savings in Demand under the selected programme (Ml/d) input as +ve 2019-20: 0; Gains in Water Available For Use / Savings in Demand under the selected programme (Ml/d) input as +ve 2020-21: 0; Gains in Water Available For Use / Savings in Demand under the selected programme (Ml/d) input as +ve 2021-22: 0; Gains in Water Available For Use / Savings in Demand under the selected programme (Ml/d) input as +ve 2022-23: 0; Gains in Water Available For Use / Savings in Demand under the selected programme (Ml/d) input as +ve 2023-24: 0; Gains in Water Available For Use / Savings in Demand under the selected programme (Ml/d) input as +ve 2024-25: 0; Gains in Water Available For Use / Savings in Demand under the selected programme (Ml/d) input as +ve 2025-26: 0; Gains in Water Available For Use / Savings in Demand under the selected programme (Ml/d) input as +ve 2026-27: 0; Gains in Water Available For Use / Savings in Demand under the selected programme (Ml/d) input as +ve 2027-28: 0; Gains in Water Available For Use / Savings in Demand under the selected programme (Ml/d) input as +ve 2028-29: 0; Gains in Water Available For Use / Savings in Demand under the selected programme (Ml/d) input as +ve 2029-30: 0; Gains in Water Available For Use / Savings in Demand under the selected programme (Ml/d) input as +ve 2030-31: 0; Gains in Water Available For Use / Savings in Demand under the selected programme (Ml/d) input as +ve 2031-32: 0; Gains in Water Available For Use / Savings in Demand under the selected programme (Ml/d) input as +ve 2032-33: 0; Gains in Water Available For Use / Savings in Demand under the selected programme (Ml/d) input as +ve 2033-34: 0; Gains in Water Available For Use / Savings in Demand under the selected programme (Ml/d) input as +ve 2034-35: 0; Gains in Water Available For Use / Savings in Demand under the selected programme (Ml/d) input as +ve 2035-36: 0; Gains in Water Available For Use / Savings in Demand under the selected programme (Ml/d) input as +ve 2036-37: 0; Gains in Water Available For Use / Savings in Demand under the selected programme (Ml/d) input as +ve 2037-38: 0; Gains in Water Available For Use / Savings in Demand under the selected programme (Ml/d) input as +ve 2038-39: 0; Gains in Water Available For Use / Savings in Demand under the selected programme (Ml/d) input as +ve 2039-40: 0; Gains in Water Available For Use / Savings in Demand under the selected programme (Ml/d) input as +ve 2040-41: 0; Gains in Water Available For Use / Savings in Demand under the selected programme (Ml/d) input as +ve 2041-42: 0; Gains in Water Available For Use / Savings in Demand under the selected programme (Ml/d) input as +ve 2042-43: 0; Gains in Water Available For Use / Savings in Demand under the selected programme (Ml/d) input as +ve 2043-44: 0; Gains in Water Available For Use / Savings in Demand under the selected programme (Ml/d) input as +ve 2044-45: 0; Gains in Water Available For Use / Savings in Demand under the selected programme (Ml/d) input as +ve 2045-46: 0; Gains in Water Available For Use / Savings in Demand under the selected programme (Ml/d) input as +ve 2046-47: 0; Gains in Water Available For Use / Savings in Demand under the selected programme (Ml/d) input as +ve 2047-48: 0; Gains in Water Available For Use / Savings in Demand under the selected programme (Ml/d) input as +ve 2048-49: 0; Gains in Water Available For Use / Savings in Demand under the selected programme (Ml/d) input as +ve 2049-50: 0
51cF | Find and Fix.AWSSUT | Find and Fix.AWSSUT | Active leakage management | Distribution Options | N | Ofwat Core | AWSSUT | Ml/d | 2 | Gains in Water Available For Use / Savings in Demand under the selected programme (Ml/d) input as +ve 2019-20: 0; Gains in Water Available For Use / Savings in Demand under the selected programme (Ml/d) input as +ve 2020-21: 0; Gains in Water Available For Use / Savings in Demand under the selected programme (Ml/d) input as +ve 2021-22: 0; Gains in Water Available For Use / Savings in Demand under the selected programme (Ml/d) input as +ve 2022-23: 0; Gains in Water Available For Use / Savings in Demand under the selected programme (Ml/d) input as +ve 2023-24: 0; Gains in Water Available For Use / Savings in Demand under the selected programme (Ml/d) input as +ve 2024-25: 0; Gains in Water Available For Use / Savings in Demand under the selected programme (Ml/d) input as +ve 2025-26: 0; Gains in Water Available For Use / Savings in Demand under the selected programme (Ml/d) input as +ve 2026-27: 0; Gains in Water Available For Use / Savings in Demand under the selected programme (Ml/d) input as +ve 2027-28: 0; Gains in Water Available For Use / Savings in Demand under the selected programme (Ml/d) input as +ve 2028-29: 0; Gains in Water Available For Use / Savings in Demand under the selected programme (Ml/d) input as +ve 2029-30: 0; Gains in Water Available For Use / Savings in Demand under the selected programme (Ml/d) input as +ve 2030-31: 0; Gains in Water Available For Use / Savings in Demand under the selected programme (Ml/d) input as +ve 2031-32: 0; Gains in Water Available For Use / Savings in Demand under the selected programme (Ml/d) input as +ve 2032-33: 0; Gains in Water Available For Use / Savings in Demand under the selected programme (Ml/d) input as +ve 2033-34: 0; Gains in Water Available For Use / Savings in Demand under the selected programme (Ml/d) input as +ve 2034-35: 0; Gains in Water Available For Use / Savings in Demand under the selected programme (Ml/d) input as +ve 2035-36: 0; Gains in Water Available For Use / Savings in Demand under the selected programme (Ml/d) input as +ve 2036-37: 0; Gains in Water Available For Use / Savings in Demand under the selected programme (Ml/d) input as +ve 2037-38: 0; Gains in Water Available For Use / Savings in Demand under the selected programme (Ml/d) input as +ve 2038-39: 0; Gains in Water Available For Use / Savings in Demand under the selected programme (Ml/d) input as +ve 2039-40: 0; Gains in Water Available For Use / Savings in Demand under the selected programme (Ml/d) input as +ve 2040-41: 0; Gains in Water Available For Use / Savings in Demand under the selected programme (Ml/d) input as +ve 2041-42: 0; Gains in Water Available For Use / Savings in Demand under the selected programme (Ml/d) input as +ve 2042-43: 0; Gains in Water Available For Use / Savings in Demand under the selected programme (Ml/d) input as +ve 2043-44: 0; Gains in Water Available For Use / Savings in Demand under the selected programme (Ml/d) input as +ve 2044-45: 0; Gains in Water Available For Use / Savings in Demand under the selected programme (Ml/d) input as +ve 2045-46: 0; Gains in Water Available For Use / Savings in Demand under the selected programme (Ml/d) input as +ve 2046-47: 0; Gains in Water Available For Use / Savings in Demand under the selected programme (Ml/d) input as +ve 2047-48: 0; Gains in Water Available For Use / Savings in Demand under the selected programme (Ml/d) input as +ve 2048-49: 0; Gains in Water Available For Use / Savings in Demand under the selected programme (Ml/d) input as +ve 2049-50: 0
51cP | Find and Fix.AWSSUT | Find and Fix.AWSSUT | Active leakage management | Distribution Options | N | Preferred | AWSSUT | Ml/d | 2 | Gains in Water Available For Use / Savings in Demand under the selected programme (Ml/d) input as +ve 2019-20: 0; Gains in Water Available For Use / Savings in Demand under the selected programme (Ml/d) input as +ve 2020-21: 0; Gains in Water Available For Use / Savings in Demand under the selected programme (Ml/d) input as +ve 2021-22: 0; Gains in Water Available For Use / Savings in Demand under the selected programme (Ml/d) input as +ve 2022-23: 0; Gains in Water Available For Use / Savings in Demand under the selected programme (Ml/d) input as +ve 2023-24: 0; Gains in Water Available For Use / Savings in Demand under the selected programme (Ml/d) input as +ve 2024-25: 0; Gains in Water Available For Use / Savings in Demand under the selected programme (Ml/d) input as +ve 2025-26: 0; Gains in Water Available For Use / Savings in Demand under the selected programme (Ml/d) input as +ve 2026-27: 0; Gains in Water Available For Use / Savings in Demand under the selected programme (Ml/d) input as +ve 2027-28: 0; Gains in Water Available For Use / Savings in Demand under the selected programme (Ml/d) input as +ve 2028-29: 0; Gains in Water Available For Use / Savings in Demand under the selected programme (Ml/d) input as +ve 2029-30: 0; Gains in Water Available For Use / Savings in Demand under the selected programme (Ml/d) input as +ve 2030-31: 0; Gains in Water Available For Use / Savings in Demand under the selected programme (Ml/d) input as +ve 2031-32: 0; Gains in Water Available For Use / Savings in Demand under the selected programme (Ml/d) input as +ve 2032-33: 0; Gains in Water Available For Use / Savings in Demand under the selected programme (Ml/d) input as +ve 2033-34: 0; Gains in Water Available For Use / Savings in Demand under the selected programme (Ml/d) input as +ve 2034-35: 0; Gains in Water Available For Use / Savings in Demand under the selected programme (Ml/d) input as +ve 2035-36: 0; Gains in Water Available For Use / Savings in Demand under the selected programme (Ml/d) input as +ve 2036-37: 0; Gains in Water Available For Use / Savings in Demand under the selected programme (Ml/d) input as +ve 2037-38: 0; Gains in Water Available For Use / Savings in Demand under the selected programme (Ml/d) input as +ve 2038-39: 0; Gains in Water Available For Use / Savings in Demand under the selected programme (Ml/d) input as +ve 2039-40: 0; Gains in Water Available For Use / Savings in Demand under the selected programme (Ml/d) input as +ve 2040-41: 0; Gains in Water Available For Use / Savings in Demand under the selected programme (Ml/d) input as +ve 2041-42: 0; Gains in Water Available For Use / Savings in Demand under the selected programme (Ml/d) input as +ve 2042-43: 0; Gains in Water Available For Use / Savings in Demand under the selected programme (Ml/d) input as +ve 2043-44: 0; Gains in Water Available For Use / Savings in Demand under the selected programme (Ml/d) input as +ve 2044-45: 0; Gains in Water Available For Use / Savings in Demand under the selected programme (Ml/d) input as +ve 2045-46: 0; Gains in Water Available For Use / Savings in Demand under the selected programme (Ml/d) input as +ve 2046-47: 0; Gains in Water Available For Use / Savings in Demand under the selected programme (Ml/d) input as +ve 2047-48: 0; Gains in Water Available For Use / Savings in Demand under the selected programme (Ml/d) input as +ve 2048-49: 0; Gains in Water Available For Use / Savings in Demand under the selected programme (Ml/d) input as +ve 2049-50: 0
51dF | G2. Mandatory water labelling.AWSSUT | WEF g2.AWSSUT | Water efficiency customer education / awareness | Customer Options | N | Least Cost | AWSSUT | Ml/d | 2 | Gains in Water Available For Use / Savings in Demand under the selected programme (Ml/d) input as +ve 2019-20: 0; Gains in Water Available For Use / Savings in Demand under the selected programme (Ml/d) input as +ve 2020-21: 0; Gains in Water Available For Use / Savings in Demand under the selected programme (Ml/d) input as +ve 2021-22: 0; Gains in Water Available For Use / Savings in Demand under the selected programme (Ml/d) input as +ve 2022-23: 0; Gains in Water Available For Use / Savings in Demand under the selected programme (Ml/d) input as +ve 2023-24: 0; Gains in Water Available For Use / Savings in Demand under the selected programme (Ml/d) input as +ve 2024-25: 0; Gains in Water Available For Use / Savings in Demand under the selected programme (Ml/d) input as +ve 2025-26: 0; Gains in Water Available For Use / Savings in Demand under the selected programme (Ml/d) input as +ve 2026-27: 0; Gains in Water Available For Use / Savings in Demand under the selected programme (Ml/d) input as +ve 2027-28: 0; Gains in Water Available For Use / Savings in Demand under the selected programme (Ml/d) input as +ve 2028-29: 0.012651; Gains in Water Available For Use / Savings in Demand under the selected programme (Ml/d) input as +ve 2029-30: 0.025413; Gains in Water Available For Use / Savings in Demand under the selected programme (Ml/d) input as +ve 2030-31: 0.038308; Gains in Water Available For Use / Savings in Demand under the selected programme (Ml/d) input as +ve 2031-32: 0.051264; Gains in Water Available For Use / Savings in Demand under the selected programme (Ml/d) input as +ve 2032-33: 0.064351; Gains in Water Available For Use / Savings in Demand under the selected programme (Ml/d) input as +ve 2033-34: 0.077571; Gains in Water Available For Use / Savings in Demand under the selected programme (Ml/d) input as +ve 2034-35: 0.1176; Gains in Water Available For Use / Savings in Demand under the selected programme (Ml/d) input as +ve 2035-36: 0.15794; Gains in Water Available For Use / Savings in Demand under the selected programme (Ml/d) input as +ve 2036-37: 0.19857; Gains in Water Available For Use / Savings in Demand under the selected programme (Ml/d) input as +ve 2037-38: 0.23966; Gains in Water Available For Use / Savings in Demand under the selected programme (Ml/d) input as +ve 2038-39: 0.2812; Gains in Water Available For Use / Savings in Demand under the selected programme (Ml/d) input as +ve 2039-40: 0.32338; Gains in Water Available For Use / Savings in Demand under the selected programme (Ml/d) input as +ve 2040-41: 0.36591; Gains in Water Available For Use / Savings in Demand under the selected programme (Ml/d) input as +ve 2041-42: 0.40898; Gains in Water Available For Use / Savings in Demand under the selected programme (Ml/d) input as +ve 2042-43: 0.45269; Gains in Water Available For Use / Savings in Demand under the selected programme (Ml/d) input as +ve 2043-44: 0.49684; Gains in Water Available For Use / Savings in Demand under the selected programme (Ml/d) input as +ve 2044-45: 0.51289; Gains in Water Available For Use / Savings in Demand under the selected programme (Ml/d) input as +ve 2045-46: 0.52893; Gains in Water Available For Use / Savings in Demand under the selected programme (Ml/d) input as +ve 2046-47: 0.54513; Gains in Water Available For Use / Savings in Demand under the selected programme (Ml/d) input as +ve 2047-48: 0.56153; Gains in Water Available For Use / Savings in Demand under the selected programme (Ml/d) input as +ve 2048-49: 0.57805; Gains in Water Available For Use / Savings in Demand under the selected programme (Ml/d) input as +ve 2049-50: 0.59466
51dF | G2. Mandatory water labelling.AWSSUT | WEF g2.AWSSUT | Water efficiency customer education / awareness | Customer Options | N | Ofwat Core | AWSSUT | Ml/d | 2 | Gains in Water Available For Use / Savings in Demand under the selected programme (Ml/d) input as +ve 2019-20: 0; Gains in Water Available For Use / Savings in Demand under the selected programme (Ml/d) input as +ve 2020-21: 0; Gains in Water Available For Use / Savings in Demand under the selected programme (Ml/d) input as +ve 2021-22: 0; Gains in Water Available For Use / Savings in Demand under the selected programme (Ml/d) input as +ve 2022-23: 0; Gains in Water Available For Use / Savings in Demand under the selected programme (Ml/d) input as +ve 2023-24: 0; Gains in Water Available For Use / Savings in Demand under the selected programme (Ml/d) input as +ve 2024-25: 0; Gains in Water Available For Use / Savings in Demand under the selected programme (Ml/d) input as +ve 2025-26: 0; Gains in Water Available For Use / Savings in Demand under the selected programme (Ml/d) input as +ve 2026-27: 0; Gains in Water Available For Use / Savings in Demand under the selected programme (Ml/d) input as +ve 2027-28: 0; Gains in Water Available For Use / Savings in Demand under the selected programme (Ml/d) input as +ve 2028-29: 0.012651; Gains in Water Available For Use / Savings in Demand under the selected programme (Ml/d) input as +ve 2029-30: 0.025413; Gains in Water Available For Use / Savings in Demand under the selected programme (Ml/d) input as +ve 2030-31: 0.038308; Gains in Water Available For Use / Savings in Demand under the selected programme (Ml/d) input as +ve 2031-32: 0.051264; Gains in Water Available For Use / Savings in Demand under the selected programme (Ml/d) input as +ve 2032-33: 0.064351; Gains in Water Available For Use / Savings in Demand under the selected programme (Ml/d) input as +ve 2033-34: 0.077571; Gains in Water Available For Use / Savings in Demand under the selected programme (Ml/d) input as +ve 2034-35: 0.1176; Gains in Water Available For Use / Savings in Demand under the selected programme (Ml/d) input as +ve 2035-36: 0.15794; Gains in Water Available For Use / Savings in Demand under the selected programme (Ml/d) input as +ve 2036-37: 0.19857; Gains in Water Available For Use / Savings in Demand under the selected programme (Ml/d) input as +ve 2037-38: 0.23966; Gains in Water Available For Use / Savings in Demand under the selected programme (Ml/d) input as +ve 2038-39: 0.2812; Gains in Water Available For Use / Savings in Demand under the selected programme (Ml/d) input as +ve 2039-40: 0.32338; Gains in Water Available For Use / Savings in Demand under the selected programme (Ml/d) input as +ve 2040-41: 0.36591; Gains in Water Available For Use / Savings in Demand under the selected programme (Ml/d) input as +ve 2041-42: 0.40898; Gains in Water Available For Use / Savings in Demand under the selected programme (Ml/d) input as +ve 2042-43: 0.45269; Gains in Water Available For Use / Savings in Demand under the selected programme (Ml/d) input as +ve 2043-44: 0.49684; Gains in Water Available For Use / Savings in Demand under the selected programme (Ml/d) input as +ve 2044-45: 0.51289; Gains in Water Available For Use / Savings in Demand under the selected programme (Ml/d) input as +ve 2045-46: 0.52893; Gains in Water Available For Use / Savings in Demand under the selected programme (Ml/d) input as +ve 2046-47: 0.54513; Gains in Water Available For Use / Savings in Demand under the selected programme (Ml/d) input as +ve 2047-48: 0.56153; Gains in Water Available For Use / Savings in Demand under the selected programme (Ml/d) input as +ve 2048-49: 0.57805; Gains in Water Available For Use / Savings in Demand under the selected programme (Ml/d) input as +ve 2049-50: 0.59466
51dP | G2. Mandatory water labelling.AWSSUT | WEF g2.AWSSUT | Water efficiency customer education / awareness | Customer Options | N | Preferred | AWSSUT | Ml/d | 2 | Gains in Water Available For Use / Savings in Demand under the selected programme (Ml/d) input as +ve 2019-20: 0; Gains in Water Available For Use / Savings in Demand under the selected programme (Ml/d) input as +ve 2020-21: 0; Gains in Water Available For Use / Savings in Demand under the selected programme (Ml/d) input as +ve 2021-22: 0; Gains in Water Available For Use / Savings in Demand under the selected programme (Ml/d) input as +ve 2022-23: 0; Gains in Water Available For Use / Savings in Demand under the selected programme (Ml/d) input as +ve 2023-24: 0; Gains in Water Available For Use / Savings in Demand under the selected programme (Ml/d) input as +ve 2024-25: 0; Gains in Water Available For Use / Savings in Demand under the selected programme (Ml/d) input as +ve 2025-26: 0; Gains in Water Available For Use / Savings in Demand under the selected programme (Ml/d) input as +ve 2026-27: 0; Gains in Water Available For Use / Savings in Demand under the selected programme (Ml/d) input as +ve 2027-28: 0; Gains in Water Available For Use / Savings in Demand under the selected programme (Ml/d) input as +ve 2028-29: 0.012651; Gains in Water Available For Use / Savings in Demand under the selected programme (Ml/d) input as +ve 2029-30: 0.025413; Gains in Water Available For Use / Savings in Demand under the selected programme (Ml/d) input as +ve 2030-31: 0.038308; Gains in Water Available For Use / Savings in Demand under the selected programme (Ml/d) input as +ve 2031-32: 0.051264; Gains in Water Available For Use / Savings in Demand under the selected programme (Ml/d) input as +ve 2032-33: 0.064351; Gains in Water Available For Use / Savings in Demand under the selected programme (Ml/d) input as +ve 2033-34: 0.077571; Gains in Water Available For Use / Savings in Demand under the selected programme (Ml/d) input as +ve 2034-35: 0.1176; Gains in Water Available For Use / Savings in Demand under the selected programme (Ml/d) input as +ve 2035-36: 0.15794; Gains in Water Available For Use / Savings in Demand under the selected programme (Ml/d) input as +ve 2036-37: 0.19857; Gains in Water Available For Use / Savings in Demand under the selected programme (Ml/d) input as +ve 2037-38: 0.23966; Gains in Water Available For Use / Savings in Demand under the selected programme (Ml/d) input as +ve 2038-39: 0.2812; Gains in Water Available For Use / Savings in Demand under the selected programme (Ml/d) input as +ve 2039-40: 0.32338; Gains in Water Available For Use / Savings in Demand under the selected programme (Ml/d) input as +ve 2040-41: 0.36591; Gains in Water Available For Use / Savings in Demand under the selected programme (Ml/d) input as +ve 2041-42: 0.40898; Gains in Water Available For Use / Savings in Demand under the selected programme (Ml/d) input as +ve 2042-43: 0.45269; Gains in Water Available For Use / Savings in Demand under the selected programme (Ml/d) input as +ve 2043-44: 0.49684; Gains in Water Available For Use / Savings in Demand under the selected programme (Ml/d) input as +ve 2044-45: 0.51289; Gains in Water Available For Use / Savings in Demand under the selected programme (Ml/d) input as +ve 2045-46: 0.52893; Gains in Water Available For Use / Savings in Demand under the selected programme (Ml/d) input as +ve 2046-47: 0.54513; Gains in Water Available For Use / Savings in Demand under the selected programme (Ml/d) input as +ve 2047-48: 0.56153; Gains in Water Available For Use / Savings in Demand under the selected programme (Ml/d) input as +ve 2048-49: 0.57805; Gains in Water Available For Use / Savings in Demand under the selected programme (Ml/d) input as +ve 2049-50: 0.59466
51dF | LEA: NHH. NHH CSPL repairs.AWSSUT | LEA: NHH. NHH CSPL repairs.AWSSUT | Supply pipe repairs / replacement | Customer Options | N | Least Cost | AWSSUT | Ml/d | 2 | Gains in Water Available For Use / Savings in Demand under the selected programme (Ml/d) input as +ve 2019-20: 0; Gains in Water Available For Use / Savings in Demand under the selected programme (Ml/d) input as +ve 2020-21: 0; Gains in Water Available For Use / Savings in Demand under the selected programme (Ml/d) input as +ve 2021-22: 0; Gains in Water Available For Use / Savings in Demand under the selected programme (Ml/d) input as +ve 2022-23: 0; Gains in Water Available For Use / Savings in Demand under the selected programme (Ml/d) input as +ve 2023-24: 0; Gains in Water Available For Use / Savings in Demand under the selected programme (Ml/d) input as +ve 2024-25: 0; Gains in Water Available For Use / Savings in Demand under the selected programme (Ml/d) input as +ve 2025-26: 0.00030088; Gains in Water Available For Use / Savings in Demand under the selected programme (Ml/d) input as +ve 2026-27: 0.00057831; Gains in Water Available For Use / Savings in Demand under the selected programme (Ml/d) input as +ve 2027-28: 0.00083089; Gains in Water Available For Use / Savings in Demand under the selected programme (Ml/d) input as +ve 2028-29: 0.0010654; Gains in Water Available For Use / Savings in Demand under the selected programme (Ml/d) input as +ve 2029-30: 0.0012943; Gains in Water Available For Use / Savings in Demand under the selected programme (Ml/d) input as +ve 2030-31: 0.0015247; Gains in Water Available For Use / Savings in Demand under the selected programme (Ml/d) input as +ve 2031-32: 0.0017563; Gains in Water Available For Use / Savings in Demand under the selected programme (Ml/d) input as +ve 2032-33: 0.0019888; Gains in Water Available For Use / Savings in Demand under the selected programme (Ml/d) input as +ve 2033-34: 0.0022224; Gains in Water Available For Use / Savings in Demand under the selected programme (Ml/d) input as +ve 2034-35: 0.0024569; Gains in Water Available For Use / Savings in Demand under the selected programme (Ml/d) input as +ve 2035-36: 0.0026924; Gains in Water Available For Use / Savings in Demand under the selected programme (Ml/d) input as +ve 2036-37: 0.0029288; Gains in Water Available For Use / Savings in Demand under the selected programme (Ml/d) input as +ve 2037-38: 0.003166; Gains in Water Available For Use / Savings in Demand under the selected programme (Ml/d) input as +ve 2038-39: 0.0034041; Gains in Water Available For Use / Savings in Demand under the selected programme (Ml/d) input as +ve 2039-40: 0.003643; Gains in Water Available For Use / Savings in Demand under the selected programme (Ml/d) input as +ve 2040-41: 0.0038829; Gains in Water Available For Use / Savings in Demand under the selected programme (Ml/d) input as +ve 2041-42: 0.0041236; Gains in Water Available For Use / Savings in Demand under the selected programme (Ml/d) input as +ve 2042-43: 0.0043651; Gains in Water Available For Use / Savings in Demand under the selected programme (Ml/d) input as +ve 2043-44: 0.0046075; Gains in Water Available For Use / Savings in Demand under the selected programme (Ml/d) input as +ve 2044-45: 0.0048508; Gains in Water Available For Use / Savings in Demand under the selected programme (Ml/d) input as +ve 2045-46: 0.0050949; Gains in Water Available For Use / Savings in Demand under the selected programme (Ml/d) input as +ve 2046-47: 0.0053399; Gains in Water Available For Use / Savings in Demand under the selected programme (Ml/d) input as +ve 2047-48: 0.0055858; Gains in Water Available For Use / Savings in Demand under the selected programme (Ml/d) input as +ve 2048-49: 0.0058326; Gains in Water Available For Use / Savings in Demand under the selected programme (Ml/d) input as +ve 2049-50: 0.0060804
51dF | LEA: NHH. NHH CSPL repairs.AWSSUT | LEA: NHH. NHH CSPL repairs.AWSSUT | Supply pipe repairs / replacement | Customer Options | N | Ofwat Core | AWSSUT | Ml/d | 2 | Gains in Water Available For Use / Savings in Demand under the selected programme (Ml/d) input as +ve 2019-20: 0; Gains in Water Available For Use / Savings in Demand under the selected programme (Ml/d) input as +ve 2020-21: 0; Gains in Water Available For Use / Savings in Demand under the selected programme (Ml/d) input as +ve 2021-22: 0; Gains in Water Available For Use / Savings in Demand under the selected programme (Ml/d) input as +ve 2022-23: 0; Gains in Water Available For Use / Savings in Demand under the selected programme (Ml/d) input as +ve 2023-24: 0; Gains in Water Available For Use / Savings in Demand under the selected programme (Ml/d) input as +ve 2024-25: 0; Gains in Water Available For Use / Savings in Demand under the selected programme (Ml/d) input as +ve 2025-26: 0.00030088; Gains in Water Available For Use / Savings in Demand under the selected programme (Ml/d) input as +ve 2026-27: 0.00057831; Gains in Water Available For Use / Savings in Demand under the selected programme (Ml/d) input as +ve 2027-28: 0.00083089; Gains in Water Available For Use / Savings in Demand under the selected programme (Ml/d) input as +ve 2028-29: 0.0010654; Gains in Water Available For Use / Savings in Demand under the selected programme (Ml/d) input as +ve 2029-30: 0.0012943; Gains in Water Available For Use / Savings in Demand under the selected programme (Ml/d) input as +ve 2030-31: 0.0015247; Gains in Water Available For Use / Savings in Demand under the selected programme (Ml/d) input as +ve 2031-32: 0.0017563; Gains in Water Available For Use / Savings in Demand under the selected programme (Ml/d) input as +ve 2032-33: 0.0019888; Gains in Water Available For Use / Savings in Demand under the selected programme (Ml/d) input as +ve 2033-34: 0.0022224; Gains in Water Available For Use / Savings in Demand under the selected programme (Ml/d) input as +ve 2034-35: 0.0024569; Gains in Water Available For Use / Savings in Demand under the selected programme (Ml/d) input as +ve 2035-36: 0.0026924; Gains in Water Available For Use / Savings in Demand under the selected programme (Ml/d) input as +ve 2036-37: 0.0029288; Gains in Water Available For Use / Savings in Demand under the selected programme (Ml/d) input as +ve 2037-38: 0.003166; Gains in Water Available For Use / Savings in Demand under the selected programme (Ml/d) input as +ve 2038-39: 0.0034041; Gains in Water Available For Use / Savings in Demand under the selected programme (Ml/d) input as +ve 2039-40: 0.003643; Gains in Water Available For Use / Savings in Demand under the selected programme (Ml/d) input as +ve 2040-41: 0.0038829; Gains in Water Available For Use / Savings in Demand under the selected programme (Ml/d) input as +ve 2041-42: 0.0041236; Gains in Water Available For Use / Savings in Demand under the selected programme (Ml/d) input as +ve 2042-43: 0.0043651; Gains in Water Available For Use / Savings in Demand under the selected programme (Ml/d) input as +ve 2043-44: 0.0046075; Gains in Water Available For Use / Savings in Demand under the selected programme (Ml/d) input as +ve 2044-45: 0.0048508; Gains in Water Available For Use / Savings in Demand under the selected programme (Ml/d) input as +ve 2045-46: 0.0050949; Gains in Water Available For Use / Savings in Demand under the selected programme (Ml/d) input as +ve 2046-47: 0.0053399; Gains in Water Available For Use / Savings in Demand under the selected programme (Ml/d) input as +ve 2047-48: 0.0055858; Gains in Water Available For Use / Savings in Demand under the selected programme (Ml/d) input as +ve 2048-49: 0.0058326; Gains in Water Available For Use / Savings in Demand under the selected programme (Ml/d) input as +ve 2049-50: 0.0060804
51dP | LEA: NHH. NHH CSPL repairs.AWSSUT | LEA: NHH. NHH CSPL repairs.AWSSUT | Supply pipe repairs / replacement | Customer Options | N | Preferred | AWSSUT | Ml/d | 2 | Gains in Water Available For Use / Savings in Demand under the selected programme (Ml/d) input as +ve 2019-20: 0; Gains in Water Available For Use / Savings in Demand under the selected programme (Ml/d) input as +ve 2020-21: 0; Gains in Water Available For Use / Savings in Demand under the selected programme (Ml/d) input as +ve 2021-22: 0; Gains in Water Available For Use / Savings in Demand under the selected programme (Ml/d) input as +ve 2022-23: 0; Gains in Water Available For Use / Savings in Demand under the selected programme (Ml/d) input as +ve 2023-24: 0; Gains in Water Available For Use / Savings in Demand under the selected programme (Ml/d) input as +ve 2024-25: 0; Gains in Water Available For Use / Savings in Demand under the selected programme (Ml/d) input as +ve 2025-26: 0.00030088; Gains in Water Available For Use / Savings in Demand under the selected programme (Ml/d) input as +ve 2026-27: 0.00057831; Gains in Water Available For Use / Savings in Demand under the selected programme (Ml/d) input as +ve 2027-28: 0.00083089; Gains in Water Available For Use / Savings in Demand under the selected programme (Ml/d) input as +ve 2028-29: 0.0010654; Gains in Water Available For Use / Savings in Demand under the selected programme (Ml/d) input as +ve 2029-30: 0.0012943; Gains in Water Available For Use / Savings in Demand under the selected programme (Ml/d) input as +ve 2030-31: 0.0015247; Gains in Water Available For Use / Savings in Demand under the selected programme (Ml/d) input as +ve 2031-32: 0.0017563; Gains in Water Available For Use / Savings in Demand under the selected programme (Ml/d) input as +ve 2032-33: 0.0019888; Gains in Water Available For Use / Savings in Demand under the selected programme (Ml/d) input as +ve 2033-34: 0.0022224; Gains in Water Available For Use / Savings in Demand under the selected programme (Ml/d) input as +ve 2034-35: 0.0024569; Gains in Water Available For Use / Savings in Demand under the selected programme (Ml/d) input as +ve 2035-36: 0.0026924; Gains in Water Available For Use / Savings in Demand under the selected programme (Ml/d) input as +ve 2036-37: 0.0029288; Gains in Water Available For Use / Savings in Demand under the selected programme (Ml/d) input as +ve 2037-38: 0.003166; Gains in Water Available For Use / Savings in Demand under the selected programme (Ml/d) input as +ve 2038-39: 0.0034041; Gains in Water Available For Use / Savings in Demand under the selected programme (Ml/d) input as +ve 2039-40: 0.003643; Gains in Water Available For Use / Savings in Demand under the selected programme (Ml/d) input as +ve 2040-41: 0.0038829; Gains in Water Available For Use / Savings in Demand under the selected programme (Ml/d) input as +ve 2041-42: 0.0041236; Gains in Water Available For Use / Savings in Demand under the selected programme (Ml/d) input as +ve 2042-43: 0.0043651; Gains in Water Available For Use / Savings in Demand under the selected programme (Ml/d) input as +ve 2043-44: 0.0046075; Gains in Water Available For Use / Savings in Demand under the selected programme (Ml/d) input as +ve 2044-45: 0.0048508; Gains in Water Available For Use / Savings in Demand under the selected programme (Ml/d) input as +ve 2045-46: 0.0050949; Gains in Water Available For Use / Savings in Demand under the selected programme (Ml/d) input as +ve 2046-47: 0.0053399; Gains in Water Available For Use / Savings in Demand under the selected programme (Ml/d) input as +ve 2047-48: 0.0055858; Gains in Water Available For Use / Savings in Demand under the selected programme (Ml/d) input as +ve 2048-49: 0.0058326; Gains in Water Available For Use / Savings in Demand under the selected programme (Ml/d) input as +ve 2049-50: 0.0060804
51dF | NHH. NHH PL repairs.AWSSUT | NHH. NHH PL repairs.AWSSUT | Non-household water audit | Customer Options | N | Least Cost | AWSSUT | Ml/d | 2 | Gains in Water Available For Use / Savings in Demand under the selected programme (Ml/d) input as +ve 2019-20: 0; Gains in Water Available For Use / Savings in Demand under the selected programme (Ml/d) input as +ve 2020-21: 0; Gains in Water Available For Use / Savings in Demand under the selected programme (Ml/d) input as +ve 2021-22: 0; Gains in Water Available For Use / Savings in Demand under the selected programme (Ml/d) input as +ve 2022-23: 0; Gains in Water Available For Use / Savings in Demand under the selected programme (Ml/d) input as +ve 2023-24: 0; Gains in Water Available For Use / Savings in Demand under the selected programme (Ml/d) input as +ve 2024-25: 0; Gains in Water Available For Use / Savings in Demand under the selected programme (Ml/d) input as +ve 2025-26: 0.0081833; Gains in Water Available For Use / Savings in Demand under the selected programme (Ml/d) input as +ve 2026-27: 0.015729; Gains in Water Available For Use / Savings in Demand under the selected programme (Ml/d) input as +ve 2027-28: 0.022599; Gains in Water Available For Use / Savings in Demand under the selected programme (Ml/d) input as +ve 2028-29: 0.028978; Gains in Water Available For Use / Savings in Demand under the selected programme (Ml/d) input as +ve 2029-30: 0.035203; Gains in Water Available For Use / Savings in Demand under the selected programme (Ml/d) input as +ve 2030-31: 0.04147; Gains in Water Available For Use / Savings in Demand under the selected programme (Ml/d) input as +ve 2031-32: 0.047767; Gains in Water Available For Use / Savings in Demand under the selected programme (Ml/d) input as +ve 2032-33: 0.054091; Gains in Water Available For Use / Savings in Demand under the selected programme (Ml/d) input as +ve 2033-34: 0.060444; Gains in Water Available For Use / Savings in Demand under the selected programme (Ml/d) input as +ve 2034-35: 0.066823; Gains in Water Available For Use / Savings in Demand under the selected programme (Ml/d) input as +ve 2035-36: 0.073228; Gains in Water Available For Use / Savings in Demand under the selected programme (Ml/d) input as +ve 2036-37: 0.079657; Gains in Water Available For Use / Savings in Demand under the selected programme (Ml/d) input as +ve 2037-38: 0.086109; Gains in Water Available For Use / Savings in Demand under the selected programme (Ml/d) input as +ve 2038-39: 0.092584; Gains in Water Available For Use / Savings in Demand under the selected programme (Ml/d) input as +ve 2039-40: 0.099084; Gains in Water Available For Use / Savings in Demand under the selected programme (Ml/d) input as +ve 2040-41: 0.10561; Gains in Water Available For Use / Savings in Demand under the selected programme (Ml/d) input as +ve 2041-42: 0.11215; Gains in Water Available For Use / Savings in Demand under the selected programme (Ml/d) input as +ve 2042-43: 0.11872; Gains in Water Available For Use / Savings in Demand under the selected programme (Ml/d) input as +ve 2043-44: 0.12532; Gains in Water Available For Use / Savings in Demand under the selected programme (Ml/d) input as +ve 2044-45: 0.13193; Gains in Water Available For Use / Savings in Demand under the selected programme (Ml/d) input as +ve 2045-46: 0.13857; Gains in Water Available For Use / Savings in Demand under the selected programme (Ml/d) input as +ve 2046-47: 0.14523; Gains in Water Available For Use / Savings in Demand under the selected programme (Ml/d) input as +ve 2047-48: 0.15192; Gains in Water Available For Use / Savings in Demand under the selected programme (Ml/d) input as +ve 2048-49: 0.15864; Gains in Water Available For Use / Savings in Demand under the selected programme (Ml/d) input as +ve 2049-50: 0.16537
51dF | NHH. NHH PL repairs.AWSSUT | NHH. NHH PL repairs.AWSSUT | Non-household water audit | Customer Options | N | Ofwat Core | AWSSUT | Ml/d | 2 | Gains in Water Available For Use / Savings in Demand under the selected programme (Ml/d) input as +ve 2019-20: 0; Gains in Water Available For Use / Savings in Demand under the selected programme (Ml/d) input as +ve 2020-21: 0; Gains in Water Available For Use / Savings in Demand under the selected programme (Ml/d) input as +ve 2021-22: 0; Gains in Water Available For Use / Savings in Demand under the selected programme (Ml/d) input as +ve 2022-23: 0; Gains in Water Available For Use / Savings in Demand under the selected programme (Ml/d) input as +ve 2023-24: 0; Gains in Water Available For Use / Savings in Demand under the selected programme (Ml/d) input as +ve 2024-25: 0; Gains in Water Available For Use / Savings in Demand under the selected programme (Ml/d) input as +ve 2025-26: 0.0081833; Gains in Water Available For Use / Savings in Demand under the selected programme (Ml/d) input as +ve 2026-27: 0.015729; Gains in Water Available For Use / Savings in Demand under the selected programme (Ml/d) input as +ve 2027-28: 0.022599; Gains in Water Available For Use / Savings in Demand under the selected programme (Ml/d) input as +ve 2028-29: 0.028978; Gains in Water Available For Use / Savings in Demand under the selected programme (Ml/d) input as +ve 2029-30: 0.035203; Gains in Water Available For Use / Savings in Demand under the selected programme (Ml/d) input as +ve 2030-31: 0.04147; Gains in Water Available For Use / Savings in Demand under the selected programme (Ml/d) input as +ve 2031-32: 0.047767; Gains in Water Available For Use / Savings in Demand under the selected programme (Ml/d) input as +ve 2032-33: 0.054091; Gains in Water Available For Use / Savings in Demand under the selected programme (Ml/d) input as +ve 2033-34: 0.060444; Gains in Water Available For Use / Savings in Demand under the selected programme (Ml/d) input as +ve 2034-35: 0.066823; Gains in Water Available For Use / Savings in Demand under the selected programme (Ml/d) input as +ve 2035-36: 0.073228; Gains in Water Available For Use / Savings in Demand under the selected programme (Ml/d) input as +ve 2036-37: 0.079657; Gains in Water Available For Use / Savings in Demand under the selected programme (Ml/d) input as +ve 2037-38: 0.086109; Gains in Water Available For Use / Savings in Demand under the selected programme (Ml/d) input as +ve 2038-39: 0.092584; Gains in Water Available For Use / Savings in Demand under the selected programme (Ml/d) input as +ve 2039-40: 0.099084; Gains in Water Available For Use / Savings in Demand under the selected programme (Ml/d) input as +ve 2040-41: 0.10561; Gains in Water Available For Use / Savings in Demand under the selected programme (Ml/d) input as +ve 2041-42: 0.11215; Gains in Water Available For Use / Savings in Demand under the selected programme (Ml/d) input as +ve 2042-43: 0.11872; Gains in Water Available For Use / Savings in Demand under the selected programme (Ml/d) input as +ve 2043-44: 0.12532; Gains in Water Available For Use / Savings in Demand under the selected programme (Ml/d) input as +ve 2044-45: 0.13193; Gains in Water Available For Use / Savings in Demand under the selected programme (Ml/d) input as +ve 2045-46: 0.13857; Gains in Water Available For Use / Savings in Demand under the selected programme (Ml/d) input as +ve 2046-47: 0.14523; Gains in Water Available For Use / Savings in Demand under the selected programme (Ml/d) input as +ve 2047-48: 0.15192; Gains in Water Available For Use / Savings in Demand under the selected programme (Ml/d) input as +ve 2048-49: 0.15864; Gains in Water Available For Use / Savings in Demand under the selected programme (Ml/d) input as +ve 2049-50: 0.16537
51dP | NHH. NHH PL repairs.AWSSUT | NHH. NHH PL repairs.AWSSUT | Non-household water audit | Customer Options | N | Preferred | AWSSUT | Ml/d | 2 | Gains in Water Available For Use / Savings in Demand under the selected programme (Ml/d) input as +ve 2019-20: 0; Gains in Water Available For Use / Savings in Demand under the selected programme (Ml/d) input as +ve 2020-21: 0; Gains in Water Available For Use / Savings in Demand under the selected programme (Ml/d) input as +ve 2021-22: 0; Gains in Water Available For Use / Savings in Demand under the selected programme (Ml/d) input as +ve 2022-23: 0; Gains in Water Available For Use / Savings in Demand under the selected programme (Ml/d) input as +ve 2023-24: 0; Gains in Water Available For Use / Savings in Demand under the selected programme (Ml/d) input as +ve 2024-25: 0; Gains in Water Available For Use / Savings in Demand under the selected programme (Ml/d) input as +ve 2025-26: 0.0081833; Gains in Water Available For Use / Savings in Demand under the selected programme (Ml/d) input as +ve 2026-27: 0.015729; Gains in Water Available For Use / Savings in Demand under the selected programme (Ml/d) input as +ve 2027-28: 0.022599; Gains in Water Available For Use / Savings in Demand under the selected programme (Ml/d) input as +ve 2028-29: 0.028978; Gains in Water Available For Use / Savings in Demand under the selected programme (Ml/d) input as +ve 2029-30: 0.035203; Gains in Water Available For Use / Savings in Demand under the selected programme (Ml/d) input as +ve 2030-31: 0.04147; Gains in Water Available For Use / Savings in Demand under the selected programme (Ml/d) input as +ve 2031-32: 0.047767; Gains in Water Available For Use / Savings in Demand under the selected programme (Ml/d) input as +ve 2032-33: 0.054091; Gains in Water Available For Use / Savings in Demand under the selected programme (Ml/d) input as +ve 2033-34: 0.060444; Gains in Water Available For Use / Savings in Demand under the selected programme (Ml/d) input as +ve 2034-35: 0.066823; Gains in Water Available For Use / Savings in Demand under the selected programme (Ml/d) input as +ve 2035-36: 0.073228; Gains in Water Available For Use / Savings in Demand under the selected programme (Ml/d) input as +ve 2036-37: 0.079657; Gains in Water Available For Use / Savings in Demand under the selected programme (Ml/d) input as +ve 2037-38: 0.086109; Gains in Water Available For Use / Savings in Demand under the selected programme (Ml/d) input as +ve 2038-39: 0.092584; Gains in Water Available For Use / Savings in Demand under the selected programme (Ml/d) input as +ve 2039-40: 0.099084; Gains in Water Available For Use / Savings in Demand under the selected programme (Ml/d) input as +ve 2040-41: 0.10561; Gains in Water Available For Use / Savings in Demand under the selected programme (Ml/d) input as +ve 2041-42: 0.11215; Gains in Water Available For Use / Savings in Demand under the selected programme (Ml/d) input as +ve 2042-43: 0.11872; Gains in Water Available For Use / Savings in Demand under the selected programme (Ml/d) input as +ve 2043-44: 0.12532; Gains in Water Available For Use / Savings in Demand under the selected programme (Ml/d) input as +ve 2044-45: 0.13193; Gains in Water Available For Use / Savings in Demand under the selected programme (Ml/d) input as +ve 2045-46: 0.13857; Gains in Water Available For Use / Savings in Demand under the selected programme (Ml/d) input as +ve 2046-47: 0.14523; Gains in Water Available For Use / Savings in Demand under the selected programme (Ml/d) input as +ve 2047-48: 0.15192; Gains in Water Available For Use / Savings in Demand under the selected programme (Ml/d) input as +ve 2048-49: 0.15864; Gains in Water Available For Use / Savings in Demand under the selected programme (Ml/d) input as +ve 2049-50: 0.16537
51dF | NHH. NHH PL100 repairs.AWSSUT | NHH. NHH PL100 repairs.AWSSUT | Non-household water audit | Customer Options | N | Least Cost | AWSSUT | Ml/d | 2 | Gains in Water Available For Use / Savings in Demand under the selected programme (Ml/d) input as +ve 2019-20: 0; Gains in Water Available For Use / Savings in Demand under the selected programme (Ml/d) input as +ve 2020-21: 0; Gains in Water Available For Use / Savings in Demand under the selected programme (Ml/d) input as +ve 2021-22: 0; Gains in Water Available For Use / Savings in Demand under the selected programme (Ml/d) input as +ve 2022-23: 0; Gains in Water Available For Use / Savings in Demand under the selected programme (Ml/d) input as +ve 2023-24: 0; Gains in Water Available For Use / Savings in Demand under the selected programme (Ml/d) input as +ve 2024-25: 0; Gains in Water Available For Use / Savings in Demand under the selected programme (Ml/d) input as +ve 2025-26: 0.0020117; Gains in Water Available For Use / Savings in Demand under the selected programme (Ml/d) input as +ve 2026-27: 0.0038666; Gains in Water Available For Use / Savings in Demand under the selected programme (Ml/d) input as +ve 2027-28: 0.0055555; Gains in Water Available For Use / Savings in Demand under the selected programme (Ml/d) input as +ve 2028-29: 0.0071238; Gains in Water Available For Use / Savings in Demand under the selected programme (Ml/d) input as +ve 2029-30: 0.0086541; Gains in Water Available For Use / Savings in Demand under the selected programme (Ml/d) input as +ve 2030-31: 0.010195; Gains in Water Available For Use / Savings in Demand under the selected programme (Ml/d) input as +ve 2031-32: 0.011743; Gains in Water Available For Use / Savings in Demand under the selected programme (Ml/d) input as +ve 2032-33: 0.013297; Gains in Water Available For Use / Savings in Demand under the selected programme (Ml/d) input as +ve 2033-34: 0.014859; Gains in Water Available For Use / Savings in Demand under the selected programme (Ml/d) input as +ve 2034-35: 0.016427; Gains in Water Available For Use / Savings in Demand under the selected programme (Ml/d) input as +ve 2035-36: 0.018002; Gains in Water Available For Use / Savings in Demand under the selected programme (Ml/d) input as +ve 2036-37: 0.019582; Gains in Water Available For Use / Savings in Demand under the selected programme (Ml/d) input as +ve 2037-38: 0.021168; Gains in Water Available For Use / Savings in Demand under the selected programme (Ml/d) input as +ve 2038-39: 0.02276; Gains in Water Available For Use / Savings in Demand under the selected programme (Ml/d) input as +ve 2039-40: 0.024358; Gains in Water Available For Use / Savings in Demand under the selected programme (Ml/d) input as +ve 2040-41: 0.025962; Gains in Water Available For Use / Savings in Demand under the selected programme (Ml/d) input as +ve 2041-42: 0.027571; Gains in Water Available For Use / Savings in Demand under the selected programme (Ml/d) input as +ve 2042-43: 0.029186; Gains in Water Available For Use / Savings in Demand under the selected programme (Ml/d) input as +ve 2043-44: 0.030807; Gains in Water Available For Use / Savings in Demand under the selected programme (Ml/d) input as +ve 2044-45: 0.032433; Gains in Water Available For Use / Savings in Demand under the selected programme (Ml/d) input as +ve 2045-46: 0.034065; Gains in Water Available For Use / Savings in Demand under the selected programme (Ml/d) input as +ve 2046-47: 0.035704; Gains in Water Available For Use / Savings in Demand under the selected programme (Ml/d) input as +ve 2047-48: 0.037348; Gains in Water Available For Use / Savings in Demand under the selected programme (Ml/d) input as +ve 2048-49: 0.038998; Gains in Water Available For Use / Savings in Demand under the selected programme (Ml/d) input as +ve 2049-50: 0.040654
51dF | NHH. NHH PL100 repairs.AWSSUT | NHH. NHH PL100 repairs.AWSSUT | Non-household water audit | Customer Options | N | Ofwat Core | AWSSUT | Ml/d | 2 | Gains in Water Available For Use / Savings in Demand under the selected programme (Ml/d) input as +ve 2019-20: 0; Gains in Water Available For Use / Savings in Demand under the selected programme (Ml/d) input as +ve 2020-21: 0; Gains in Water Available For Use / Savings in Demand under the selected programme (Ml/d) input as +ve 2021-22: 0; Gains in Water Available For Use / Savings in Demand under the selected programme (Ml/d) input as +ve 2022-23: 0; Gains in Water Available For Use / Savings in Demand under the selected programme (Ml/d) input as +ve 2023-24: 0; Gains in Water Available For Use / Savings in Demand under the selected programme (Ml/d) input as +ve 2024-25: 0; Gains in Water Available For Use / Savings in Demand under the selected programme (Ml/d) input as +ve 2025-26: 0.0020117; Gains in Water Available For Use / Savings in Demand under the selected programme (Ml/d) input as +ve 2026-27: 0.0038666; Gains in Water Available For Use / Savings in Demand under the selected programme (Ml/d) input as +ve 2027-28: 0.0055555; Gains in Water Available For Use / Savings in Demand under the selected programme (Ml/d) input as +ve 2028-29: 0.0071238; Gains in Water Available For Use / Savings in Demand under the selected programme (Ml/d) input as +ve 2029-30: 0.0086541; Gains in Water Available For Use / Savings in Demand under the selected programme (Ml/d) input as +ve 2030-31: 0.010195; Gains in Water Available For Use / Savings in Demand under the selected programme (Ml/d) input as +ve 2031-32: 0.011743; Gains in Water Available For Use / Savings in Demand under the selected programme (Ml/d) input as +ve 2032-33: 0.013297; Gains in Water Available For Use / Savings in Demand under the selected programme (Ml/d) input as +ve 2033-34: 0.014859; Gains in Water Available For Use / Savings in Demand under the selected programme (Ml/d) input as +ve 2034-35: 0.016427; Gains in Water Available For Use / Savings in Demand under the selected programme (Ml/d) input as +ve 2035-36: 0.018002; Gains in Water Available For Use / Savings in Demand under the selected programme (Ml/d) input as +ve 2036-37: 0.019582; Gains in Water Available For Use / Savings in Demand under the selected programme (Ml/d) input as +ve 2037-38: 0.021168; Gains in Water Available For Use / Savings in Demand under the selected programme (Ml/d) input as +ve 2038-39: 0.02276; Gains in Water Available For Use / Savings in Demand under the selected programme (Ml/d) input as +ve 2039-40: 0.024358; Gains in Water Available For Use / Savings in Demand under the selected programme (Ml/d) input as +ve 2040-41: 0.025962; Gains in Water Available For Use / Savings in Demand under the selected programme (Ml/d) input as +ve 2041-42: 0.027571; Gains in Water Available For Use / Savings in Demand under the selected programme (Ml/d) input as +ve 2042-43: 0.029186; Gains in Water Available For Use / Savings in Demand under the selected programme (Ml/d) input as +ve 2043-44: 0.030807; Gains in Water Available For Use / Savings in Demand under the selected programme (Ml/d) input as +ve 2044-45: 0.032433; Gains in Water Available For Use / Savings in Demand under the selected programme (Ml/d) input as +ve 2045-46: 0.034065; Gains in Water Available For Use / Savings in Demand under the selected programme (Ml/d) input as +ve 2046-47: 0.035704; Gains in Water Available For Use / Savings in Demand under the selected programme (Ml/d) input as +ve 2047-48: 0.037348; Gains in Water Available For Use / Savings in Demand under the selected programme (Ml/d) input as +ve 2048-49: 0.038998; Gains in Water Available For Use / Savings in Demand under the selected programme (Ml/d) input as +ve 2049-50: 0.040654
51dP | NHH. NHH PL100 repairs.AWSSUT | NHH. NHH PL100 repairs.AWSSUT | Non-household water audit | Customer Options | N | Preferred | AWSSUT | Ml/d | 2 | Gains in Water Available For Use / Savings in Demand under the selected programme (Ml/d) input as +ve 2019-20: 0; Gains in Water Available For Use / Savings in Demand under the selected programme (Ml/d) input as +ve 2020-21: 0; Gains in Water Available For Use / Savings in Demand under the selected programme (Ml/d) input as +ve 2021-22: 0; Gains in Water Available For Use / Savings in Demand under the selected programme (Ml/d) input as +ve 2022-23: 0; Gains in Water Available For Use / Savings in Demand under the selected programme (Ml/d) input as +ve 2023-24: 0; Gains in Water Available For Use / Savings in Demand under the selected programme (Ml/d) input as +ve 2024-25: 0; Gains in Water Available For Use / Savings in Demand under the selected programme (Ml/d) input as +ve 2025-26: 0.0020117; Gains in Water Available For Use / Savings in Demand under the selected programme (Ml/d) input as +ve 2026-27: 0.0038666; Gains in Water Available For Use / Savings in Demand under the selected programme (Ml/d) input as +ve 2027-28: 0.0055555; Gains in Water Available For Use / Savings in Demand under the selected programme (Ml/d) input as +ve 2028-29: 0.0071238; Gains in Water Available For Use / Savings in Demand under the selected programme (Ml/d) input as +ve 2029-30: 0.0086541; Gains in Water Available For Use / Savings in Demand under the selected programme (Ml/d) input as +ve 2030-31: 0.010195; Gains in Water Available For Use / Savings in Demand under the selected programme (Ml/d) input as +ve 2031-32: 0.011743; Gains in Water Available For Use / Savings in Demand under the selected programme (Ml/d) input as +ve 2032-33: 0.013297; Gains in Water Available For Use / Savings in Demand under the selected programme (Ml/d) input as +ve 2033-34: 0.014859; Gains in Water Available For Use / Savings in Demand under the selected programme (Ml/d) input as +ve 2034-35: 0.016427; Gains in Water Available For Use / Savings in Demand under the selected programme (Ml/d) input as +ve 2035-36: 0.018002; Gains in Water Available For Use / Savings in Demand under the selected programme (Ml/d) input as +ve 2036-37: 0.019582; Gains in Water Available For Use / Savings in Demand under the selected programme (Ml/d) input as +ve 2037-38: 0.021168; Gains in Water Available For Use / Savings in Demand under the selected programme (Ml/d) input as +ve 2038-39: 0.02276; Gains in Water Available For Use / Savings in Demand under the selected programme (Ml/d) input as +ve 2039-40: 0.024358; Gains in Water Available For Use / Savings in Demand under the selected programme (Ml/d) input as +ve 2040-41: 0.025962; Gains in Water Available For Use / Savings in Demand under the selected programme (Ml/d) input as +ve 2041-42: 0.027571; Gains in Water Available For Use / Savings in Demand under the selected programme (Ml/d) input as +ve 2042-43: 0.029186; Gains in Water Available For Use / Savings in Demand under the selected programme (Ml/d) input as +ve 2043-44: 0.030807; Gains in Water Available For Use / Savings in Demand under the selected programme (Ml/d) input as +ve 2044-45: 0.032433; Gains in Water Available For Use / Savings in Demand under the selected programme (Ml/d) input as +ve 2045-46: 0.034065; Gains in Water Available For Use / Savings in Demand under the selected programme (Ml/d) input as +ve 2046-47: 0.035704; Gains in Water Available For Use / Savings in Demand under the selected programme (Ml/d) input as +ve 2047-48: 0.037348; Gains in Water Available For Use / Savings in Demand under the selected programme (Ml/d) input as +ve 2048-49: 0.038998; Gains in Water Available For Use / Savings in Demand under the selected programme (Ml/d) input as +ve 2049-50: 0.040654
51dF | NHH. WEF Visit Lower.AWSSUT | NHH. WEF Visit Lower.AWSSUT | Non-household water audit | Customer Options | N | Least Cost | AWSSUT | Ml/d | 2 | Gains in Water Available For Use / Savings in Demand under the selected programme (Ml/d) input as +ve 2019-20: 0; Gains in Water Available For Use / Savings in Demand under the selected programme (Ml/d) input as +ve 2020-21: 0; Gains in Water Available For Use / Savings in Demand under the selected programme (Ml/d) input as +ve 2021-22: 0; Gains in Water Available For Use / Savings in Demand under the selected programme (Ml/d) input as +ve 2022-23: 0; Gains in Water Available For Use / Savings in Demand under the selected programme (Ml/d) input as +ve 2023-24: 0; Gains in Water Available For Use / Savings in Demand under the selected programme (Ml/d) input as +ve 2024-25: 0; Gains in Water Available For Use / Savings in Demand under the selected programme (Ml/d) input as +ve 2025-26: 0.0048334; Gains in Water Available For Use / Savings in Demand under the selected programme (Ml/d) input as +ve 2026-27: 0.00929; Gains in Water Available For Use / Savings in Demand under the selected programme (Ml/d) input as +ve 2027-28: 0.013348; Gains in Water Available For Use / Savings in Demand under the selected programme (Ml/d) input as +ve 2028-29: 0.017116; Gains in Water Available For Use / Savings in Demand under the selected programme (Ml/d) input as +ve 2029-30: 0.020792; Gains in Water Available For Use / Savings in Demand under the selected programme (Ml/d) input as +ve 2030-31: 0.024494; Gains in Water Available For Use / Savings in Demand under the selected programme (Ml/d) input as +ve 2031-32: 0.028213; Gains in Water Available For Use / Savings in Demand under the selected programme (Ml/d) input as +ve 2032-33: 0.031949; Gains in Water Available For Use / Savings in Demand under the selected programme (Ml/d) input as +ve 2033-34: 0.035701; Gains in Water Available For Use / Savings in Demand under the selected programme (Ml/d) input as +ve 2034-35: 0.039468; Gains in Water Available For Use / Savings in Demand under the selected programme (Ml/d) input as +ve 2035-36: 0.043251; Gains in Water Available For Use / Savings in Demand under the selected programme (Ml/d) input as +ve 2036-37: 0.047049; Gains in Water Available For Use / Savings in Demand under the selected programme (Ml/d) input as +ve 2037-38: 0.050859; Gains in Water Available For Use / Savings in Demand under the selected programme (Ml/d) input as +ve 2038-39: 0.054684; Gains in Water Available For Use / Savings in Demand under the selected programme (Ml/d) input as +ve 2039-40: 0.058523; Gains in Water Available For Use / Savings in Demand under the selected programme (Ml/d) input as +ve 2040-41: 0.062376; Gains in Water Available For Use / Savings in Demand under the selected programme (Ml/d) input as +ve 2041-42: 0.066242; Gains in Water Available For Use / Savings in Demand under the selected programme (Ml/d) input as +ve 2042-43: 0.070122; Gains in Water Available For Use / Savings in Demand under the selected programme (Ml/d) input as +ve 2043-44: 0.074016; Gains in Water Available For Use / Savings in Demand under the selected programme (Ml/d) input as +ve 2044-45: 0.077924; Gains in Water Available For Use / Savings in Demand under the selected programme (Ml/d) input as +ve 2045-46: 0.081846; Gains in Water Available For Use / Savings in Demand under the selected programme (Ml/d) input as +ve 2046-47: 0.085782; Gains in Water Available For Use / Savings in Demand under the selected programme (Ml/d) input as +ve 2047-48: 0.089732; Gains in Water Available For Use / Savings in Demand under the selected programme (Ml/d) input as +ve 2048-49: 0.093697; Gains in Water Available For Use / Savings in Demand under the selected programme (Ml/d) input as +ve 2049-50: 0.097677
51dF | NHH. WEF Visit Lower.AWSSUT | NHH. WEF Visit Lower.AWSSUT | Non-household water audit | Customer Options | N | Ofwat Core | AWSSUT | Ml/d | 2 | Gains in Water Available For Use / Savings in Demand under the selected programme (Ml/d) input as +ve 2019-20: 0; Gains in Water Available For Use / Savings in Demand under the selected programme (Ml/d) input as +ve 2020-21: 0; Gains in Water Available For Use / Savings in Demand under the selected programme (Ml/d) input as +ve 2021-22: 0; Gains in Water Available For Use / Savings in Demand under the selected programme (Ml/d) input as +ve 2022-23: 0; Gains in Water Available For Use / Savings in Demand under the selected programme (Ml/d) input as +ve 2023-24: 0; Gains in Water Available For Use / Savings in Demand under the selected programme (Ml/d) input as +ve 2024-25: 0; Gains in Water Available For Use / Savings in Demand under the selected programme (Ml/d) input as +ve 2025-26: 0.0048334; Gains in Water Available For Use / Savings in Demand under the selected programme (Ml/d) input as +ve 2026-27: 0.00929; Gains in Water Available For Use / Savings in Demand under the selected programme (Ml/d) input as +ve 2027-28: 0.013348; Gains in Water Available For Use / Savings in Demand under the selected programme (Ml/d) input as +ve 2028-29: 0.017116; Gains in Water Available For Use / Savings in Demand under the selected programme (Ml/d) input as +ve 2029-30: 0.020792; Gains in Water Available For Use / Savings in Demand under the selected programme (Ml/d) input as +ve 2030-31: 0.024494; Gains in Water Available For Use / Savings in Demand under the selected programme (Ml/d) input as +ve 2031-32: 0.028213; Gains in Water Available For Use / Savings in Demand under the selected programme (Ml/d) input as +ve 2032-33: 0.031949; Gains in Water Available For Use / Savings in Demand under the selected programme (Ml/d) input as +ve 2033-34: 0.035701; Gains in Water Available For Use / Savings in Demand under the selected programme (Ml/d) input as +ve 2034-35: 0.039468; Gains in Water Available For Use / Savings in Demand under the selected programme (Ml/d) input as +ve 2035-36: 0.043251; Gains in Water Available For Use / Savings in Demand under the selected programme (Ml/d) input as +ve 2036-37: 0.047049; Gains in Water Available For Use / Savings in Demand under the selected programme (Ml/d) input as +ve 2037-38: 0.050859; Gains in Water Available For Use / Savings in Demand under the selected programme (Ml/d) input as +ve 2038-39: 0.054684; Gains in Water Available For Use / Savings in Demand under the selected programme (Ml/d) input as +ve 2039-40: 0.058523; Gains in Water Available For Use / Savings in Demand under the selected programme (Ml/d) input as +ve 2040-41: 0.062376; Gains in Water Available For Use / Savings in Demand under the selected programme (Ml/d) input as +ve 2041-42: 0.066242; Gains in Water Available For Use / Savings in Demand under the selected programme (Ml/d) input as +ve 2042-43: 0.070122; Gains in Water Available For Use / Savings in Demand under the selected programme (Ml/d) input as +ve 2043-44: 0.074016; Gains in Water Available For Use / Savings in Demand under the selected programme (Ml/d) input as +ve 2044-45: 0.077924; Gains in Water Available For Use / Savings in Demand under the selected programme (Ml/d) input as +ve 2045-46: 0.081846; Gains in Water Available For Use / Savings in Demand under the selected programme (Ml/d) input as +ve 2046-47: 0.085782; Gains in Water Available For Use / Savings in Demand under the selected programme (Ml/d) input as +ve 2047-48: 0.089732; Gains in Water Available For Use / Savings in Demand under the selected programme (Ml/d) input as +ve 2048-49: 0.093697; Gains in Water Available For Use / Savings in Demand under the selected programme (Ml/d) input as +ve 2049-50: 0.097677
51dP | NHH. WEF Visit Lower.AWSSUT | NHH. WEF Visit Lower.AWSSUT | Non-household water audit | Customer Options | N | Preferred | AWSSUT | Ml/d | 2 | Gains in Water Available For Use / Savings in Demand under the selected programme (Ml/d) input as +ve 2019-20: 0; Gains in Water Available For Use / Savings in Demand under the selected programme (Ml/d) input as +ve 2020-21: 0; Gains in Water Available For Use / Savings in Demand under the selected programme (Ml/d) input as +ve 2021-22: 0; Gains in Water Available For Use / Savings in Demand under the selected programme (Ml/d) input as +ve 2022-23: 0; Gains in Water Available For Use / Savings in Demand under the selected programme (Ml/d) input as +ve 2023-24: 0; Gains in Water Available For Use / Savings in Demand under the selected programme (Ml/d) input as +ve 2024-25: 0; Gains in Water Available For Use / Savings in Demand under the selected programme (Ml/d) input as +ve 2025-26: 0.0048334; Gains in Water Available For Use / Savings in Demand under the selected programme (Ml/d) input as +ve 2026-27: 0.00929; Gains in Water Available For Use / Savings in Demand under the selected programme (Ml/d) input as +ve 2027-28: 0.013348; Gains in Water Available For Use / Savings in Demand under the selected programme (Ml/d) input as +ve 2028-29: 0.017116; Gains in Water Available For Use / Savings in Demand under the selected programme (Ml/d) input as +ve 2029-30: 0.020792; Gains in Water Available For Use / Savings in Demand under the selected programme (Ml/d) input as +ve 2030-31: 0.024494; Gains in Water Available For Use / Savings in Demand under the selected programme (Ml/d) input as +ve 2031-32: 0.028213; Gains in Water Available For Use / Savings in Demand under the selected programme (Ml/d) input as +ve 2032-33: 0.031949; Gains in Water Available For Use / Savings in Demand under the selected programme (Ml/d) input as +ve 2033-34: 0.035701; Gains in Water Available For Use / Savings in Demand under the selected programme (Ml/d) input as +ve 2034-35: 0.039468; Gains in Water Available For Use / Savings in Demand under the selected programme (Ml/d) input as +ve 2035-36: 0.043251; Gains in Water Available For Use / Savings in Demand under the selected programme (Ml/d) input as +ve 2036-37: 0.047049; Gains in Water Available For Use / Savings in Demand under the selected programme (Ml/d) input as +ve 2037-38: 0.050859; Gains in Water Available For Use / Savings in Demand under the selected programme (Ml/d) input as +ve 2038-39: 0.054684; Gains in Water Available For Use / Savings in Demand under the selected programme (Ml/d) input as +ve 2039-40: 0.058523; Gains in Water Available For Use / Savings in Demand under the selected programme (Ml/d) input as +ve 2040-41: 0.062376; Gains in Water Available For Use / Savings in Demand under the selected programme (Ml/d) input as +ve 2041-42: 0.066242; Gains in Water Available For Use / Savings in Demand under the selected programme (Ml/d) input as +ve 2042-43: 0.070122; Gains in Water Available For Use / Savings in Demand under the selected programme (Ml/d) input as +ve 2043-44: 0.074016; Gains in Water Available For Use / Savings in Demand under the selected programme (Ml/d) input as +ve 2044-45: 0.077924; Gains in Water Available For Use / Savings in Demand under the selected programme (Ml/d) input as +ve 2045-46: 0.081846; Gains in Water Available For Use / Savings in Demand under the selected programme (Ml/d) input as +ve 2046-47: 0.085782; Gains in Water Available For Use / Savings in Demand under the selected programme (Ml/d) input as +ve 2047-48: 0.089732; Gains in Water Available For Use / Savings in Demand under the selected programme (Ml/d) input as +ve 2048-49: 0.093697; Gains in Water Available For Use / Savings in Demand under the selected programme (Ml/d) input as +ve 2049-50: 0.097677
51dF | NHH. WEF Visit Super High.AWSSUT | NHH. WEF Visit Super High.AWSSUT | Non-household water audit | Customer Options | N | Least Cost | AWSSUT | Ml/d | 2 | Gains in Water Available For Use / Savings in Demand under the selected programme (Ml/d) input as +ve 2019-20: 0; Gains in Water Available For Use / Savings in Demand under the selected programme (Ml/d) input as +ve 2020-21: 0; Gains in Water Available For Use / Savings in Demand under the selected programme (Ml/d) input as +ve 2021-22: 0; Gains in Water Available For Use / Savings in Demand under the selected programme (Ml/d) input as +ve 2022-23: 0; Gains in Water Available For Use / Savings in Demand under the selected programme (Ml/d) input as +ve 2023-24: 0; Gains in Water Available For Use / Savings in Demand under the selected programme (Ml/d) input as +ve 2024-25: 0; Gains in Water Available For Use / Savings in Demand under the selected programme (Ml/d) input as +ve 2025-26: 0.0049753; Gains in Water Available For Use / Savings in Demand under the selected programme (Ml/d) input as +ve 2026-27: 0.0095629; Gains in Water Available For Use / Savings in Demand under the selected programme (Ml/d) input as +ve 2027-28: 0.01374; Gains in Water Available For Use / Savings in Demand under the selected programme (Ml/d) input as +ve 2028-29: 0.017618; Gains in Water Available For Use / Savings in Demand under the selected programme (Ml/d) input as +ve 2029-30: 0.021403; Gains in Water Available For Use / Savings in Demand under the selected programme (Ml/d) input as +ve 2030-31: 0.025213; Gains in Water Available For Use / Savings in Demand under the selected programme (Ml/d) input as +ve 2031-32: 0.029042; Gains in Water Available For Use / Savings in Demand under the selected programme (Ml/d) input as +ve 2032-33: 0.032887; Gains in Water Available For Use / Savings in Demand under the selected programme (Ml/d) input as +ve 2033-34: 0.036749; Gains in Water Available For Use / Savings in Demand under the selected programme (Ml/d) input as +ve 2034-35: 0.040627; Gains in Water Available For Use / Savings in Demand under the selected programme (Ml/d) input as +ve 2035-36: 0.044521; Gains in Water Available For Use / Savings in Demand under the selected programme (Ml/d) input as +ve 2036-37: 0.04843; Gains in Water Available For Use / Savings in Demand under the selected programme (Ml/d) input as +ve 2037-38: 0.052353; Gains in Water Available For Use / Savings in Demand under the selected programme (Ml/d) input as +ve 2038-39: 0.05629; Gains in Water Available For Use / Savings in Demand under the selected programme (Ml/d) input as +ve 2039-40: 0.060241; Gains in Water Available For Use / Savings in Demand under the selected programme (Ml/d) input as +ve 2040-41: 0.064207; Gains in Water Available For Use / Savings in Demand under the selected programme (Ml/d) input as +ve 2041-42: 0.068188; Gains in Water Available For Use / Savings in Demand under the selected programme (Ml/d) input as +ve 2042-43: 0.072182; Gains in Water Available For Use / Savings in Demand under the selected programme (Ml/d) input as +ve 2043-44: 0.07619; Gains in Water Available For Use / Savings in Demand under the selected programme (Ml/d) input as +ve 2044-45: 0.080212; Gains in Water Available For Use / Savings in Demand under the selected programme (Ml/d) input as +ve 2045-46: 0.084249; Gains in Water Available For Use / Savings in Demand under the selected programme (Ml/d) input as +ve 2046-47: 0.088301; Gains in Water Available For Use / Savings in Demand under the selected programme (Ml/d) input as +ve 2047-48: 0.092367; Gains in Water Available For Use / Savings in Demand under the selected programme (Ml/d) input as +ve 2048-49: 0.096448; Gains in Water Available For Use / Savings in Demand under the selected programme (Ml/d) input as +ve 2049-50: 0.10055
51dF | NHH. WEF Visit Super High.AWSSUT | NHH. WEF Visit Super High.AWSSUT | Non-household water audit | Customer Options | N | Ofwat Core | AWSSUT | Ml/d | 2 | Gains in Water Available For Use / Savings in Demand under the selected programme (Ml/d) input as +ve 2019-20: 0; Gains in Water Available For Use / Savings in Demand under the selected programme (Ml/d) input as +ve 2020-21: 0; Gains in Water Available For Use / Savings in Demand under the selected programme (Ml/d) input as +ve 2021-22: 0; Gains in Water Available For Use / Savings in Demand under the selected programme (Ml/d) input as +ve 2022-23: 0; Gains in Water Available For Use / Savings in Demand under the selected programme (Ml/d) input as +ve 2023-24: 0; Gains in Water Available For Use / Savings in Demand under the selected programme (Ml/d) input as +ve 2024-25: 0; Gains in Water Available For Use / Savings in Demand under the selected programme (Ml/d) input as +ve 2025-26: 0.0049753; Gains in Water Available For Use / Savings in Demand under the selected programme (Ml/d) input as +ve 2026-27: 0.0095629; Gains in Water Available For Use / Savings in Demand under the selected programme (Ml/d) input as +ve 2027-28: 0.01374; Gains in Water Available For Use / Savings in Demand under the selected programme (Ml/d) input as +ve 2028-29: 0.017618; Gains in Water Available For Use / Savings in Demand under the selected programme (Ml/d) input as +ve 2029-30: 0.021403; Gains in Water Available For Use / Savings in Demand under the selected programme (Ml/d) input as +ve 2030-31: 0.025213; Gains in Water Available For Use / Savings in Demand under the selected programme (Ml/d) input as +ve 2031-32: 0.029042; Gains in Water Available For Use / Savings in Demand under the selected programme (Ml/d) input as +ve 2032-33: 0.032887; Gains in Water Available For Use / Savings in Demand under the selected programme (Ml/d) input as +ve 2033-34: 0.036749; Gains in Water Available For Use / Savings in Demand under the selected programme (Ml/d) input as +ve 2034-35: 0.040627; Gains in Water Available For Use / Savings in Demand under the selected programme (Ml/d) input as +ve 2035-36: 0.044521; Gains in Water Available For Use / Savings in Demand under the selected programme (Ml/d) input as +ve 2036-37: 0.04843; Gains in Water Available For Use / Savings in Demand under the selected programme (Ml/d) input as +ve 2037-38: 0.052353; Gains in Water Available For Use / Savings in Demand under the selected programme (Ml/d) input as +ve 2038-39: 0.05629; Gains in Water Available For Use / Savings in Demand under the selected programme (Ml/d) input as +ve 2039-40: 0.060241; Gains in Water Available For Use / Savings in Demand under the selected programme (Ml/d) input as +ve 2040-41: 0.064207; Gains in Water Available For Use / Savings in Demand under the selected programme (Ml/d) input as +ve 2041-42: 0.068188; Gains in Water Available For Use / Savings in Demand under the selected programme (Ml/d) input as +ve 2042-43: 0.072182; Gains in Water Available For Use / Savings in Demand under the selected programme (Ml/d) input as +ve 2043-44: 0.07619; Gains in Water Available For Use / Savings in Demand under the selected programme (Ml/d) input as +ve 2044-45: 0.080212; Gains in Water Available For Use / Savings in Demand under the selected programme (Ml/d) input as +ve 2045-46: 0.084249; Gains in Water Available For Use / Savings in Demand under the selected programme (Ml/d) input as +ve 2046-47: 0.088301; Gains in Water Available For Use / Savings in Demand under the selected programme (Ml/d) input as +ve 2047-48: 0.092367; Gains in Water Available For Use / Savings in Demand under the selected programme (Ml/d) input as +ve 2048-49: 0.096448; Gains in Water Available For Use / Savings in Demand under the selected programme (Ml/d) input as +ve 2049-50: 0.10055
51dP | NHH. WEF Visit Super High.AWSSUT | NHH. WEF Visit Super High.AWSSUT | Non-household water audit | Customer Options | N | Preferred | AWSSUT | Ml/d | 2 | Gains in Water Available For Use / Savings in Demand under the selected programme (Ml/d) input as +ve 2019-20: 0; Gains in Water Available For Use / Savings in Demand under the selected programme (Ml/d) input as +ve 2020-21: 0; Gains in Water Available For Use / Savings in Demand under the selected programme (Ml/d) input as +ve 2021-22: 0; Gains in Water Available For Use / Savings in Demand under the selected programme (Ml/d) input as +ve 2022-23: 0; Gains in Water Available For Use / Savings in Demand under the selected programme (Ml/d) input as +ve 2023-24: 0; Gains in Water Available For Use / Savings in Demand under the selected programme (Ml/d) input as +ve 2024-25: 0; Gains in Water Available For Use / Savings in Demand under the selected programme (Ml/d) input as +ve 2025-26: 0.0049753; Gains in Water Available For Use / Savings in Demand under the selected programme (Ml/d) input as +ve 2026-27: 0.0095629; Gains in Water Available For Use / Savings in Demand under the selected programme (Ml/d) input as +ve 2027-28: 0.01374; Gains in Water Available For Use / Savings in Demand under the selected programme (Ml/d) input as +ve 2028-29: 0.017618; Gains in Water Available For Use / Savings in Demand under the selected programme (Ml/d) input as +ve 2029-30: 0.021403; Gains in Water Available For Use / Savings in Demand under the selected programme (Ml/d) input as +ve 2030-31: 0.025213; Gains in Water Available For Use / Savings in Demand under the selected programme (Ml/d) input as +ve 2031-32: 0.029042; Gains in Water Available For Use / Savings in Demand under the selected programme (Ml/d) input as +ve 2032-33: 0.032887; Gains in Water Available For Use / Savings in Demand under the selected programme (Ml/d) input as +ve 2033-34: 0.036749; Gains in Water Available For Use / Savings in Demand under the selected programme (Ml/d) input as +ve 2034-35: 0.040627; Gains in Water Available For Use / Savings in Demand under the selected programme (Ml/d) input as +ve 2035-36: 0.044521; Gains in Water Available For Use / Savings in Demand under the selected programme (Ml/d) input as +ve 2036-37: 0.04843; Gains in Water Available For Use / Savings in Demand under the selected programme (Ml/d) input as +ve 2037-38: 0.052353; Gains in Water Available For Use / Savings in Demand under the selected programme (Ml/d) input as +ve 2038-39: 0.05629; Gains in Water Available For Use / Savings in Demand under the selected programme (Ml/d) input as +ve 2039-40: 0.060241; Gains in Water Available For Use / Savings in Demand under the selected programme (Ml/d) input as +ve 2040-41: 0.064207; Gains in Water Available For Use / Savings in Demand under the selected programme (Ml/d) input as +ve 2041-42: 0.068188; Gains in Water Available For Use / Savings in Demand under the selected programme (Ml/d) input as +ve 2042-43: 0.072182; Gains in Water Available For Use / Savings in Demand under the selected programme (Ml/d) input as +ve 2043-44: 0.07619; Gains in Water Available For Use / Savings in Demand under the selected programme (Ml/d) input as +ve 2044-45: 0.080212; Gains in Water Available For Use / Savings in Demand under the selected programme (Ml/d) input as +ve 2045-46: 0.084249; Gains in Water Available For Use / Savings in Demand under the selected programme (Ml/d) input as +ve 2046-47: 0.088301; Gains in Water Available For Use / Savings in Demand under the selected programme (Ml/d) input as +ve 2047-48: 0.092367; Gains in Water Available For Use / Savings in Demand under the selected programme (Ml/d) input as +ve 2048-49: 0.096448; Gains in Water Available For Use / Savings in Demand under the selected programme (Ml/d) input as +ve 2049-50: 0.10055
51dF | NHH. WEF Visit Upper.AWSSUT | NHH. WEF Visit Upper.AWSSUT | Non-household water audit | Customer Options | N | Least Cost | AWSSUT | Ml/d | 2 | Gains in Water Available For Use / Savings in Demand under the selected programme (Ml/d) input as +ve 2019-20: 0; Gains in Water Available For Use / Savings in Demand under the selected programme (Ml/d) input as +ve 2020-21: 0; Gains in Water Available For Use / Savings in Demand under the selected programme (Ml/d) input as +ve 2021-22: 0; Gains in Water Available For Use / Savings in Demand under the selected programme (Ml/d) input as +ve 2022-23: 0; Gains in Water Available For Use / Savings in Demand under the selected programme (Ml/d) input as +ve 2023-24: 0; Gains in Water Available For Use / Savings in Demand under the selected programme (Ml/d) input as +ve 2024-25: 0; Gains in Water Available For Use / Savings in Demand under the selected programme (Ml/d) input as +ve 2025-26: 0.0026109; Gains in Water Available For Use / Savings in Demand under the selected programme (Ml/d) input as +ve 2026-27: 0.0050183; Gains in Water Available For Use / Savings in Demand under the selected programme (Ml/d) input as +ve 2027-28: 0.0072101; Gains in Water Available For Use / Savings in Demand under the selected programme (Ml/d) input as +ve 2028-29: 0.0092454; Gains in Water Available For Use / Savings in Demand under the selected programme (Ml/d) input as +ve 2029-30: 0.011232; Gains in Water Available For Use / Savings in Demand under the selected programme (Ml/d) input as +ve 2030-31: 0.013231; Gains in Water Available For Use / Savings in Demand under the selected programme (Ml/d) input as +ve 2031-32: 0.01524; Gains in Water Available For Use / Savings in Demand under the selected programme (Ml/d) input as +ve 2032-33: 0.017258; Gains in Water Available For Use / Savings in Demand under the selected programme (Ml/d) input as +ve 2033-34: 0.019285; Gains in Water Available For Use / Savings in Demand under the selected programme (Ml/d) input as +ve 2034-35: 0.02132; Gains in Water Available For Use / Savings in Demand under the selected programme (Ml/d) input as +ve 2035-36: 0.023363; Gains in Water Available For Use / Savings in Demand under the selected programme (Ml/d) input as +ve 2036-37: 0.025414; Gains in Water Available For Use / Savings in Demand under the selected programme (Ml/d) input as +ve 2037-38: 0.027473; Gains in Water Available For Use / Savings in Demand under the selected programme (Ml/d) input as +ve 2038-39: 0.029539; Gains in Water Available For Use / Savings in Demand under the selected programme (Ml/d) input as +ve 2039-40: 0.031613; Gains in Water Available For Use / Savings in Demand under the selected programme (Ml/d) input as +ve 2040-41: 0.033694; Gains in Water Available For Use / Savings in Demand under the selected programme (Ml/d) input as +ve 2041-42: 0.035782; Gains in Water Available For Use / Savings in Demand under the selected programme (Ml/d) input as +ve 2042-43: 0.037878; Gains in Water Available For Use / Savings in Demand under the selected programme (Ml/d) input as +ve 2043-44: 0.039982; Gains in Water Available For Use / Savings in Demand under the selected programme (Ml/d) input as +ve 2044-45: 0.042093; Gains in Water Available For Use / Savings in Demand under the selected programme (Ml/d) input as +ve 2045-46: 0.044211; Gains in Water Available For Use / Savings in Demand under the selected programme (Ml/d) input as +ve 2046-47: 0.046337; Gains in Water Available For Use / Savings in Demand under the selected programme (Ml/d) input as +ve 2047-48: 0.048471; Gains in Water Available For Use / Savings in Demand under the selected programme (Ml/d) input as +ve 2048-49: 0.050613; Gains in Water Available For Use / Savings in Demand under the selected programme (Ml/d) input as +ve 2049-50: 0.052763
51dF | NHH. WEF Visit Upper.AWSSUT | NHH. WEF Visit Upper.AWSSUT | Non-household water audit | Customer Options | N | Ofwat Core | AWSSUT | Ml/d | 2 | Gains in Water Available For Use / Savings in Demand under the selected programme (Ml/d) input as +ve 2019-20: 0; Gains in Water Available For Use / Savings in Demand under the selected programme (Ml/d) input as +ve 2020-21: 0; Gains in Water Available For Use / Savings in Demand under the selected programme (Ml/d) input as +ve 2021-22: 0; Gains in Water Available For Use / Savings in Demand under the selected programme (Ml/d) input as +ve 2022-23: 0; Gains in Water Available For Use / Savings in Demand under the selected programme (Ml/d) input as +ve 2023-24: 0; Gains in Water Available For Use / Savings in Demand under the selected programme (Ml/d) input as +ve 2024-25: 0; Gains in Water Available For Use / Savings in Demand under the selected programme (Ml/d) input as +ve 2025-26: 0.0026109; Gains in Water Available For Use / Savings in Demand under the selected programme (Ml/d) input as +ve 2026-27: 0.0050183; Gains in Water Available For Use / Savings in Demand under the selected programme (Ml/d) input as +ve 2027-28: 0.0072101; Gains in Water Available For Use / Savings in Demand under the selected programme (Ml/d) input as +ve 2028-29: 0.0092454; Gains in Water Available For Use / Savings in Demand under the selected programme (Ml/d) input as +ve 2029-30: 0.011232; Gains in Water Available For Use / Savings in Demand under the selected programme (Ml/d) input as +ve 2030-31: 0.013231; Gains in Water Available For Use / Savings in Demand under the selected programme (Ml/d) input as +ve 2031-32: 0.01524; Gains in Water Available For Use / Savings in Demand under the selected programme (Ml/d) input as +ve 2032-33: 0.017258; Gains in Water Available For Use / Savings in Demand under the selected programme (Ml/d) input as +ve 2033-34: 0.019285; Gains in Water Available For Use / Savings in Demand under the selected programme (Ml/d) input as +ve 2034-35: 0.02132; Gains in Water Available For Use / Savings in Demand under the selected programme (Ml/d) input as +ve 2035-36: 0.023363; Gains in Water Available For Use / Savings in Demand under the selected programme (Ml/d) input as +ve 2036-37: 0.025414; Gains in Water Available For Use / Savings in Demand under the selected programme (Ml/d) input as +ve 2037-38: 0.027473; Gains in Water Available For Use / Savings in Demand under the selected programme (Ml/d) input as +ve 2038-39: 0.029539; Gains in Water Available For Use / Savings in Demand under the selected programme (Ml/d) input as +ve 2039-40: 0.031613; Gains in Water Available For Use / Savings in Demand under the selected programme (Ml/d) input as +ve 2040-41: 0.033694; Gains in Water Available For Use / Savings in Demand under the selected programme (Ml/d) input as +ve 2041-42: 0.035782; Gains in Water Available For Use / Savings in Demand under the selected programme (Ml/d) input as +ve 2042-43: 0.037878; Gains in Water Available For Use / Savings in Demand under the selected programme (Ml/d) input as +ve 2043-44: 0.039982; Gains in Water Available For Use / Savings in Demand under the selected programme (Ml/d) input as +ve 2044-45: 0.042093; Gains in Water Available For Use / Savings in Demand under the selected programme (Ml/d) input as +ve 2045-46: 0.044211; Gains in Water Available For Use / Savings in Demand under the selected programme (Ml/d) input as +ve 2046-47: 0.046337; Gains in Water Available For Use / Savings in Demand under the selected programme (Ml/d) input as +ve 2047-48: 0.048471; Gains in Water Available For Use / Savings in Demand under the selected programme (Ml/d) input as +ve 2048-49: 0.050613; Gains in Water Available For Use / Savings in Demand under the selected programme (Ml/d) input as +ve 2049-50: 0.052763
51dP | NHH. WEF Visit Upper.AWSSUT | NHH. WEF Visit Upper.AWSSUT | Non-household water audit | Customer Options | N | Preferred | AWSSUT | Ml/d | 2 | Gains in Water Available For Use / Savings in Demand under the selected programme (Ml/d) input as +ve 2019-20: 0; Gains in Water Available For Use / Savings in Demand under the selected programme (Ml/d) input as +ve 2020-21: 0; Gains in Water Available For Use / Savings in Demand under the selected programme (Ml/d) input as +ve 2021-22: 0; Gains in Water Available For Use / Savings in Demand under the selected programme (Ml/d) input as +ve 2022-23: 0; Gains in Water Available For Use / Savings in Demand under the selected programme (Ml/d) input as +ve 2023-24: 0; Gains in Water Available For Use / Savings in Demand under the selected programme (Ml/d) input as +ve 2024-25: 0; Gains in Water Available For Use / Savings in Demand under the selected programme (Ml/d) input as +ve 2025-26: 0.0026109; Gains in Water Available For Use / Savings in Demand under the selected programme (Ml/d) input as +ve 2026-27: 0.0050183; Gains in Water Available For Use / Savings in Demand under the selected programme (Ml/d) input as +ve 2027-28: 0.0072101; Gains in Water Available For Use / Savings in Demand under the selected programme (Ml/d) input as +ve 2028-29: 0.0092454; Gains in Water Available For Use / Savings in Demand under the selected programme (Ml/d) input as +ve 2029-30: 0.011232; Gains in Water Available For Use / Savings in Demand under the selected programme (Ml/d) input as +ve 2030-31: 0.013231; Gains in Water Available For Use / Savings in Demand under the selected programme (Ml/d) input as +ve 2031-32: 0.01524; Gains in Water Available For Use / Savings in Demand under the selected programme (Ml/d) input as +ve 2032-33: 0.017258; Gains in Water Available For Use / Savings in Demand under the selected programme (Ml/d) input as +ve 2033-34: 0.019285; Gains in Water Available For Use / Savings in Demand under the selected programme (Ml/d) input as +ve 2034-35: 0.02132; Gains in Water Available For Use / Savings in Demand under the selected programme (Ml/d) input as +ve 2035-36: 0.023363; Gains in Water Available For Use / Savings in Demand under the selected programme (Ml/d) input as +ve 2036-37: 0.025414; Gains in Water Available For Use / Savings in Demand under the selected programme (Ml/d) input as +ve 2037-38: 0.027473; Gains in Water Available For Use / Savings in Demand under the selected programme (Ml/d) input as +ve 2038-39: 0.029539; Gains in Water Available For Use / Savings in Demand under the selected programme (Ml/d) input as +ve 2039-40: 0.031613; Gains in Water Available For Use / Savings in Demand under the selected programme (Ml/d) input as +ve 2040-41: 0.033694; Gains in Water Available For Use / Savings in Demand under the selected programme (Ml/d) input as +ve 2041-42: 0.035782; Gains in Water Available For Use / Savings in Demand under the selected programme (Ml/d) input as +ve 2042-43: 0.037878; Gains in Water Available For Use / Savings in Demand under the selected programme (Ml/d) input as +ve 2043-44: 0.039982; Gains in Water Available For Use / Savings in Demand under the selected programme (Ml/d) input as +ve 2044-45: 0.042093; Gains in Water Available For Use / Savings in Demand under the selected programme (Ml/d) input as +ve 2045-46: 0.044211; Gains in Water Available For Use / Savings in Demand under the selected programme (Ml/d) input as +ve 2046-47: 0.046337; Gains in Water Available For Use / Savings in Demand under the selected programme (Ml/d) input as +ve 2047-48: 0.048471; Gains in Water Available For Use / Savings in Demand under the selected programme (Ml/d) input as +ve 2048-49: 0.050613; Gains in Water Available For Use / Savings in Demand under the selected programme (Ml/d) input as +ve 2049-50: 0.052763
51dF | Smart Metering.AWSSUT | Smart Metering.AWSSUT | Metering other selective | Customer Options | N | Least Cost | AWSSUT | Ml/d | 2 | Gains in Water Available For Use / Savings in Demand under the selected programme (Ml/d) input as +ve 2019-20: 0; Gains in Water Available For Use / Savings in Demand under the selected programme (Ml/d) input as +ve 2020-21: 0; Gains in Water Available For Use / Savings in Demand under the selected programme (Ml/d) input as +ve 2021-22: 0; Gains in Water Available For Use / Savings in Demand under the selected programme (Ml/d) input as +ve 2022-23: 0; Gains in Water Available For Use / Savings in Demand under the selected programme (Ml/d) input as +ve 2023-24: 0; Gains in Water Available For Use / Savings in Demand under the selected programme (Ml/d) input as +ve 2024-25: 0; Gains in Water Available For Use / Savings in Demand under the selected programme (Ml/d) input as +ve 2025-26: 0.002003; Gains in Water Available For Use / Savings in Demand under the selected programme (Ml/d) input as +ve 2026-27: 0.0049999; Gains in Water Available For Use / Savings in Demand under the selected programme (Ml/d) input as +ve 2027-28: 0.0082952; Gains in Water Available For Use / Savings in Demand under the selected programme (Ml/d) input as +ve 2028-29: 0.011624; Gains in Water Available For Use / Savings in Demand under the selected programme (Ml/d) input as +ve 2029-30: 0.015159; Gains in Water Available For Use / Savings in Demand under the selected programme (Ml/d) input as +ve 2030-31: 0.018988; Gains in Water Available For Use / Savings in Demand under the selected programme (Ml/d) input as +ve 2031-32: 0.023128; Gains in Water Available For Use / Savings in Demand under the selected programme (Ml/d) input as +ve 2032-33: 0.025983; Gains in Water Available For Use / Savings in Demand under the selected programme (Ml/d) input as +ve 2033-34: 0.028776; Gains in Water Available For Use / Savings in Demand under the selected programme (Ml/d) input as +ve 2034-35: 0.031496; Gains in Water Available For Use / Savings in Demand under the selected programme (Ml/d) input as +ve 2035-36: 0.034112; Gains in Water Available For Use / Savings in Demand under the selected programme (Ml/d) input as +ve 2036-37: 0.036723; Gains in Water Available For Use / Savings in Demand under the selected programme (Ml/d) input as +ve 2037-38: 0.039362; Gains in Water Available For Use / Savings in Demand under the selected programme (Ml/d) input as +ve 2038-39: 0.041983; Gains in Water Available For Use / Savings in Demand under the selected programme (Ml/d) input as +ve 2039-40: 0.044598; Gains in Water Available For Use / Savings in Demand under the selected programme (Ml/d) input as +ve 2040-41: 0.047216; Gains in Water Available For Use / Savings in Demand under the selected programme (Ml/d) input as +ve 2041-42: 0.049821; Gains in Water Available For Use / Savings in Demand under the selected programme (Ml/d) input as +ve 2042-43: 0.052418; Gains in Water Available For Use / Savings in Demand under the selected programme (Ml/d) input as +ve 2043-44: 0.054954; Gains in Water Available For Use / Savings in Demand under the selected programme (Ml/d) input as +ve 2044-45: 0.05743; Gains in Water Available For Use / Savings in Demand under the selected programme (Ml/d) input as +ve 2045-46: 0.059477; Gains in Water Available For Use / Savings in Demand under the selected programme (Ml/d) input as +ve 2046-47: 0.061506; Gains in Water Available For Use / Savings in Demand under the selected programme (Ml/d) input as +ve 2047-48: 0.063509; Gains in Water Available For Use / Savings in Demand under the selected programme (Ml/d) input as +ve 2048-49: 0.065456; Gains in Water Available For Use / Savings in Demand under the selected programme (Ml/d) input as +ve 2049-50: 0.067133
51dF | Smart Metering.AWSSUT | Smart Metering.AWSSUT | Metering other selective | Customer Options | N | Ofwat Core | AWSSUT | Ml/d | 2 | Gains in Water Available For Use / Savings in Demand under the selected programme (Ml/d) input as +ve 2019-20: 0; Gains in Water Available For Use / Savings in Demand under the selected programme (Ml/d) input as +ve 2020-21: 0; Gains in Water Available For Use / Savings in Demand under the selected programme (Ml/d) input as +ve 2021-22: 0; Gains in Water Available For Use / Savings in Demand under the selected programme (Ml/d) input as +ve 2022-23: 0; Gains in Water Available For Use / Savings in Demand under the selected programme (Ml/d) input as +ve 2023-24: 0; Gains in Water Available For Use / Savings in Demand under the selected programme (Ml/d) input as +ve 2024-25: 0; Gains in Water Available For Use / Savings in Demand under the selected programme (Ml/d) input as +ve 2025-26: 0.002003; Gains in Water Available For Use / Savings in Demand under the selected programme (Ml/d) input as +ve 2026-27: 0.0049999; Gains in Water Available For Use / Savings in Demand under the selected programme (Ml/d) input as +ve 2027-28: 0.0082952; Gains in Water Available For Use / Savings in Demand under the selected programme (Ml/d) input as +ve 2028-29: 0.011624; Gains in Water Available For Use / Savings in Demand under the selected programme (Ml/d) input as +ve 2029-30: 0.015159; Gains in Water Available For Use / Savings in Demand under the selected programme (Ml/d) input as +ve 2030-31: 0.018988; Gains in Water Available For Use / Savings in Demand under the selected programme (Ml/d) input as +ve 2031-32: 0.023128; Gains in Water Available For Use / Savings in Demand under the selected programme (Ml/d) input as +ve 2032-33: 0.025983; Gains in Water Available For Use / Savings in Demand under the selected programme (Ml/d) input as +ve 2033-34: 0.028776; Gains in Water Available For Use / Savings in Demand under the selected programme (Ml/d) input as +ve 2034-35: 0.031496; Gains in Water Available For Use / Savings in Demand under the selected programme (Ml/d) input as +ve 2035-36: 0.034112; Gains in Water Available For Use / Savings in Demand under the selected programme (Ml/d) input as +ve 2036-37: 0.036723; Gains in Water Available For Use / Savings in Demand under the selected programme (Ml/d) input as +ve 2037-38: 0.039362; Gains in Water Available For Use / Savings in Demand under the selected programme (Ml/d) input as +ve 2038-39: 0.041983; Gains in Water Available For Use / Savings in Demand under the selected programme (Ml/d) input as +ve 2039-40: 0.044598; Gains in Water Available For Use / Savings in Demand under the selected programme (Ml/d) input as +ve 2040-41: 0.047216; Gains in Water Available For Use / Savings in Demand under the selected programme (Ml/d) input as +ve 2041-42: 0.049821; Gains in Water Available For Use / Savings in Demand under the selected programme (Ml/d) input as +ve 2042-43: 0.052418; Gains in Water Available For Use / Savings in Demand under the selected programme (Ml/d) input as +ve 2043-44: 0.054954; Gains in Water Available For Use / Savings in Demand under the selected programme (Ml/d) input as +ve 2044-45: 0.05743; Gains in Water Available For Use / Savings in Demand under the selected programme (Ml/d) input as +ve 2045-46: 0.059477; Gains in Water Available For Use / Savings in Demand under the selected programme (Ml/d) input as +ve 2046-47: 0.061506; Gains in Water Available For Use / Savings in Demand under the selected programme (Ml/d) input as +ve 2047-48: 0.063509; Gains in Water Available For Use / Savings in Demand under the selected programme (Ml/d) input as +ve 2048-49: 0.065456; Gains in Water Available For Use / Savings in Demand under the selected programme (Ml/d) input as +ve 2049-50: 0.067133
51dP | Smart Metering.AWSSUT | Smart Metering.AWSSUT | Metering other selective | Customer Options | N | Preferred | AWSSUT | Ml/d | 2 | Gains in Water Available For Use / Savings in Demand under the selected programme (Ml/d) input as +ve 2019-20: 0; Gains in Water Available For Use / Savings in Demand under the selected programme (Ml/d) input as +ve 2020-21: 0; Gains in Water Available For Use / Savings in Demand under the selected programme (Ml/d) input as +ve 2021-22: 0; Gains in Water Available For Use / Savings in Demand under the selected programme (Ml/d) input as +ve 2022-23: 0; Gains in Water Available For Use / Savings in Demand under the selected programme (Ml/d) input as +ve 2023-24: 0; Gains in Water Available For Use / Savings in Demand under the selected programme (Ml/d) input as +ve 2024-25: 0; Gains in Water Available For Use / Savings in Demand under the selected programme (Ml/d) input as +ve 2025-26: 0.002003; Gains in Water Available For Use / Savings in Demand under the selected programme (Ml/d) input as +ve 2026-27: 0.0049999; Gains in Water Available For Use / Savings in Demand under the selected programme (Ml/d) input as +ve 2027-28: 0.0082952; Gains in Water Available For Use / Savings in Demand under the selected programme (Ml/d) input as +ve 2028-29: 0.011624; Gains in Water Available For Use / Savings in Demand under the selected programme (Ml/d) input as +ve 2029-30: 0.015159; Gains in Water Available For Use / Savings in Demand under the selected programme (Ml/d) input as +ve 2030-31: 0.018988; Gains in Water Available For Use / Savings in Demand under the selected programme (Ml/d) input as +ve 2031-32: 0.023128; Gains in Water Available For Use / Savings in Demand under the selected programme (Ml/d) input as +ve 2032-33: 0.025983; Gains in Water Available For Use / Savings in Demand under the selected programme (Ml/d) input as +ve 2033-34: 0.028776; Gains in Water Available For Use / Savings in Demand under the selected programme (Ml/d) input as +ve 2034-35: 0.031496; Gains in Water Available For Use / Savings in Demand under the selected programme (Ml/d) input as +ve 2035-36: 0.034112; Gains in Water Available For Use / Savings in Demand under the selected programme (Ml/d) input as +ve 2036-37: 0.036723; Gains in Water Available For Use / Savings in Demand under the selected programme (Ml/d) input as +ve 2037-38: 0.039362; Gains in Water Available For Use / Savings in Demand under the selected programme (Ml/d) input as +ve 2038-39: 0.041983; Gains in Water Available For Use / Savings in Demand under the selected programme (Ml/d) input as +ve 2039-40: 0.044598; Gains in Water Available For Use / Savings in Demand under the selected programme (Ml/d) input as +ve 2040-41: 0.047216; Gains in Water Available For Use / Savings in Demand under the selected programme (Ml/d) input as +ve 2041-42: 0.049821; Gains in Water Available For Use / Savings in Demand under the selected programme (Ml/d) input as +ve 2042-43: 0.052418; Gains in Water Available For Use / Savings in Demand under the selected programme (Ml/d) input as +ve 2043-44: 0.054954; Gains in Water Available For Use / Savings in Demand under the selected programme (Ml/d) input as +ve 2044-45: 0.05743; Gains in Water Available For Use / Savings in Demand under the selected programme (Ml/d) input as +ve 2045-46: 0.059477; Gains in Water Available For Use / Savings in Demand under the selected programme (Ml/d) input as +ve 2046-47: 0.061506; Gains in Water Available For Use / Savings in Demand under the selected programme (Ml/d) input as +ve 2047-48: 0.063509; Gains in Water Available For Use / Savings in Demand under the selected programme (Ml/d) input as +ve 2048-49: 0.065456; Gains in Water Available For Use / Savings in Demand under the selected programme (Ml/d) input as +ve 2049-50: 0.067133
51dF | USPL_HH_MET.AWSSUT | USPL_HH_MET.AWSSUT | Supply pipe repairs / replacement | Customer Options | N | Least Cost | AWSSUT | Ml/d | 2 | Gains in Water Available For Use / Savings in Demand under the selected programme (Ml/d) input as +ve 2019-20: 0; Gains in Water Available For Use / Savings in Demand under the selected programme (Ml/d) input as +ve 2020-21: 0; Gains in Water Available For Use / Savings in Demand under the selected programme (Ml/d) input as +ve 2021-22: 0; Gains in Water Available For Use / Savings in Demand under the selected programme (Ml/d) input as +ve 2022-23: 0; Gains in Water Available For Use / Savings in Demand under the selected programme (Ml/d) input as +ve 2023-24: 0; Gains in Water Available For Use / Savings in Demand under the selected programme (Ml/d) input as +ve 2024-25: 0; Gains in Water Available For Use / Savings in Demand under the selected programme (Ml/d) input as +ve 2025-26: 0.00036977; Gains in Water Available For Use / Savings in Demand under the selected programme (Ml/d) input as +ve 2026-27: 0.0010732; Gains in Water Available For Use / Savings in Demand under the selected programme (Ml/d) input as +ve 2027-28: 0.0019622; Gains in Water Available For Use / Savings in Demand under the selected programme (Ml/d) input as +ve 2028-29: 0.0029459; Gains in Water Available For Use / Savings in Demand under the selected programme (Ml/d) input as +ve 2029-30: 0.004056; Gains in Water Available For Use / Savings in Demand under the selected programme (Ml/d) input as +ve 2030-31: 0.0053094; Gains in Water Available For Use / Savings in Demand under the selected programme (Ml/d) input as +ve 2031-32: 0.00671; Gains in Water Available For Use / Savings in Demand under the selected programme (Ml/d) input as +ve 2032-33: 0.0075379; Gains in Water Available For Use / Savings in Demand under the selected programme (Ml/d) input as +ve 2033-34: 0.0083492; Gains in Water Available For Use / Savings in Demand under the selected programme (Ml/d) input as +ve 2034-35: 0.0091402; Gains in Water Available For Use / Savings in Demand under the selected programme (Ml/d) input as +ve 2035-36: 0.0098996; Gains in Water Available For Use / Savings in Demand under the selected programme (Ml/d) input as +ve 2036-37: 0.010662; Gains in Water Available For Use / Savings in Demand under the selected programme (Ml/d) input as +ve 2037-38: 0.011438; Gains in Water Available For Use / Savings in Demand under the selected programme (Ml/d) input as +ve 2038-39: 0.012211; Gains in Water Available For Use / Savings in Demand under the selected programme (Ml/d) input as +ve 2039-40: 0.012987; Gains in Water Available For Use / Savings in Demand under the selected programme (Ml/d) input as +ve 2040-41: 0.013766; Gains in Water Available For Use / Savings in Demand under the selected programme (Ml/d) input as +ve 2041-42: 0.014544; Gains in Water Available For Use / Savings in Demand under the selected programme (Ml/d) input as +ve 2042-43: 0.015322; Gains in Water Available For Use / Savings in Demand under the selected programme (Ml/d) input as +ve 2043-44: 0.016082; Gains in Water Available For Use / Savings in Demand under the selected programme (Ml/d) input as +ve 2044-45: 0.016824; Gains in Water Available For Use / Savings in Demand under the selected programme (Ml/d) input as +ve 2045-46: 0.01749; Gains in Water Available For Use / Savings in Demand under the selected programme (Ml/d) input as +ve 2046-47: 0.018152; Gains in Water Available For Use / Savings in Demand under the selected programme (Ml/d) input as +ve 2047-48: 0.018806; Gains in Water Available For Use / Savings in Demand under the selected programme (Ml/d) input as +ve 2048-49: 0.019441; Gains in Water Available For Use / Savings in Demand under the selected programme (Ml/d) input as +ve 2049-50: 0.020017
51dF | USPL_HH_MET.AWSSUT | USPL_HH_MET.AWSSUT | Supply pipe repairs / replacement | Customer Options | N | Ofwat Core | AWSSUT | Ml/d | 2 | Gains in Water Available For Use / Savings in Demand under the selected programme (Ml/d) input as +ve 2019-20: 0; Gains in Water Available For Use / Savings in Demand under the selected programme (Ml/d) input as +ve 2020-21: 0; Gains in Water Available For Use / Savings in Demand under the selected programme (Ml/d) input as +ve 2021-22: 0; Gains in Water Available For Use / Savings in Demand under the selected programme (Ml/d) input as +ve 2022-23: 0; Gains in Water Available For Use / Savings in Demand under the selected programme (Ml/d) input as +ve 2023-24: 0; Gains in Water Available For Use / Savings in Demand under the selected programme (Ml/d) input as +ve 2024-25: 0; Gains in Water Available For Use / Savings in Demand under the selected programme (Ml/d) input as +ve 2025-26: 0.00036977; Gains in Water Available For Use / Savings in Demand under the selected programme (Ml/d) input as +ve 2026-27: 0.0010732; Gains in Water Available For Use / Savings in Demand under the selected programme (Ml/d) input as +ve 2027-28: 0.0019622; Gains in Water Available For Use / Savings in Demand under the selected programme (Ml/d) input as +ve 2028-29: 0.0029459; Gains in Water Available For Use / Savings in Demand under the selected programme (Ml/d) input as +ve 2029-30: 0.004056; Gains in Water Available For Use / Savings in Demand under the selected programme (Ml/d) input as +ve 2030-31: 0.0053094; Gains in Water Available For Use / Savings in Demand under the selected programme (Ml/d) input as +ve 2031-32: 0.00671; Gains in Water Available For Use / Savings in Demand under the selected programme (Ml/d) input as +ve 2032-33: 0.0075379; Gains in Water Available For Use / Savings in Demand under the selected programme (Ml/d) input as +ve 2033-34: 0.0083492; Gains in Water Available For Use / Savings in Demand under the selected programme (Ml/d) input as +ve 2034-35: 0.0091402; Gains in Water Available For Use / Savings in Demand under the selected programme (Ml/d) input as +ve 2035-36: 0.0098996; Gains in Water Available For Use / Savings in Demand under the selected programme (Ml/d) input as +ve 2036-37: 0.010662; Gains in Water Available For Use / Savings in Demand under the selected programme (Ml/d) input as +ve 2037-38: 0.011438; Gains in Water Available For Use / Savings in Demand under the selected programme (Ml/d) input as +ve 2038-39: 0.012211; Gains in Water Available For Use / Savings in Demand under the selected programme (Ml/d) input as +ve 2039-40: 0.012987; Gains in Water Available For Use / Savings in Demand under the selected programme (Ml/d) input as +ve 2040-41: 0.013766; Gains in Water Available For Use / Savings in Demand under the selected programme (Ml/d) input as +ve 2041-42: 0.014544; Gains in Water Available For Use / Savings in Demand under the selected programme (Ml/d) input as +ve 2042-43: 0.015322; Gains in Water Available For Use / Savings in Demand under the selected programme (Ml/d) input as +ve 2043-44: 0.016082; Gains in Water Available For Use / Savings in Demand under the selected programme (Ml/d) input as +ve 2044-45: 0.016824; Gains in Water Available For Use / Savings in Demand under the selected programme (Ml/d) input as +ve 2045-46: 0.01749; Gains in Water Available For Use / Savings in Demand under the selected programme (Ml/d) input as +ve 2046-47: 0.018152; Gains in Water Available For Use / Savings in Demand under the selected programme (Ml/d) input as +ve 2047-48: 0.018806; Gains in Water Available For Use / Savings in Demand under the selected programme (Ml/d) input as +ve 2048-49: 0.019441; Gains in Water Available For Use / Savings in Demand under the selected programme (Ml/d) input as +ve 2049-50: 0.020017
51dP | USPL_HH_MET.AWSSUT | USPL_HH_MET.AWSSUT | Supply pipe repairs / replacement | Customer Options | N | Preferred | AWSSUT | Ml/d | 2 | Gains in Water Available For Use / Savings in Demand under the selected programme (Ml/d) input as +ve 2019-20: 0; Gains in Water Available For Use / Savings in Demand under the selected programme (Ml/d) input as +ve 2020-21: 0; Gains in Water Available For Use / Savings in Demand under the selected programme (Ml/d) input as +ve 2021-22: 0; Gains in Water Available For Use / Savings in Demand under the selected programme (Ml/d) input as +ve 2022-23: 0; Gains in Water Available For Use / Savings in Demand under the selected programme (Ml/d) input as +ve 2023-24: 0; Gains in Water Available For Use / Savings in Demand under the selected programme (Ml/d) input as +ve 2024-25: 0; Gains in Water Available For Use / Savings in Demand under the selected programme (Ml/d) input as +ve 2025-26: 0.00036977; Gains in Water Available For Use / Savings in Demand under the selected programme (Ml/d) input as +ve 2026-27: 0.0010732; Gains in Water Available For Use / Savings in Demand under the selected programme (Ml/d) input as +ve 2027-28: 0.0019622; Gains in Water Available For Use / Savings in Demand under the selected programme (Ml/d) input as +ve 2028-29: 0.0029459; Gains in Water Available For Use / Savings in Demand under the selected programme (Ml/d) input as +ve 2029-30: 0.004056; Gains in Water Available For Use / Savings in Demand under the selected programme (Ml/d) input as +ve 2030-31: 0.0053094; Gains in Water Available For Use / Savings in Demand under the selected programme (Ml/d) input as +ve 2031-32: 0.00671; Gains in Water Available For Use / Savings in Demand under the selected programme (Ml/d) input as +ve 2032-33: 0.0075379; Gains in Water Available For Use / Savings in Demand under the selected programme (Ml/d) input as +ve 2033-34: 0.0083492; Gains in Water Available For Use / Savings in Demand under the selected programme (Ml/d) input as +ve 2034-35: 0.0091402; Gains in Water Available For Use / Savings in Demand under the selected programme (Ml/d) input as +ve 2035-36: 0.0098996; Gains in Water Available For Use / Savings in Demand under the selected programme (Ml/d) input as +ve 2036-37: 0.010662; Gains in Water Available For Use / Savings in Demand under the selected programme (Ml/d) input as +ve 2037-38: 0.011438; Gains in Water Available For Use / Savings in Demand under the selected programme (Ml/d) input as +ve 2038-39: 0.012211; Gains in Water Available For Use / Savings in Demand under the selected programme (Ml/d) input as +ve 2039-40: 0.012987; Gains in Water Available For Use / Savings in Demand under the selected programme (Ml/d) input as +ve 2040-41: 0.013766; Gains in Water Available For Use / Savings in Demand under the selected programme (Ml/d) input as +ve 2041-42: 0.014544; Gains in Water Available For Use / Savings in Demand under the selected programme (Ml/d) input as +ve 2042-43: 0.015322; Gains in Water Available For Use / Savings in Demand under the selected programme (Ml/d) input as +ve 2043-44: 0.016082; Gains in Water Available For Use / Savings in Demand under the selected programme (Ml/d) input as +ve 2044-45: 0.016824; Gains in Water Available For Use / Savings in Demand under the selected programme (Ml/d) input as +ve 2045-46: 0.01749; Gains in Water Available For Use / Savings in Demand under the selected programme (Ml/d) input as +ve 2046-47: 0.018152; Gains in Water Available For Use / Savings in Demand under the selected programme (Ml/d) input as +ve 2047-48: 0.018806; Gains in Water Available For Use / Savings in Demand under the selected programme (Ml/d) input as +ve 2048-49: 0.019441; Gains in Water Available For Use / Savings in Demand under the selected programme (Ml/d) input as +ve 2049-50: 0.020017
51dF | USPL_ShSupplies.AWSSUT | USPL_ShSupplies.AWSSUT | Supply pipe repairs / replacement | Customer Options | N | Least Cost | AWSSUT | Ml/d | 2 | Gains in Water Available For Use / Savings in Demand under the selected programme (Ml/d) input as +ve 2019-20: 0; Gains in Water Available For Use / Savings in Demand under the selected programme (Ml/d) input as +ve 2020-21: 0; Gains in Water Available For Use / Savings in Demand under the selected programme (Ml/d) input as +ve 2021-22: 0; Gains in Water Available For Use / Savings in Demand under the selected programme (Ml/d) input as +ve 2022-23: 0; Gains in Water Available For Use / Savings in Demand under the selected programme (Ml/d) input as +ve 2023-24: 0; Gains in Water Available For Use / Savings in Demand under the selected programme (Ml/d) input as +ve 2024-25: 0; Gains in Water Available For Use / Savings in Demand under the selected programme (Ml/d) input as +ve 2025-26: 0.0072152; Gains in Water Available For Use / Savings in Demand under the selected programme (Ml/d) input as +ve 2026-27: 0.0072152; Gains in Water Available For Use / Savings in Demand under the selected programme (Ml/d) input as +ve 2027-28: 0.0072152; Gains in Water Available For Use / Savings in Demand under the selected programme (Ml/d) input as +ve 2028-29: 0.0072152; Gains in Water Available For Use / Savings in Demand under the selected programme (Ml/d) input as +ve 2029-30: 0.0072152; Gains in Water Available For Use / Savings in Demand under the selected programme (Ml/d) input as +ve 2030-31: 0.0072152; Gains in Water Available For Use / Savings in Demand under the selected programme (Ml/d) input as +ve 2031-32: 0.0072152; Gains in Water Available For Use / Savings in Demand under the selected programme (Ml/d) input as +ve 2032-33: 0.0072152; Gains in Water Available For Use / Savings in Demand under the selected programme (Ml/d) input as +ve 2033-34: 0.0072152; Gains in Water Available For Use / Savings in Demand under the selected programme (Ml/d) input as +ve 2034-35: 0.0072152; Gains in Water Available For Use / Savings in Demand under the selected programme (Ml/d) input as +ve 2035-36: 0.0072152; Gains in Water Available For Use / Savings in Demand under the selected programme (Ml/d) input as +ve 2036-37: 0.0072152; Gains in Water Available For Use / Savings in Demand under the selected programme (Ml/d) input as +ve 2037-38: 0.0072152; Gains in Water Available For Use / Savings in Demand under the selected programme (Ml/d) input as +ve 2038-39: 0.0072152; Gains in Water Available For Use / Savings in Demand under the selected programme (Ml/d) input as +ve 2039-40: 0.0072152; Gains in Water Available For Use / Savings in Demand under the selected programme (Ml/d) input as +ve 2040-41: 0.0072152; Gains in Water Available For Use / Savings in Demand under the selected programme (Ml/d) input as +ve 2041-42: 0.0072152; Gains in Water Available For Use / Savings in Demand under the selected programme (Ml/d) input as +ve 2042-43: 0.0072152; Gains in Water Available For Use / Savings in Demand under the selected programme (Ml/d) input as +ve 2043-44: 0.0072152; Gains in Water Available For Use / Savings in Demand under the selected programme (Ml/d) input as +ve 2044-45: 0.0072152; Gains in Water Available For Use / Savings in Demand under the selected programme (Ml/d) input as +ve 2045-46: 0.0072152; Gains in Water Available For Use / Savings in Demand under the selected programme (Ml/d) input as +ve 2046-47: 0.0072152; Gains in Water Available For Use / Savings in Demand under the selected programme (Ml/d) input as +ve 2047-48: 0.0072152; Gains in Water Available For Use / Savings in Demand under the selected programme (Ml/d) input as +ve 2048-49: 0.0072152; Gains in Water Available For Use / Savings in Demand under the selected programme (Ml/d) input as +ve 2049-50: 0.0072152
51dF | USPL_ShSupplies.AWSSUT | USPL_ShSupplies.AWSSUT | Supply pipe repairs / replacement | Customer Options | N | Ofwat Core | AWSSUT | Ml/d | 2 | Gains in Water Available For Use / Savings in Demand under the selected programme (Ml/d) input as +ve 2019-20: 0; Gains in Water Available For Use / Savings in Demand under the selected programme (Ml/d) input as +ve 2020-21: 0; Gains in Water Available For Use / Savings in Demand under the selected programme (Ml/d) input as +ve 2021-22: 0; Gains in Water Available For Use / Savings in Demand under the selected programme (Ml/d) input as +ve 2022-23: 0; Gains in Water Available For Use / Savings in Demand under the selected programme (Ml/d) input as +ve 2023-24: 0; Gains in Water Available For Use / Savings in Demand under the selected programme (Ml/d) input as +ve 2024-25: 0; Gains in Water Available For Use / Savings in Demand under the selected programme (Ml/d) input as +ve 2025-26: 0.0072152; Gains in Water Available For Use / Savings in Demand under the selected programme (Ml/d) input as +ve 2026-27: 0.0072152; Gains in Water Available For Use / Savings in Demand under the selected programme (Ml/d) input as +ve 2027-28: 0.0072152; Gains in Water Available For Use / Savings in Demand under the selected programme (Ml/d) input as +ve 2028-29: 0.0072152; Gains in Water Available For Use / Savings in Demand under the selected programme (Ml/d) input as +ve 2029-30: 0.0072152; Gains in Water Available For Use / Savings in Demand under the selected programme (Ml/d) input as +ve 2030-31: 0.0072152; Gains in Water Available For Use / Savings in Demand under the selected programme (Ml/d) input as +ve 2031-32: 0.0072152; Gains in Water Available For Use / Savings in Demand under the selected programme (Ml/d) input as +ve 2032-33: 0.0072152; Gains in Water Available For Use / Savings in Demand under the selected programme (Ml/d) input as +ve 2033-34: 0.0072152; Gains in Water Available For Use / Savings in Demand under the selected programme (Ml/d) input as +ve 2034-35: 0.0072152; Gains in Water Available For Use / Savings in Demand under the selected programme (Ml/d) input as +ve 2035-36: 0.0072152; Gains in Water Available For Use / Savings in Demand under the selected programme (Ml/d) input as +ve 2036-37: 0.0072152; Gains in Water Available For Use / Savings in Demand under the selected programme (Ml/d) input as +ve 2037-38: 0.0072152; Gains in Water Available For Use / Savings in Demand under the selected programme (Ml/d) input as +ve 2038-39: 0.0072152; Gains in Water Available For Use / Savings in Demand under the selected programme (Ml/d) input as +ve 2039-40: 0.0072152; Gains in Water Available For Use / Savings in Demand under the selected programme (Ml/d) input as +ve 2040-41: 0.0072152; Gains in Water Available For Use / Savings in Demand under the selected programme (Ml/d) input as +ve 2041-42: 0.0072152; Gains in Water Available For Use / Savings in Demand under the selected programme (Ml/d) input as +ve 2042-43: 0.0072152; Gains in Water Available For Use / Savings in Demand under the selected programme (Ml/d) input as +ve 2043-44: 0.0072152; Gains in Water Available For Use / Savings in Demand under the selected programme (Ml/d) input as +ve 2044-45: 0.0072152; Gains in Water Available For Use / Savings in Demand under the selected programme (Ml/d) input as +ve 2045-46: 0.0072152; Gains in Water Available For Use / Savings in Demand under the selected programme (Ml/d) input as +ve 2046-47: 0.0072152; Gains in Water Available For Use / Savings in Demand under the selected programme (Ml/d) input as +ve 2047-48: 0.0072152; Gains in Water Available For Use / Savings in Demand under the selected programme (Ml/d) input as +ve 2048-49: 0.0072152; Gains in Water Available For Use / Savings in Demand under the selected programme (Ml/d) input as +ve 2049-50: 0.0072152
51dP | USPL_ShSupplies.AWSSUT | USPL_ShSupplies.AWSSUT | Supply pipe repairs / replacement | Customer Options | N | Preferred | AWSSUT | Ml/d | 2 | Gains in Water Available For Use / Savings in Demand under the selected programme (Ml/d) input as +ve 2019-20: 0; Gains in Water Available For Use / Savings in Demand under the selected programme (Ml/d) input as +ve 2020-21: 0; Gains in Water Available For Use / Savings in Demand under the selected programme (Ml/d) input as +ve 2021-22: 0; Gains in Water Available For Use / Savings in Demand under the selected programme (Ml/d) input as +ve 2022-23: 0; Gains in Water Available For Use / Savings in Demand under the selected programme (Ml/d) input as +ve 2023-24: 0; Gains in Water Available For Use / Savings in Demand under the selected programme (Ml/d) input as +ve 2024-25: 0; Gains in Water Available For Use / Savings in Demand under the selected programme (Ml/d) input as +ve 2025-26: 0.0072152; Gains in Water Available For Use / Savings in Demand under the selected programme (Ml/d) input as +ve 2026-27: 0.0072152; Gains in Water Available For Use / Savings in Demand under the selected programme (Ml/d) input as +ve 2027-28: 0.0072152; Gains in Water Available For Use / Savings in Demand under the selected programme (Ml/d) input as +ve 2028-29: 0.0072152; Gains in Water Available For Use / Savings in Demand under the selected programme (Ml/d) input as +ve 2029-30: 0.0072152; Gains in Water Available For Use / Savings in Demand under the selected programme (Ml/d) input as +ve 2030-31: 0.0072152; Gains in Water Available For Use / Savings in Demand under the selected programme (Ml/d) input as +ve 2031-32: 0.0072152; Gains in Water Available For Use / Savings in Demand under the selected programme (Ml/d) input as +ve 2032-33: 0.0072152; Gains in Water Available For Use / Savings in Demand under the selected programme (Ml/d) input as +ve 2033-34: 0.0072152; Gains in Water Available For Use / Savings in Demand under the selected programme (Ml/d) input as +ve 2034-35: 0.0072152; Gains in Water Available For Use / Savings in Demand under the selected programme (Ml/d) input as +ve 2035-36: 0.0072152; Gains in Water Available For Use / Savings in Demand under the selected programme (Ml/d) input as +ve 2036-37: 0.0072152; Gains in Water Available For Use / Savings in Demand under the selected programme (Ml/d) input as +ve 2037-38: 0.0072152; Gains in Water Available For Use / Savings in Demand under the selected programme (Ml/d) input as +ve 2038-39: 0.0072152; Gains in Water Available For Use / Savings in Demand under the selected programme (Ml/d) input as +ve 2039-40: 0.0072152; Gains in Water Available For Use / Savings in Demand under the selected programme (Ml/d) input as +ve 2040-41: 0.0072152; Gains in Water Available For Use / Savings in Demand under the selected programme (Ml/d) input as +ve 2041-42: 0.0072152; Gains in Water Available For Use / Savings in Demand under the selected programme (Ml/d) input as +ve 2042-43: 0.0072152; Gains in Water Available For Use / Savings in Demand under the selected programme (Ml/d) input as +ve 2043-44: 0.0072152; Gains in Water Available For Use / Savings in Demand under the selected programme (Ml/d) input as +ve 2044-45: 0.0072152; Gains in Water Available For Use / Savings in Demand under the selected programme (Ml/d) input as +ve 2045-46: 0.0072152; Gains in Water Available For Use / Savings in Demand under the selected programme (Ml/d) input as +ve 2046-47: 0.0072152; Gains in Water Available For Use / Savings in Demand under the selected programme (Ml/d) input as +ve 2047-48: 0.0072152; Gains in Water Available For Use / Savings in Demand under the selected programme (Ml/d) input as +ve 2048-49: 0.0072152; Gains in Water Available For Use / Savings in Demand under the selected programme (Ml/d) input as +ve 2049-50: 0.0072152
52aA | Adjustment for Licence cap scenario 8 | LC19 | Other changes to DO | Resource Options | N | Ofwat Core | AWSSUT | Ml/d | 2 | Gains in Water Available For Use / Savings in Demand under the selected programme (Ml/d) input as +ve 2025-26: 0.88; Gains in Water Available For Use / Savings in Demand under the selected programme (Ml/d) input as +ve 2026-27: 0.88; Gains in Water Available For Use / Savings in Demand under the selected programme (Ml/d) input as +ve 2027-28: 0.88; Gains in Water Available For Use / Savings in Demand under the selected programme (Ml/d) input as +ve 2028-29: 0.88; Gains in Water Available For Use / Savings in Demand under the selected programme (Ml/d) input as +ve 2029-30: 0.88; Gains in Water Available For Use / Savings in Demand under the selected programme (Ml/d) input as +ve 2030-31: 1.22; Gains in Water Available For Use / Savings in Demand under the selected programme (Ml/d) input as +ve 2031-32: 1.22; Gains in Water Available For Use / Savings in Demand under the selected programme (Ml/d) input as +ve 2032-33: 1.22; Gains in Water Available For Use / Savings in Demand under the selected programme (Ml/d) input as +ve 2033-34: 1.22; Gains in Water Available For Use / Savings in Demand under the selected programme (Ml/d) input as +ve 2034-35: 1.22; Gains in Water Available For Use / Savings in Demand under the selected programme (Ml/d) input as +ve 2035-36: 0; Gains in Water Available For Use / Savings in Demand under the selected programme (Ml/d) input as +ve 2036-37: 0; Gains in Water Available For Use / Savings in Demand under the selected programme (Ml/d) input as +ve 2037-38: 0; Gains in Water Available For Use / Savings in Demand under the selected programme (Ml/d) input as +ve 2038-39: 0; Gains in Water Available For Use / Savings in Demand under the selected programme (Ml/d) input as +ve 2039-40: 0; Gains in Water Available For Use / Savings in Demand under the selected programme (Ml/d) input as +ve 2040-41: 0; Gains in Water Available For Use / Savings in Demand under the selected programme (Ml/d) input as +ve 2041-42: 0; Gains in Water Available For Use / Savings in Demand under the selected programme (Ml/d) input as +ve 2042-43: 0; Gains in Water Available For Use / Savings in Demand under the selected programme (Ml/d) input as +ve 2043-44: 0; Gains in Water Available For Use / Savings in Demand under the selected programme (Ml/d) input as +ve 2044-45: 0; Gains in Water Available For Use / Savings in Demand under the selected programme (Ml/d) input as +ve 2045-46: 0; Gains in Water Available For Use / Savings in Demand under the selected programme (Ml/d) input as +ve 2046-47: 0; Gains in Water Available For Use / Savings in Demand under the selected programme (Ml/d) input as +ve 2047-48: 0; Gains in Water Available For Use / Savings in Demand under the selected programme (Ml/d) input as +ve 2048-49: 0; Gains in Water Available For Use / Savings in Demand under the selected programme (Ml/d) input as +ve 2049-50: 0
52aA | Adjustment for Licence cap scenario 8 | LC19 | Other changes to DO | Resource Options | N | Least Cost | AWSSUT | Ml/d | 2 | Gains in Water Available For Use / Savings in Demand under the selected programme (Ml/d) input as +ve 2025-26: 0.88; Gains in Water Available For Use / Savings in Demand under the selected programme (Ml/d) input as +ve 2026-27: 0.88; Gains in Water Available For Use / Savings in Demand under the selected programme (Ml/d) input as +ve 2027-28: 0.88; Gains in Water Available For Use / Savings in Demand under the selected programme (Ml/d) input as +ve 2028-29: 0.88; Gains in Water Available For Use / Savings in Demand under the selected programme (Ml/d) input as +ve 2029-30: 0.88; Gains in Water Available For Use / Savings in Demand under the selected programme (Ml/d) input as +ve 2030-31: 1.22; Gains in Water Available For Use / Savings in Demand under the selected programme (Ml/d) input as +ve 2031-32: 1.22; Gains in Water Available For Use / Savings in Demand under the selected programme (Ml/d) input as +ve 2032-33: 1.22; Gains in Water Available For Use / Savings in Demand under the selected programme (Ml/d) input as +ve 2033-34: 1.22; Gains in Water Available For Use / Savings in Demand under the selected programme (Ml/d) input as +ve 2034-35: 1.22; Gains in Water Available For Use / Savings in Demand under the selected programme (Ml/d) input as +ve 2035-36: 0; Gains in Water Available For Use / Savings in Demand under the selected programme (Ml/d) input as +ve 2036-37: 0; Gains in Water Available For Use / Savings in Demand under the selected programme (Ml/d) input as +ve 2037-38: 0; Gains in Water Available For Use / Savings in Demand under the selected programme (Ml/d) input as +ve 2038-39: 0; Gains in Water Available For Use / Savings in Demand under the selected programme (Ml/d) input as +ve 2039-40: 0; Gains in Water Available For Use / Savings in Demand under the selected programme (Ml/d) input as +ve 2040-41: 0; Gains in Water Available For Use / Savings in Demand under the selected programme (Ml/d) input as +ve 2041-42: 0; Gains in Water Available For Use / Savings in Demand under the selected programme (Ml/d) input as +ve 2042-43: 0; Gains in Water Available For Use / Savings in Demand under the selected programme (Ml/d) input as +ve 2043-44: 0; Gains in Water Available For Use / Savings in Demand under the selected programme (Ml/d) input as +ve 2044-45: 0; Gains in Water Available For Use / Savings in Demand under the selected programme (Ml/d) input as +ve 2045-46: 0; Gains in Water Available For Use / Savings in Demand under the selected programme (Ml/d) input as +ve 2046-47: 0; Gains in Water Available For Use / Savings in Demand under the selected programme (Ml/d) input as +ve 2047-48: 0; Gains in Water Available For Use / Savings in Demand under the selected programme (Ml/d) input as +ve 2048-49: 0; Gains in Water Available For Use / Savings in Demand under the selected programme (Ml/d) input as +ve 2049-50: 0
52aP | Adjustment for Licence cap scenario 8 | LC19 | Other changes to DO | Resource Options | N | Preferred | AWSSUT | Ml/d | 2 | Gains in Water Available For Use / Savings in Demand under the selected programme (Ml/d) input as +ve 2025-26: 0.88; Gains in Water Available For Use / Savings in Demand under the selected programme (Ml/d) input as +ve 2026-27: 0.88; Gains in Water Available For Use / Savings in Demand under the selected programme (Ml/d) input as +ve 2027-28: 0.88; Gains in Water Available For Use / Savings in Demand under the selected programme (Ml/d) input as +ve 2028-29: 0.88; Gains in Water Available For Use / Savings in Demand under the selected programme (Ml/d) input as +ve 2029-30: 0.88; Gains in Water Available For Use / Savings in Demand under the selected programme (Ml/d) input as +ve 2030-31: 1.22; Gains in Water Available For Use / Savings in Demand under the selected programme (Ml/d) input as +ve 2031-32: 1.22; Gains in Water Available For Use / Savings in Demand under the selected programme (Ml/d) input as +ve 2032-33: 1.22; Gains in Water Available For Use / Savings in Demand under the selected programme (Ml/d) input as +ve 2033-34: 1.22; Gains in Water Available For Use / Savings in Demand under the selected programme (Ml/d) input as +ve 2034-35: 1.22; Gains in Water Available For Use / Savings in Demand under the selected programme (Ml/d) input as +ve 2035-36: 0; Gains in Water Available For Use / Savings in Demand under the selected programme (Ml/d) input as +ve 2036-37: 0; Gains in Water Available For Use / Savings in Demand under the selected programme (Ml/d) input as +ve 2037-38: 0; Gains in Water Available For Use / Savings in Demand under the selected programme (Ml/d) input as +ve 2038-39: 0; Gains in Water Available For Use / Savings in Demand under the selected programme (Ml/d) input as +ve 2039-40: 0; Gains in Water Available For Use / Savings in Demand under the selected programme (Ml/d) input as +ve 2040-41: 0; Gains in Water Available For Use / Savings in Demand under the selected programme (Ml/d) input as +ve 2041-42: 0; Gains in Water Available For Use / Savings in Demand under the selected programme (Ml/d) input as +ve 2042-43: 0; Gains in Water Available For Use / Savings in Demand under the selected programme (Ml/d) input as +ve 2043-44: 0; Gains in Water Available For Use / Savings in Demand under the selected programme (Ml/d) input as +ve 2044-45: 0; Gains in Water Available For Use / Savings in Demand under the selected programme (Ml/d) input as +ve 2045-46: 0; Gains in Water Available For Use / Savings in Demand under the selected programme (Ml/d) input as +ve 2046-47: 0; Gains in Water Available For Use / Savings in Demand under the selected programme (Ml/d) input as +ve 2047-48: 0; Gains in Water Available For Use / Savings in Demand under the selected programme (Ml/d) input as +ve 2048-49: 0; Gains in Water Available For Use / Savings in Demand under the selected programme (Ml/d) input as +ve 2049-50: 0