45BL | Distribution input | sum (12BL:15BL) +21BL + 22BL + 27BL + 28BL | Ml/d | 2 | 2019-20: 22.19; 2020-21: 22.15; 2021-22: 22.12; 2022-23: 22.11; 2023-24: 22.06; 2024-25: 22.01; 2025-26: 22.05; 2026-27: 22.06; 2027-28: 22.1; 2028-29: 22.1; 2029-30: 22.1; 2030-31: 22.1; 2031-32: 22.12; 2032-33: 22.14; 2033-34: 22.19; 2034-35: 22.23; 2035-36: 22.25; 2036-37: 22.25; 2037-38: 22.31; 2038-39: 22.38; 2039-40: 22.46; 2040-41: 22.52; 2041-42: 22.59; 2042-43: 22.67; 2043-44: 22.73; 2044-45: 22.81; 2045-46: 22.88; 2046-47: 22.96; 2047-48: 23.06; 2048-49: 23.17; 2049-50: 23.27
46BL | Target headroom (climate change component) | Input | Ml/d | 2 | 2019-20: 9.3018e-05; 2020-21: 9.3018e-05; 2021-22: 9.3018e-05; 2022-23: 9.3018e-05; 2023-24: 9.3018e-05; 2024-25: 9.3018e-05; 2025-26: 9.3018e-05; 2026-27: 0.0017112; 2027-28: 0.00089786; 2028-29: 0.002321; 2029-30: 0.0012377; 2030-31: 0.0044438; 2031-32: 0.0044896; 2032-33: 0.002231; 2033-34: 0.00096425; 2034-35: 0.0048719; 2035-36: 0.0060504; 2036-37: 0.0060071; 2037-38: 0.0037316; 2038-39: 0.0072902; 2039-40: 0; 2040-41: 0; 2041-42: 0; 2042-43: 0; 2043-44: 0; 2044-45: 0; 2045-46: 0; 2046-47: 0; 2047-48: 0; 2048-49: 0; 2049-50: 0
47BL | Target headroom (All other components) | Input | Ml/d | 2 | 2019-20: 0.79456; 2020-21: 0.79456; 2021-22: 0.79456; 2022-23: 0.79456; 2023-24: 0.79456; 2024-25: 0.79456; 2025-26: 0.79456; 2026-27: 0.80569; 2027-28: 0.80436; 2028-29: 0.82326; 2029-30: 0.99084; 2030-31: 1.0174; 2031-32: 1.0706; 2032-33: 1.0816; 2033-34: 1.1054; 2034-35: 1.1649; 2035-36: 1.0328; 2036-37: 1.0982; 2037-38: 1.1547; 2038-39: 1.1842; 2039-40: 0.9387; 2040-41: 0.97263; 2041-42: 0.99795; 2042-43: 1.0263; 2043-44: 1.0663; 2044-45: 1.1461; 2045-46: 1.0229; 2046-47: 1.0069; 2047-48: 0.99968; 2048-49: 0.98936; 2049-50: 1.0035
48BL | Target Headroom | 46BL + 47BL | Ml/d | 2 | 2019-20: 0.79465; 2020-21: 0.79465; 2021-22: 0.79465; 2022-23: 0.79465; 2023-24: 0.79465; 2024-25: 0.79465; 2025-26: 0.79465; 2026-27: 0.8074; 2027-28: 0.80525; 2028-29: 0.82558; 2029-30: 0.99208; 2030-31: 1.0219; 2031-32: 1.0751; 2032-33: 1.0838; 2033-34: 1.1064; 2034-35: 1.1698; 2035-36: 1.0389; 2036-37: 1.1042; 2037-38: 1.1584; 2038-39: 1.1915; 2039-40: 0.9387; 2040-41: 0.97263; 2041-42: 0.99795; 2042-43: 1.0263; 2043-44: 1.0663; 2044-45: 1.1461; 2045-46: 1.0229; 2046-47: 1.0069; 2047-48: 0.99968; 2048-49: 0.98936; 2049-50: 1.0035
49BL | Available Headroom | 11BL - 45BL | Ml/d | 2 | 2019-20: 1.41; 2020-21: 1.29; 2021-22: 1.37; 2022-23: 1.42; 2023-24: 1.49; 2024-25: 1.55; 2025-26: 0.79; 2026-27: 0.82; 2027-28: 0.81; 2028-29: 0.83; 2029-30: 0.98; 2030-31: 1.03; 2031-32: 1.09; 2032-33: 1.08; 2033-34: 1.11; 2034-35: 1.17; 2035-36: 1.04; 2036-37: 1.1; 2037-38: 1.16; 2038-39: 1.19; 2039-40: 0.95; 2040-41: 0.98; 2041-42: 1; 2042-43: 1.02; 2043-44: 1.07; 2044-45: 1.15; 2045-46: 1.02; 2046-47: 1.02; 2047-48: 1; 2048-49: 0.98; 2049-50: 1
49.1BL | Available non-potable balance (if applicable) | 1.1BL -12.1BL | Ml/d | 2 | 2019-20: 0; 2020-21: 0; 2021-22: 0; 2022-23: 0; 2023-24: 0; 2024-25: 0; 2025-26: 0; 2026-27: 0; 2027-28: 0; 2028-29: 0; 2029-30: 0; 2030-31: 0; 2031-32: 0; 2032-33: 0; 2033-34: 0; 2034-35: 0; 2035-36: 0; 2036-37: 0; 2037-38: 0; 2038-39: 0; 2039-40: 0; 2040-41: 0; 2041-42: 0; 2042-43: 0; 2043-44: 0; 2044-45: 0; 2045-46: 0; 2046-47: 0; 2047-48: 0; 2048-49: 0; 2049-50: 0
50BL | Supply Demand Balance | 49BL - 48BL | Ml/d | 2 | 2019-20: 0.61535; 2020-21: 0.49535; 2021-22: 0.57535; 2022-23: 0.62535; 2023-24: 0.69535; 2024-25: 0.75535; 2025-26: -0.0046546; 2026-27: 0.012596; 2027-28: 0.0047463; 2028-29: 0.0044229; 2029-30: -0.012079; 2030-31: 0.0081401; 2031-32: 0.01491; 2032-33: -0.0038446; 2033-34: 0.0036175; 2034-35: 0.00021127; 2035-36: 0.0011499; 2036-37: -0.004216; 2037-38: 0.0015647; 2038-39: -0.0015284; 2039-40: 0.0113; 2040-41: 0.0073661; 2041-42: 0.0020522; 2042-43: -0.0062521; 2043-44: 0.003662; 2044-45: 0.0039475; 2045-46: -0.0029045; 2046-47: 0.013056; 2047-48: 0.00031742; 2048-49: -0.0093621; 2049-50: -0.003502
Table 3b: DYAA - Final plan Options | Back to top of sheet |  |  |  | 2019-20: 0.1
WRMP24 reference | Option type | Cat ID | Unit | Decimal places | 2019-20 | 2020-21 | 2021-22 | 2022-23 | 2023-24 | 2024-25 | 2025-26 | 2026-27 | 2027-28 | 2028-29 | 2029-30 | 2030-31 | 2031-32 | 2032-33 | 2033-34 | 2034-35 | 2035-36 | 2036-37 | 2037-38 | 2038-39 | 2039-40 | 2040-41 | 2041-42 | 2042-43 | 2043-44 | 2044-45 | 2045-46 | 2046-47 | 2047-48 | 2048-49 | 2049-50 | 2050-51 | 2051-52 | 2052-53 | 2053-54 | 2054-55 | 2055-56 | 2056-57 | 2057-58 | 2058-59 | 2059-60 | 2060-61 | 2061-62 | 2062-63 | 2063-64 | 2064-65 | 2065-66 | 2066-67 | 2067-68 | 2068-69 | 2069-70 | 2070-71 | 2071-72 | 2072-73 | 2073-74 | 2074-75 | 2075-76 | 2076-77 | 2077-78 | 2078-79 | 2079-80 | 2080-81 | 2081-82 | 2082-83 | 2083-84 | 2084-85 | 2085-86 | 2086-87 | 2087-88 | 2088-89 | 2089-90 | 2090-91 | 2091-92 | 2092-93 | 2093-94 | 2094-95 | 2095-96 | 2096-97 | 2097-98 | 2098-99 | 2099-100
1.11FP | Non potable supplies input reductions as -ve and increases as +ve | RSNPS | Ml/d | 2 | 0.1 2019-20: 0; 0.1 2020-21: 0; 0.1 2021-22: 0; 0.1 2022-23: 0; 0.1 2023-24: 0; 0.1 2024-25: 0; 0.1 2025-26: 0; 0.1 2026-27: 0; 0.1 2027-28: 0; 0.1 2028-29: 0; 0.1 2029-30: 0; 0.1 2030-31: 0; 0.1 2031-32: 0; 0.1 2032-33: 0; 0.1 2033-34: 0; 0.1 2034-35: 0; 0.1 2035-36: 0; 0.1 2036-37: 0; 0.1 2037-38: 0; 0.1 2038-39: 0; 0.1 2039-40: 0; 0.1 2040-41: 0; 0.1 2041-42: 0; 0.1 2042-43: 0; 0.1 2043-44: 0; 0.1 2044-45: 0; 0.1 2045-46: 0; 0.1 2046-47: 0; 0.1 2047-48: 0; 0.1 2048-49: 0; 0.1 2049-50: 0
2.1FP | Raw water imports input reductions as -ve | RSRWI | Ml/d | 2 | 0.1 2019-20: 0; 0.1 2020-21: 0; 0.1 2021-22: 0; 0.1 2022-23: 0; 0.1 2023-24: 0; 0.1 2024-25: 0; 0.1 2025-26: 0; 0.1 2026-27: 0; 0.1 2027-28: 0; 0.1 2028-29: 0; 0.1 2029-30: 0; 0.1 2030-31: 0; 0.1 2031-32: 0; 0.1 2032-33: 0; 0.1 2033-34: 0; 0.1 2034-35: 0; 0.1 2035-36: 0; 0.1 2036-37: 0; 0.1 2037-38: 0; 0.1 2038-39: 0; 0.1 2039-40: 0; 0.1 2040-41: 0; 0.1 2041-42: 0; 0.1 2042-43: 0; 0.1 2043-44: 0; 0.1 2044-45: 0; 0.1 2045-46: 0; 0.1 2046-47: 0; 0.1 2047-48: 0; 0.1 2048-49: 0; 0.1 2049-50: 0
3.1FP | Potable water imports input reductions as -ve | RSPWI | Ml/d | 2 | 0.1 2019-20: 0; 0.1 2020-21: 0; 0.1 2021-22: 0; 0.1 2022-23: 0; 0.1 2023-24: 0; 0.1 2024-25: 0; 0.1 2025-26: -16.17; 0.1 2026-27: -16.95; 0.1 2027-28: -16.57; 0.1 2028-29: -1.06; 0.1 2029-30: -1.5; 0.1 2030-31: -1.67; 0.1 2031-32: -2.19; 0.1 2032-33: -2.27; 0.1 2033-34: -2.36; 0.1 2034-35: -2.52; 0.1 2035-36: -2.64; 0.1 2036-37: -2.98; 0.1 2037-38: -3.15; 0.1 2038-39: -3.31; 0.1 2039-40: -3.49; 0.1 2040-41: -3.64; 0.1 2041-42: -3.8; 0.1 2042-43: -3.96; 0.1 2043-44: -4.12; 0.1 2044-45: -4.28; 0.1 2045-46: -4.5; 0.1 2046-47: -4.64; 0.1 2047-48: -4.74; 0.1 2048-49: -4.9; 0.1 2049-50: -5.01
4.1FP | Raw water exports input reductions as +ve and increases as -ve | RSRWE | Ml/d | 2 | 0.1 2019-20: 0; 0.1 2020-21: 0; 0.1 2021-22: 0; 0.1 2022-23: 0; 0.1 2023-24: 0; 0.1 2024-25: 0; 0.1 2025-26: 0; 0.1 2026-27: 0; 0.1 2027-28: 0; 0.1 2028-29: 0; 0.1 2029-30: 0; 0.1 2030-31: 0; 0.1 2031-32: 0; 0.1 2032-33: 0; 0.1 2033-34: 0; 0.1 2034-35: 0; 0.1 2035-36: 0; 0.1 2036-37: 0; 0.1 2037-38: 0; 0.1 2038-39: 0; 0.1 2039-40: 0; 0.1 2040-41: 0; 0.1 2041-42: 0; 0.1 2042-43: 0; 0.1 2043-44: 0; 0.1 2044-45: 0; 0.1 2045-46: 0; 0.1 2046-47: 0; 0.1 2047-48: 0; 0.1 2048-49: 0; 0.1 2049-50: 0
5.1FP | Potable water exports input reductions as +ve and increases as -ve | RSPWE | Ml/d | 2 | 0.1 2019-20: 0; 0.1 2020-21: 0; 0.1 2021-22: 0; 0.1 2022-23: 0; 0.1 2023-24: 0; 0.1 2024-25: 0; 0.1 2025-26: 15.6; 0.1 2026-27: 16.19; 0.1 2027-28: 15.67; 0.1 2028-29: 0; 0.1 2029-30: 0; 0.1 2030-31: 0; 0.1 2031-32: 0; 0.1 2032-33: 0; 0.1 2033-34: 0; 0.1 2034-35: 0; 0.1 2035-36: 0; 0.1 2036-37: 0; 0.1 2037-38: 0; 0.1 2038-39: 0; 0.1 2039-40: 0; 0.1 2040-41: 0; 0.1 2041-42: 0; 0.1 2042-43: 0; 0.1 2043-44: 0; 0.1 2044-45: 0; 0.1 2045-46: 0; 0.1 2046-47: 0; 0.1 2047-48: 0; 0.1 2048-49: 0; 0.1 2049-50: 0
6.2FP | DO benefit from increase raw water abstractions | RSRWA | Ml/d | 2 | 0.1 2019-20: 0; 0.1 2020-21: 0; 0.1 2021-22: 0; 0.1 2022-23: 0; 0.1 2023-24: 0; 0.1 2024-25: 0; 0.1 2025-26: 0; 0.1 2026-27: 0; 0.1 2027-28: 0; 0.1 2028-29: 0; 0.1 2029-30: 0; 0.1 2030-31: 0; 0.1 2031-32: 0; 0.1 2032-33: 0; 0.1 2033-34: 0; 0.1 2034-35: 0; 0.1 2035-36: 0; 0.1 2036-37: 0; 0.1 2037-38: 0; 0.1 2038-39: 0; 0.1 2039-40: 0; 0.1 2040-41: 0; 0.1 2041-42: 0; 0.1 2042-43: 0; 0.1 2043-44: 0; 0.1 2044-45: 0; 0.1 2045-46: 0; 0.1 2046-47: 0; 0.1 2047-48: 0; 0.1 2048-49: 0; 0.1 2049-50: 0
6.3FP | Other options to increase deployable output | RSIPO | Ml/d | 2 | 0.1 2019-20: 0; 0.1 2020-21: 0; 0.1 2021-22: 0; 0.1 2022-23: 0; 0.1 2023-24: 0; 0.1 2024-25: 0; 0.1 2025-26: 0; 0.1 2026-27: 0; 0.1 2027-28: 0; 0.1 2028-29: 0; 0.1 2029-30: 0; 0.1 2030-31: 0; 0.1 2031-32: 0; 0.1 2032-33: 0; 0.1 2033-34: 0; 0.1 2034-35: 0; 0.1 2035-36: 0; 0.1 2036-37: 0; 0.1 2037-38: 0; 0.1 2038-39: 0; 0.1 2039-40: 0; 0.1 2040-41: 0; 0.1 2041-42: 0; 0.1 2042-43: 0; 0.1 2043-44: 0; 0.1 2044-45: 0; 0.1 2045-46: 0; 0.1 2046-47: 0; 0.1 2047-48: 0; 0.1 2048-49: 0; 0.1 2049-50: 0
7.01FP | DO benefit from supply side drought measures | RSDPS | Ml/d | 2 | 0.1 2019-20: 0; 0.1 2020-21: 0; 0.1 2021-22: 0; 0.1 2022-23: 0; 0.1 2023-24: 0; 0.1 2024-25: 0; 0.1 2025-26: 0; 0.1 2026-27: 0; 0.1 2027-28: 0; 0.1 2028-29: 0; 0.1 2029-30: 0; 0.1 2030-31: 0; 0.1 2031-32: 0; 0.1 2032-33: 0; 0.1 2033-34: 0; 0.1 2034-35: 0; 0.1 2035-36: 0; 0.1 2036-37: 0; 0.1 2037-38: 0; 0.1 2038-39: 0; 0.1 2039-40: 0; 0.1 2040-41: 0; 0.1 2041-42: 0; 0.1 2042-43: 0; 0.1 2043-44: 0; 0.1 2044-45: 0; 0.1 2045-46: 0; 0.1 2046-47: 0; 0.1 2047-48: 0; 0.1 2048-49: 0; 0.1 2049-50: 0
7.02FP | Benefit from demand side drought measures | RSDPD | Ml/d | 2 | 0.1 2019-20: 0; 0.1 2020-21: 0; 0.1 2021-22: 0; 0.1 2022-23: 0; 0.1 2023-24: 0; 0.1 2024-25: 0; 0.1 2025-26: 0; 0.1 2026-27: 0; 0.1 2027-28: 0; 0.1 2028-29: 0; 0.1 2029-30: 0; 0.1 2030-31: 0; 0.1 2031-32: 0; 0.1 2032-33: 0; 0.1 2033-34: 0; 0.1 2034-35: 0; 0.1 2035-36: 0; 0.1 2036-37: 0; 0.1 2037-38: 0; 0.1 2038-39: 0; 0.1 2039-40: 0; 0.1 2040-41: 0; 0.1 2041-42: 0; 0.1 2042-43: 0; 0.1 2043-44: 0; 0.1 2044-45: 0; 0.1 2045-46: 0; 0.1 2046-47: 0; 0.1 2047-48: 0; 0.1 2048-49: 0; 0.1 2049-50: 0
8.1FP | Reduce raw water losses and operational use input as -ve | RSLOU | Ml/d | 2 | 0.1 2019-20: 0; 0.1 2020-21: 0; 0.1 2021-22: 0; 0.1 2022-23: 0; 0.1 2023-24: 0; 0.1 2024-25: 0; 0.1 2025-26: 0; 0.1 2026-27: 0; 0.1 2027-28: 0; 0.1 2028-29: 0; 0.1 2029-30: 0; 0.1 2030-31: 0; 0.1 2031-32: 0; 0.1 2032-33: 0; 0.1 2033-34: 0; 0.1 2034-35: 0; 0.1 2035-36: 0; 0.1 2036-37: 0; 0.1 2037-38: 0; 0.1 2038-39: 0; 0.1 2039-40: 0; 0.1 2040-41: 0; 0.1 2041-42: 0; 0.1 2042-43: 0; 0.1 2043-44: 0; 0.1 2044-45: 0; 0.1 2045-46: 0; 0.1 2046-47: 0; 0.1 2047-48: 0; 0.1 2048-49: 0; 0.1 2049-50: 0
8.2FP | Reduce treatment works losses input as -ve | PSTWL | Ml/d | 2 | 0.1 2019-20: 0; 0.1 2020-21: 0; 0.1 2021-22: 0; 0.1 2022-23: 0; 0.1 2023-24: 0; 0.1 2024-25: 0; 0.1 2025-26: 0; 0.1 2026-27: 0; 0.1 2027-28: 0; 0.1 2028-29: 0; 0.1 2029-30: 0; 0.1 2030-31: 0; 0.1 2031-32: 0; 0.1 2032-33: 0; 0.1 2033-34: 0; 0.1 2034-35: 0; 0.1 2035-36: 0; 0.1 2036-37: 0; 0.1 2037-38: 0; 0.1 2038-39: 0; 0.1 2039-40: 0; 0.1 2040-41: 0; 0.1 2041-42: 0; 0.1 2042-43: 0; 0.1 2043-44: 0; 0.1 2044-45: 0; 0.1 2045-46: 0; 0.1 2046-47: 0; 0.1 2047-48: 0; 0.1 2048-49: 0; 0.1 2049-50: 0
9.1FP | Reduce outages input as -ve | PSROU | Ml/d | 2 | 0.1 2019-20: 0; 0.1 2020-21: 0; 0.1 2021-22: 0; 0.1 2022-23: 0; 0.1 2023-24: 0; 0.1 2024-25: 0; 0.1 2025-26: 0; 0.1 2026-27: 0; 0.1 2027-28: 0; 0.1 2028-29: 0; 0.1 2029-30: 0; 0.1 2030-31: 0; 0.1 2031-32: 0; 0.1 2032-33: 0; 0.1 2033-34: 0; 0.1 2034-35: 0; 0.1 2035-36: 0; 0.1 2036-37: 0; 0.1 2037-38: 0; 0.1 2038-39: 0; 0.1 2039-40: 0; 0.1 2040-41: 0; 0.1 2041-42: 0; 0.1 2042-43: 0; 0.1 2043-44: 0; 0.1 2044-45: 0; 0.1 2045-46: 0; 0.1 2046-47: 0; 0.1 2047-48: 0; 0.1 2048-49: 0; 0.1 2049-50: 0
12.2FP | Change volume delivered to measured non households input reductions as -ve, line to include both measured non-household consumption and USPL options | CVMNH | Ml/d | 2 | 0.1 2019-20: 0; 0.1 2020-21: 0; 0.1 2021-22: 0; 0.1 2022-23: 0; 0.1 2023-24: 0; 0.1 2024-25: 0; 0.1 2025-26: -0.06; 0.1 2026-27: -0.11; 0.1 2027-28: -0.16; 0.1 2028-29: -0.21; 0.1 2029-30: -0.25; 0.1 2030-31: -0.29; 0.1 2031-32: -0.33; 0.1 2032-33: -0.38; 0.1 2033-34: -0.42; 0.1 2034-35: -0.46; 0.1 2035-36: -0.51; 0.1 2036-37: -0.55; 0.1 2037-38: -0.59; 0.1 2038-39: -0.64; 0.1 2039-40: -0.68; 0.1 2040-41: -0.72; 0.1 2041-42: -0.76; 0.1 2042-43: -0.81; 0.1 2043-44: -0.85; 0.1 2044-45: -0.89; 0.1 2045-46: -0.93; 0.1 2046-47: -0.98; 0.1 2047-48: -1.02; 0.1 2048-49: -1.06; 0.1 2049-50: -1.1
13.1FP | Change volume delivered to unmeasured non households input reductions as -ve, line to include both unmeasured non-household consumption and USPL options | CVUNH | Ml/d | 2 | 0.1 2019-20: 0; 0.1 2020-21: 0; 0.1 2021-22: 0; 0.1 2022-23: 0; 0.1 2023-24: 0; 0.1 2024-25: 0; 0.1 2025-26: 0; 0.1 2026-27: 0; 0.1 2027-28: 0; 0.1 2028-29: 0; 0.1 2029-30: 0; 0.1 2030-31: 0; 0.1 2031-32: 0; 0.1 2032-33: 0; 0.1 2033-34: 0; 0.1 2034-35: 0; 0.1 2035-36: 0; 0.1 2036-37: 0; 0.1 2037-38: 0; 0.1 2038-39: 0; 0.1 2039-40: 0; 0.1 2040-41: 0; 0.1 2041-42: 0; 0.1 2042-43: 0; 0.1 2043-44: 0; 0.1 2044-45: 0; 0.1 2045-46: 0; 0.1 2046-47: 0; 0.1 2047-48: 0; 0.1 2048-49: 0; 0.1 2049-50: 0
14.1FP | Change volume delivered to measured households input reductions as -ve, line to include both measured household consumption and USPL options | CVMHH | Ml/d | 2 | 0.1 2019-20: 0; 0.1 2020-21: 0; 0.1 2021-22: 0; 0.1 2022-23: 0; 0.1 2023-24: 0; 0.1 2024-25: 0; 0.1 2025-26: -0.51; 0.1 2026-27: -0.64; 0.1 2027-28: -0.73; 0.1 2028-29: -0.84; 0.1 2029-30: -0.96; 0.1 2030-31: -1.07; 0.1 2031-32: -1.18; 0.1 2032-33: -1.22; 0.1 2033-34: -1.27; 0.1 2034-35: -1.38; 0.1 2035-36: -1.48; 0.1 2036-37: -1.59; 0.1 2037-38: -1.7; 0.1 2038-39: -1.81; 0.1 2039-40: -1.92; 0.1 2040-41: -2.04; 0.1 2041-42: -2.15; 0.1 2042-43: -2.27; 0.1 2043-44: -2.38; 0.1 2044-45: -2.43; 0.1 2045-46: -2.48; 0.1 2046-47: -2.53; 0.1 2047-48: -2.58; 0.1 2048-49: -2.64; 0.1 2049-50: -2.69
15.1FP | Change volume delivered to unmeasured households input reductions as -ve, line to include both unmeasured household consumption and USPL options | CVUHH | Ml/d | 2 | 0.1 2019-20: 0; 0.1 2020-21: 0; 0.1 2021-22: 0; 0.1 2022-23: 0; 0.1 2023-24: 0; 0.1 2024-25: 0; 0.1 2025-26: 0; 0.1 2026-27: 0; 0.1 2027-28: 0; 0.1 2028-29: 0; 0.1 2029-30: 0; 0.1 2030-31: 0; 0.1 2031-32: 0; 0.1 2032-33: 0; 0.1 2033-34: 0; 0.1 2034-35: 0; 0.1 2035-36: 0; 0.1 2036-37: 0; 0.1 2037-38: 0; 0.1 2038-39: 0; 0.1 2039-40: 0; 0.1 2040-41: 0; 0.1 2041-42: 0; 0.1 2042-43: 0; 0.1 2043-44: 0; 0.1 2044-45: 0; 0.1 2045-46: 0; 0.1 2046-47: 0; 0.1 2047-48: 0; 0.1 2048-49: 0; 0.1 2049-50: 0
21.1FP | Options to reduce water taken unbilled input as -ve | CSWTU | Ml/d | 2 | 0.1 2019-20: 0; 0.1 2020-21: 0; 0.1 2021-22: 0; 0.1 2022-23: 0; 0.1 2023-24: 0; 0.1 2024-25: 0; 0.1 2025-26: 0; 0.1 2026-27: 0; 0.1 2027-28: 0; 0.1 2028-29: 0; 0.1 2029-30: 0; 0.1 2030-31: 0; 0.1 2031-32: 0; 0.1 2032-33: 0; 0.1 2033-34: 0; 0.1 2034-35: 0; 0.1 2035-36: 0; 0.1 2036-37: 0; 0.1 2037-38: 0; 0.1 2038-39: 0; 0.1 2039-40: 0; 0.1 2040-41: 0; 0.1 2041-42: 0; 0.1 2042-43: 0; 0.1 2043-44: 0; 0.1 2044-45: 0; 0.1 2045-46: 0; 0.1 2046-47: 0; 0.1 2047-48: 0; 0.1 2048-49: 0; 0.1 2049-50: 0
22.1FP | Reduce distribution system operational use (DSOU) input as -ve | DSDOU | Ml/d | 2 | 0.1 2019-20: 0; 0.1 2020-21: 0; 0.1 2021-22: 0; 0.1 2022-23: 0; 0.1 2023-24: 0; 0.1 2024-25: 0; 0.1 2025-26: 0; 0.1 2026-27: 0; 0.1 2027-28: 0; 0.1 2028-29: 0; 0.1 2029-30: 0; 0.1 2030-31: 0; 0.1 2031-32: 0; 0.1 2032-33: 0; 0.1 2033-34: 0; 0.1 2034-35: 0; 0.1 2035-36: 0; 0.1 2036-37: 0; 0.1 2037-38: 0; 0.1 2038-39: 0; 0.1 2039-40: 0; 0.1 2040-41: 0; 0.1 2041-42: 0; 0.1 2042-43: 0; 0.1 2043-44: 0; 0.1 2044-45: 0; 0.1 2045-46: 0; 0.1 2046-47: 0; 0.1 2047-48: 0; 0.1 2048-49: 0; 0.1 2049-50: 0
23.1FP | Options impacting on measured Non Household - USPL input reductions as -ve | CUMNH | Ml/d | 2 | 0.1 2019-20: 0; 0.1 2020-21: 0; 0.1 2021-22: 0; 0.1 2022-23: 0; 0.1 2023-24: 0; 0.1 2024-25: 0; 0.1 2025-26: 0; 0.1 2026-27: 0; 0.1 2027-28: 0; 0.1 2028-29: 0; 0.1 2029-30: 0; 0.1 2030-31: 0; 0.1 2031-32: 0; 0.1 2032-33: 0; 0.1 2033-34: -0.01; 0.1 2034-35: -0.01; 0.1 2035-36: -0.01; 0.1 2036-37: -0.01; 0.1 2037-38: -0.01; 0.1 2038-39: -0.01; 0.1 2039-40: -0.01; 0.1 2040-41: -0.01; 0.1 2041-42: -0.01; 0.1 2042-43: -0.01; 0.1 2043-44: -0.01; 0.1 2044-45: -0.01; 0.1 2045-46: -0.01; 0.1 2046-47: -0.01; 0.1 2047-48: -0.01; 0.1 2048-49: -0.01; 0.1 2049-50: -0.01
24.1FP | Options impacting on unmeasured Non Household - USPL input reductions as -ve | CUUNH | Ml/d | 2 | 0.1 2019-20: 0; 0.1 2020-21: 0; 0.1 2021-22: 0; 0.1 2022-23: 0; 0.1 2023-24: 0; 0.1 2024-25: 0; 0.1 2025-26: 0; 0.1 2026-27: 0; 0.1 2027-28: 0; 0.1 2028-29: 0; 0.1 2029-30: 0; 0.1 2030-31: 0; 0.1 2031-32: 0; 0.1 2032-33: 0; 0.1 2033-34: 0; 0.1 2034-35: 0; 0.1 2035-36: 0; 0.1 2036-37: 0; 0.1 2037-38: 0; 0.1 2038-39: 0; 0.1 2039-40: 0; 0.1 2040-41: 0; 0.1 2041-42: 0; 0.1 2042-43: 0; 0.1 2043-44: 0; 0.1 2044-45: 0; 0.1 2045-46: 0; 0.1 2046-47: 0; 0.1 2047-48: 0; 0.1 2048-49: 0; 0.1 2049-50: 0
25.1FP | Options impacting on measured Household - USPL input reductions as -ve | CUMHH | Ml/d | 2 | 0.1 2019-20: 0; 0.1 2020-21: 0; 0.1 2021-22: 0; 0.1 2022-23: 0; 0.1 2023-24: 0; 0.1 2024-25: 0; 0.1 2025-26: -0.07; 0.1 2026-27: -0.13; 0.1 2027-28: -0.15; 0.1 2028-29: -0.17; 0.1 2029-30: -0.19; 0.1 2030-31: -0.21; 0.1 2031-32: -0.23; 0.1 2032-33: -0.23; 0.1 2033-34: -0.23; 0.1 2034-35: -0.24; 0.1 2035-36: -0.24; 0.1 2036-37: -0.24; 0.1 2037-38: -0.24; 0.1 2038-39: -0.24; 0.1 2039-40: -0.24; 0.1 2040-41: -0.25; 0.1 2041-42: -0.25; 0.1 2042-43: -0.25; 0.1 2043-44: -0.25; 0.1 2044-45: -0.25; 0.1 2045-46: -0.25; 0.1 2046-47: -0.26; 0.1 2047-48: -0.26; 0.1 2048-49: -0.26; 0.1 2049-50: -0.26
26.1FP | Options impacting on unmeasured Household - USPL input reductions as -ve | CUUHH | Ml/d | 2 | 0.1 2019-20: 0; 0.1 2020-21: 0; 0.1 2021-22: 0; 0.1 2022-23: 0; 0.1 2023-24: 0; 0.1 2024-25: 0; 0.1 2025-26: 0; 0.1 2026-27: 0; 0.1 2027-28: 0; 0.1 2028-29: 0; 0.1 2029-30: 0; 0.1 2030-31: 0; 0.1 2031-32: 0; 0.1 2032-33: 0; 0.1 2033-34: 0; 0.1 2034-35: 0; 0.1 2035-36: 0; 0.1 2036-37: 0; 0.1 2037-38: 0; 0.1 2038-39: 0; 0.1 2039-40: 0; 0.1 2040-41: 0; 0.1 2041-42: 0; 0.1 2042-43: 0; 0.1 2043-44: 0; 0.1 2044-45: 0; 0.1 2045-46: 0; 0.1 2046-47: 0; 0.1 2047-48: 0; 0.1 2048-49: 0; 0.1 2049-50: 0
27.1FP | Options impacting on Void properties - USPL input reductions as -ve | CUVPP | Ml/d | 2 | 0.1 2019-20: 0; 0.1 2020-21: 0; 0.1 2021-22: 0; 0.1 2022-23: 0; 0.1 2023-24: 0; 0.1 2024-25: 0; 0.1 2025-26: 0; 0.1 2026-27: 0; 0.1 2027-28: 0; 0.1 2028-29: 0; 0.1 2029-30: 0; 0.1 2030-31: 0; 0.1 2031-32: 0; 0.1 2032-33: 0; 0.1 2033-34: 0; 0.1 2034-35: 0; 0.1 2035-36: 0; 0.1 2036-37: 0; 0.1 2037-38: 0; 0.1 2038-39: 0; 0.1 2039-40: 0; 0.1 2040-41: 0; 0.1 2041-42: 0; 0.1 2042-43: 0; 0.1 2043-44: 0; 0.1 2044-45: 0; 0.1 2045-46: 0; 0.1 2046-47: 0; 0.1 2047-48: 0; 0.1 2048-49: 0; 0.1 2049-50: 0
28.1FP | Reduce distribution losses input as -ve | DSRDL | Ml/d | 2 | 0.1 2019-20: 0; 0.1 2020-21: 0; 0.1 2021-22: 0; 0.1 2022-23: 0; 0.1 2023-24: 0; 0.1 2024-25: 0; 0.1 2025-26: 0; 0.1 2026-27: 0; 0.1 2027-28: -0.01; 0.1 2028-29: -0.01; 0.1 2029-30: -0.3; 0.1 2030-31: -0.3; 0.1 2031-32: -0.67; 0.1 2032-33: -0.67; 0.1 2033-34: -0.67; 0.1 2034-35: -0.68; 0.1 2035-36: -0.65; 0.1 2036-37: -0.84; 0.1 2037-38: -0.86; 0.1 2038-39: -0.86; 0.1 2039-40: -0.88; 0.1 2040-41: -0.87; 0.1 2041-42: -0.89; 0.1 2042-43: -0.89; 0.1 2043-44: -0.89; 0.1 2044-45: -0.96; 0.1 2045-46: -1.09; 0.1 2046-47: -1.12; 0.1 2047-48: -1.14; 0.1 2048-49: -1.21; 0.1 2049-50: -1.22
Table 3c: DYAA - Final plan | Back to top of sheet
WRMP24 reference | Component | Derivation | Unit | Decimal places | 2019-20 | 2020-21 | 2021-22 | 2022-23 | 2023-24 | 2024-25 | 2025-26 | 2026-27 | 2027-28 | 2028-29 | 2029-30 | 2030-31 | 2031-32 | 2032-33 | 2033-34 | 2034-35 | 2035-36 | 2036-37 | 2037-38 | 2038-39 | 2039-40 | 2040-41 | 2041-42 | 2042-43 | 2043-44 | 2044-45 | 2045-46 | 2046-47 | 2047-48 | 2048-49 | 2049-50 | 2050-51 | 2051-52 | 2052-53 | 2053-54 | 2054-55 | 2055-56 | 2056-57 | 2057-58 | 2058-59 | 2059-60 | 2060-61 | 2061-62 | 2062-63 | 2063-64 | 2064-65 | 2065-66 | 2066-67 | 2067-68 | 2068-69 | 2069-70 | 2070-71 | 2071-72 | 2072-73 | 2073-74 | 2074-75 | 2075-76 | 2076-77 | 2077-78 | 2078-79 | 2079-80 | 2080-81 | 2081-82 | 2082-83 | 2083-84 | 2084-85 | 2085-86 | 2086-87 | 2087-88 | 2088-89 | 2089-90 | 2090-91 | 2091-92 | 2092-93 | 2093-94 | 2094-95 | 2095-96 | 2096-97 | 2097-98 | 2098-99 | 2099-100
1FP | Raw water abstracted | Input | Ml/d | 2 | 2019-20: 0; 2020-21: 0; 2021-22: 0; 2022-23: 0; 2023-24: 0; 2024-25: 0; 2025-26: 0; 2026-27: 0; 2027-28: 0; 2028-29: 0; 2029-30: 0; 2030-31: 0; 2031-32: 0; 2032-33: 0; 2033-34: 0; 2034-35: 0; 2035-36: 0; 2036-37: 0; 2037-38: 0; 2038-39: 0; 2039-40: 0; 2040-41: 0; 2041-42: 0; 2042-43: 0; 2043-44: 0; 2044-45: 0; 2045-46: 0; 2046-47: 0; 2047-48: 0; 2048-49: 0; 2049-50: 0
1.1FP | Non-potable water supplies | 1.1BL + 1.11FP | Ml/d | 2 | 2019-20: 0; 2020-21: 0; 2021-22: 0; 2022-23: 0; 2023-24: 0; 2024-25: 0; 2025-26: 0; 2026-27: 0; 2027-28: 0; 2028-29: 0; 2029-30: 0; 2030-31: 0; 2031-32: 0; 2032-33: 0; 2033-34: 0; 2034-35: 0; 2035-36: 0; 2036-37: 0; 2037-38: 0; 2038-39: 0; 2039-40: 0; 2040-41: 0; 2041-42: 0; 2042-43: 0; 2043-44: 0; 2044-45: 0; 2045-46: 0; 2046-47: 0; 2047-48: 0; 2048-49: 0; 2049-50: 0
2FP | Raw water imported | 2BL + 2.1FP | Ml/d | 2 | 2019-20: 0; 2020-21: 0; 2021-22: 0; 2022-23: 0; 2023-24: 0; 2024-25: 0; 2025-26: 0; 2026-27: 0; 2027-28: 0; 2028-29: 0; 2029-30: 0; 2030-31: 0; 2031-32: 0; 2032-33: 0; 2033-34: 0; 2034-35: 0; 2035-36: 0; 2036-37: 0; 2037-38: 0; 2038-39: 0; 2039-40: 0; 2040-41: 0; 2041-42: 0; 2042-43: 0; 2043-44: 0; 2044-45: 0; 2045-46: 0; 2046-47: 0; 2047-48: 0; 2048-49: 0; 2049-50: 0
3FP | Potable water imported | 3BL + 3.1FP | Ml/d | 2 | 2019-20: 67.6; 2020-21: 67.44; 2021-22: 67.49; 2022-23: 67.53; 2023-24: 67.55; 2024-25: 67.56; 2025-26: 56.67; 2026-27: 55.93; 2027-28: 56.34; 2028-29: 71.87; 2029-30: 71.58; 2030-31: 71.46; 2031-32: 71.02; 2032-33: 70.95; 2033-34: 70.94; 2034-35: 70.88; 2035-36: 70.65; 2036-37: 70.37; 2037-38: 70.32; 2038-39: 70.26; 2039-40: 69.92; 2040-41: 69.86; 2041-42: 69.79; 2042-43: 69.73; 2043-44: 69.68; 2044-45: 69.68; 2045-46: 69.4; 2046-47: 69.34; 2047-48: 69.32; 2048-49: 69.25; 2049-50: 69.26
4FP | Raw water exported enter as -ve | 4BL + 4.1FP | Ml/d | 2 | 2019-20: 0; 2020-21: 0; 2021-22: 0; 2022-23: 0; 2023-24: 0; 2024-25: 0; 2025-26: 0; 2026-27: 0; 2027-28: 0; 2028-29: 0; 2029-30: 0; 2030-31: 0; 2031-32: 0; 2032-33: 0; 2033-34: 0; 2034-35: 0; 2035-36: 0; 2036-37: 0; 2037-38: 0; 2038-39: 0; 2039-40: 0; 2040-41: 0; 2041-42: 0; 2042-43: 0; 2043-44: 0; 2044-45: 0; 2045-46: 0; 2046-47: 0; 2047-48: 0; 2048-49: 0; 2049-50: 0
5FP | Potable water exported enter as -ve | 5BL + 5.1FP | Ml/d | 2 | 2019-20: -44; 2020-21: -44; 2021-22: -44; 2022-23: -44; 2023-24: -44; 2024-25: -44; 2025-26: -34.4; 2026-27: -33.81; 2027-28: -34.33; 2028-29: -50; 2029-30: -50; 2030-31: -50; 2031-32: -50; 2032-33: -50; 2033-34: -50; 2034-35: -50; 2035-36: -50; 2036-37: -50; 2037-38: -50; 2038-39: -50; 2039-40: -50; 2040-41: -50; 2041-42: -50; 2042-43: -50; 2043-44: -50; 2044-45: -50; 2045-46: -50; 2046-47: -50; 2047-48: -50; 2048-49: -50; 2049-50: -50
6.1FP | Deployable Output post forecast changes | 6.1BL + 6.2FP + 6.3FP +7.01FP +7.02FP | Ml/d | 2 | 2019-20: 0; 2020-21: 0; 2021-22: 0; 2022-23: 0; 2023-24: 0; 2024-25: 0; 2025-26: 0; 2026-27: 0; 2027-28: 0; 2028-29: 0; 2029-30: 0; 2030-31: 0; 2031-32: 0; 2032-33: 0; 2033-34: 0; 2034-35: 0; 2035-36: 0; 2036-37: 0; 2037-38: 0; 2038-39: 0; 2039-40: 0; 2040-41: 0; 2041-42: 0; 2042-43: 0; 2043-44: 0; 2044-45: 0; 2045-46: 0; 2046-47: 0; 2047-48: 0; 2048-49: 0; 2049-50: 0
8FP | Raw water losses, treatment works losses and operational use | 8BL + 8.1FP + 8.2FP | Ml/d | 2 | 2019-20: 0; 2020-21: 0; 2021-22: 0; 2022-23: 0; 2023-24: 0; 2024-25: 0; 2025-26: 0; 2026-27: 0; 2027-28: 0; 2028-29: 0; 2029-30: 0; 2030-31: 0; 2031-32: 0; 2032-33: 0; 2033-34: 0; 2034-35: 0; 2035-36: 0; 2036-37: 0; 2037-38: 0; 2038-39: 0; 2039-40: 0; 2040-41: 0; 2041-42: 0; 2042-43: 0; 2043-44: 0; 2044-45: 0; 2045-46: 0; 2046-47: 0; 2047-48: 0; 2048-49: 0; 2049-50: 0
9FP | Total Outage Allowance | 9BL + 9.1FP | Ml/d | 2 | 2019-20: 0; 2020-21: 0; 2021-22: 0; 2022-23: 0; 2023-24: 0; 2024-25: 0; 2025-26: 0; 2026-27: 0; 2027-28: 0; 2028-29: 0; 2029-30: 0; 2030-31: 0; 2031-32: 0; 2032-33: 0; 2033-34: 0; 2034-35: 0; 2035-36: 0; 2036-37: 0; 2037-38: 0; 2038-39: 0; 2039-40: 0; 2040-41: 0; 2041-42: 0; 2042-43: 0; 2043-44: 0; 2044-45: 0; 2045-46: 0; 2046-47: 0; 2047-48: 0; 2048-49: 0; 2049-50: 0
10FP | Water Available For Use (own sources) | (6.1FP) - (8FP + 9FP) | Ml/d | 2 | 2019-20: 0; 2020-21: 0; 2021-22: 0; 2022-23: 0; 2023-24: 0; 2024-25: 0; 2025-26: 0; 2026-27: 0; 2027-28: 0; 2028-29: 0; 2029-30: 0; 2030-31: 0; 2031-32: 0; 2032-33: 0; 2033-34: 0; 2034-35: 0; 2035-36: 0; 2036-37: 0; 2037-38: 0; 2038-39: 0; 2039-40: 0; 2040-41: 0; 2041-42: 0; 2042-43: 0; 2043-44: 0; 2044-45: 0; 2045-46: 0; 2046-47: 0; 2047-48: 0; 2048-49: 0; 2049-50: 0
11FP | Total Water Available For Use | 10FP + sum (2FP:5FP) | Ml/d | 2 | 2019-20: 23.6; 2020-21: 23.44; 2021-22: 23.49; 2022-23: 23.53; 2023-24: 23.55; 2024-25: 23.56; 2025-26: 22.27; 2026-27: 22.12; 2027-28: 22.01; 2028-29: 21.87; 2029-30: 21.58; 2030-31: 21.46; 2031-32: 21.02; 2032-33: 20.95; 2033-34: 20.94; 2034-35: 20.88; 2035-36: 20.65; 2036-37: 20.37; 2037-38: 20.32; 2038-39: 20.26; 2039-40: 19.92; 2040-41: 19.86; 2041-42: 19.79; 2042-43: 19.73; 2043-44: 19.68; 2044-45: 19.68; 2045-46: 19.4; 2046-47: 19.34; 2047-48: 19.32; 2048-49: 19.25; 2049-50: 19.26
12FP | Water delivered measured non-household | 12BL + 12.2FP | Ml/d | 2 | 2019-20: 6.19; 2020-21: 6.18; 2021-22: 6.19; 2022-23: 6.17; 2023-24: 6.15; 2024-25: 6.16; 2025-26: 6.12; 2026-27: 6.08; 2027-28: 6.05; 2028-29: 6.01; 2029-30: 5.98; 2030-31: 5.94; 2031-32: 5.9; 2032-33: 5.84; 2033-34: 5.82; 2034-35: 5.78; 2035-36: 5.73; 2036-37: 5.66; 2037-38: 5.61; 2038-39: 5.54; 2039-40: 5.5; 2040-41: 5.45; 2041-42: 5.4; 2042-43: 5.35; 2043-44: 5.3; 2044-45: 5.25; 2045-46: 5.2; 2046-47: 5.15; 2047-48: 5.11; 2048-49: 5.08; 2049-50: 5.04
12.1FP | Non-potable water consumption | Input | Ml/d | 2 | 2019-20: 0; 2020-21: 0; 2021-22: 0; 2022-23: 0; 2023-24: 0; 2024-25: 0; 2025-26: 0; 2026-27: 0; 2027-28: 0; 2028-29: 0; 2029-30: 0; 2030-31: 0; 2031-32: 0; 2032-33: 0; 2033-34: 0; 2034-35: 0; 2035-36: 0; 2036-37: 0; 2037-38: 0; 2038-39: 0; 2039-40: 0; 2040-41: 0; 2041-42: 0; 2042-43: 0; 2043-44: 0; 2044-45: 0; 2045-46: 0; 2046-47: 0; 2047-48: 0; 2048-49: 0; 2049-50: 0
13FP | Water delivered unmeasured non-household | 13BL + 13.1FP | Ml/d | 2 | 2019-20: 0.03; 2020-21: 0.03; 2021-22: 0.03; 2022-23: 0.03; 2023-24: 0.03; 2024-25: 0.03; 2025-26: 0.03; 2026-27: 0.03; 2027-28: 0.03; 2028-29: 0.03; 2029-30: 0.03; 2030-31: 0.03; 2031-32: 0.03; 2032-33: 0.03; 2033-34: 0.03; 2034-35: 0.03; 2035-36: 0.03; 2036-37: 0.03; 2037-38: 0.03; 2038-39: 0.03; 2039-40: 0.03; 2040-41: 0.03; 2041-42: 0.03; 2042-43: 0.03; 2043-44: 0.03; 2044-45: 0.03; 2045-46: 0.03; 2046-47: 0.03; 2047-48: 0.03; 2048-49: 0.03; 2049-50: 0.03
14FP | Water delivered measured household | 14BL + 14.1FP | Ml/d | 2 | 2019-20: 10.95; 2020-21: 11.06; 2021-22: 11.13; 2022-23: 11.27; 2023-24: 11.37; 2024-25: 11.44; 2025-26: 11.02; 2026-27: 10.97; 2027-28: 10.94; 2028-29: 10.88; 2029-30: 10.8; 2030-31: 10.75; 2031-32: 10.71; 2032-33: 10.74; 2033-34: 10.77; 2034-35: 10.74; 2035-36: 10.71; 2036-37: 10.67; 2037-38: 10.67; 2038-39: 10.68; 2039-40: 10.7; 2040-41: 10.69; 2041-42: 10.68; 2042-43: 10.67; 2043-44: 10.67; 2044-45: 10.73; 2045-46: 10.78; 2046-47: 10.84; 2047-48: 10.89; 2048-49: 10.95; 2049-50: 11
15FP | Water delivered unmeasured household | 15BL + 15.1FP | Ml/d | 2 | 2019-20: 1.91; 2020-21: 1.82; 2021-22: 1.75; 2022-23: 1.66; 2023-24: 1.58; 2024-25: 1.5; 2025-26: 1.43; 2026-27: 1.37; 2027-28: 1.31; 2028-29: 1.25; 2029-30: 1.19; 2030-31: 1.14; 2031-32: 1.09; 2032-33: 1.04; 2033-34: 1; 2034-35: 0.95; 2035-36: 0.91; 2036-37: 0.87; 2037-38: 0.83; 2038-39: 0.79; 2039-40: 0.75; 2040-41: 0.72; 2041-42: 0.68; 2042-43: 0.65; 2043-44: 0.62; 2044-45: 0.59; 2045-46: 0.57; 2046-47: 0.55; 2047-48: 0.54; 2048-49: 0.52; 2049-50: 0.52
16FP | Percentage of consumption driven by climate change | 16BL | % | 1 | 2019-20: 0%; 2020-21: 0%; 2021-22: 0%; 2022-23: 0.1%; 2023-24: 0.1%; 2024-25: 0.1%; 2025-26: 0.1%; 2026-27: 0.1%; 2027-28: 0.1%; 2028-29: 0.2%; 2029-30: 0.2%; 2030-31: 0.2%; 2031-32: 0.2%; 2032-33: 0.3%; 2033-34: 0.3%; 2034-35: 0.3%; 2035-36: 0.4%; 2036-37: 0.4%; 2037-38: 0.4%; 2038-39: 0.5%; 2039-40: 0.5%; 2040-41: 0.6%; 2041-42: 0.6%; 2042-43: 0.6%; 2043-44: 0.7%; 2044-45: 0.7%; 2045-46: 0.8%; 2046-47: 0.8%; 2047-48: 0.8%; 2048-49: 0.8%; 2049-50: 0.9%
17FP | Volume of consumption driven by climate change | 16FP * (12FP + sum(13FP:15FP) - sum (23FP:26FP)) | Ml/d | 2 | 2019-20: 0; 2020-21: 0; 2021-22: 0; 2022-23: 0.01852; 2023-24: 0.01852; 2024-25: 0.01852; 2025-26: 0.01806; 2026-27: 0.01797; 2027-28: 0.01787; 2028-29: 0.03546; 2029-30: 0.03516; 2030-31: 0.03492; 2031-32: 0.0347; 2032-33: 0.05181; 2033-34: 0.05175; 2034-35: 0.05142; 2035-36: 0.06808; 2036-37: 0.06748; 2037-38: 0.06708; 2038-39: 0.0834; 2039-40: 0.08305; 2040-41: 0.09918; 2041-42: 0.09858; 2042-43: 0.09804; 2043-44: 0.11382; 2044-45: 0.11361; 2045-46: 0.12968; 2046-47: 0.12976; 2047-48: 0.12968; 2048-49: 0.12976; 2049-50: 0.14607
18FP | Measured Household - PCC | ((14FP - 25FP) * 1,000,000) / (39FP * 1000) | l/h/d | 1 | 2019-20: 143.4102; 2020-21: 142.2772; 2021-22: 141.296; 2022-23: 140.2039; 2023-24: 139.1797; 2024-25: 138.1222; 2025-26: 132.1904; 2026-27: 130.9941; 2027-28: 129.8669; 2028-29: 128.4737; 2029-30: 126.9607; 2030-31: 125.6886; 2031-32: 124.7115; 2032-33: 124.3595; 2033-34: 123.8712; 2034-35: 122.8622; 2035-36: 121.6991; 2036-37: 120.5561; 2037-38: 119.7238; 2038-39: 119.0544; 2039-40: 118.2523; 2040-41: 117.3256; 2041-42: 116.2817; 2042-43: 115.1111; 2043-44: 114.1598; 2044-45: 113.7456; 2045-46: 113.4601; 2046-47: 113.3574; 2047-48: 112.8839; 2048-49: 112.6; 2049-50: 112.3241
19FP | Unmeasured Household - PCC | ((15FP - 26FP) * 1,000,000) / (40FP * 1000) | l/h/d | 1 | 2019-20: 151.5935; 2020-21: 151.0656; 2021-22: 151.5293; 2022-23: 150.1472; 2023-24: 150.3914; 2024-25: 150.2703; 2025-26: 149.0178; 2026-27: 149.6583; 2027-28: 148.74; 2028-29: 148.6417; 2029-30: 146.9606; 2030-31: 147.8588; 2031-32: 147.2518; 2032-33: 146.3861; 2033-34: 148.3727; 2034-35: 146.9115; 2035-36: 148.5754; 2036-37: 148.3516; 2037-38: 147.7927; 2038-39: 148.9233; 2039-40: 147.6793; 2040-41: 148.2629; 2041-42: 146.3415; 2042-43: 148.8894; 2043-44: 148.8324; 2044-45: 148.5683; 2045-46: 147.3041; 2046-47: 148.6564; 2047-48: 149.8678; 2048-49: 147.9915; 2049-50: 147.9915
20FP | Average Household - PCC | (((14FP - 25FP) + (15FP - 26FP)) * 1,000,000)/ ((39FP + 40FP) * 1,000) | l/h/d | 1 | 2019-20: 144.5284; 2020-21: 143.4168; 2021-22: 142.5641; 2022-23: 141.3646; 2023-24: 140.4163; 2024-25: 139.3905; 2025-26: 133.863; 2026-27: 132.7641; 2027-28: 131.5775; 2028-29: 130.224; 2029-30: 128.622; 2030-31: 127.4485; 2031-32: 126.42; 2032-33: 125.9526; 2033-34: 125.5612; 2034-35: 124.4431; 2035-36: 123.3825; 2036-37: 122.2136; 2037-38: 121.3164; 2038-39: 120.665; 2039-40: 119.7585; 2040-41: 118.8276; 2041-42: 117.6647; 2042-43: 116.5818; 2043-44: 115.5874; 2044-45: 115.0995; 2045-46: 114.7313; 2046-47: 114.6384; 2047-48: 114.1809; 2048-49: 113.7992; 2049-50: 113.5243
21FP | Water taken unbilled | 21BL + 21.1FP | Ml/d | 2 | 2019-20: 0.52; 2020-21: 0.52; 2021-22: 0.51; 2022-23: 0.52; 2023-24: 0.51; 2024-25: 0.51; 2025-26: 0.51; 2026-27: 0.49; 2027-28: 0.51; 2028-29: 0.51; 2029-30: 0.52; 2030-31: 0.51; 2031-32: 0.51; 2032-33: 0.52; 2033-34: 0.51; 2034-35: 0.52; 2035-36: 0.51; 2036-37: 0.51; 2037-38: 0.51; 2038-39: 0.52; 2039-40: 0.51; 2040-41: 0.5; 2041-42: 0.52; 2042-43: 0.52; 2043-44: 0.51; 2044-45: 0.52; 2045-46: 0.52; 2046-47: 0.51; 2047-48: 0.52; 2048-49: 0.52; 2049-50: 0.52
22FP | Distribution system operational use | 22BL + 22.1FP | Ml/d | 2 | 2019-20: 0.13; 2020-21: 0.13; 2021-22: 0.13; 2022-23: 0.13; 2023-24: 0.13; 2024-25: 0.13; 2025-26: 0.13; 2026-27: 0.13; 2027-28: 0.13; 2028-29: 0.13; 2029-30: 0.13; 2030-31: 0.13; 2031-32: 0.13; 2032-33: 0.13; 2033-34: 0.13; 2034-35: 0.13; 2035-36: 0.13; 2036-37: 0.13; 2037-38: 0.13; 2038-39: 0.13; 2039-40: 0.13; 2040-41: 0.13; 2041-42: 0.13; 2042-43: 0.13; 2043-44: 0.13; 2044-45: 0.13; 2045-46: 0.13; 2046-47: 0.13; 2047-48: 0.13; 2048-49: 0.13; 2049-50: 0.13
23FP | Measured Non Household - USPL | 23BL + 23.1FP | Ml/d | 2 | 2019-20: 0.02; 2020-21: 0.02; 2021-22: 0.02; 2022-23: 0.02; 2023-24: 0.02; 2024-25: 0.02; 2025-26: 0.02; 2026-27: 0.02; 2027-28: 0.02; 2028-29: 0.02; 2029-30: 0.02; 2030-31: 0.02; 2031-32: 0.02; 2032-33: 0.02; 2033-34: 0.01; 2034-35: 0.01; 2035-36: 0.01; 2036-37: 0.01; 2037-38: 0.01; 2038-39: 0.01; 2039-40: 0.01; 2040-41: 0.01; 2041-42: 0.01; 2042-43: 0.01; 2043-44: 0.01; 2044-45: 0.01; 2045-46: 0.01; 2046-47: 0.01; 2047-48: 0.01; 2048-49: 0.01; 2049-50: 0.01
24FP | Unmeasured Non Household - USPL | 24BL + 24.1FP | Ml/d | 2 | 2019-20: 0; 2020-21: 0; 2021-22: 0; 2022-23: 0; 2023-24: 0; 2024-25: 0; 2025-26: 0; 2026-27: 0; 2027-28: 0; 2028-29: 0; 2029-30: 0; 2030-31: 0; 2031-32: 0; 2032-33: 0; 2033-34: 0; 2034-35: 0; 2035-36: 0; 2036-37: 0; 2037-38: 0; 2038-39: 0; 2039-40: 0; 2040-41: 0; 2041-42: 0; 2042-43: 0; 2043-44: 0; 2044-45: 0; 2045-46: 0; 2046-47: 0; 2047-48: 0; 2048-49: 0; 2049-50: 0
25FP | Measured Household - USPL | 25BL + 25.1FP | Ml/d | 2 | 2019-20: 0.43; 2020-21: 0.44; 2021-22: 0.45; 2022-23: 0.46; 2023-24: 0.47; 2024-25: 0.48; 2025-26: 0.41; 2026-27: 0.36; 2027-28: 0.34; 2028-29: 0.33; 2029-30: 0.31; 2030-31: 0.3; 2031-32: 0.28; 2032-33: 0.28; 2033-34: 0.29; 2034-35: 0.28; 2035-36: 0.29; 2036-37: 0.29; 2037-38: 0.3; 2038-39: 0.3; 2039-40: 0.31; 2040-41: 0.3; 2041-42: 0.3; 2042-43: 0.31; 2043-44: 0.31; 2044-45: 0.32; 2045-46: 0.32; 2046-47: 0.31; 2047-48: 0.32; 2048-49: 0.32; 2049-50: 0.32
26FP | Unmeasured Household - USPL | 26BL + 26.1BL | Ml/d | 2 | 2019-20: 0.15; 2020-21: 0.14; 2021-22: 0.13; 2022-23: 0.13; 2023-24: 0.12; 2024-25: 0.11; 2025-26: 0.11; 2026-27: 0.1; 2027-28: 0.1; 2028-29: 0.09; 2029-30: 0.09; 2030-31: 0.08; 2031-32: 0.08; 2032-33: 0.08; 2033-34: 0.07; 2034-35: 0.07; 2035-36: 0.06; 2036-37: 0.06; 2037-38: 0.06; 2038-39: 0.05; 2039-40: 0.05; 2040-41: 0.05; 2041-42: 0.05; 2042-43: 0.04; 2043-44: 0.04; 2044-45: 0.04; 2045-46: 0.04; 2046-47: 0.03; 2047-48: 0.03; 2048-49: 0.03; 2049-50: 0.03
27FP | Void Properties - USPL | 27BL + 27.1FP | Ml/d | 2 | 2019-20: 0.04; 2020-21: 0.04; 2021-22: 0.04; 2022-23: 0.04; 2023-24: 0.04; 2024-25: 0.04; 2025-26: 0.04; 2026-27: 0.04; 2027-28: 0.04; 2028-29: 0.04; 2029-30: 0.04; 2030-31: 0.04; 2031-32: 0.04; 2032-33: 0.04; 2033-34: 0.04; 2034-35: 0.04; 2035-36: 0.04; 2036-37: 0.04; 2037-38: 0.04; 2038-39: 0.04; 2039-40: 0.04; 2040-41: 0.04; 2041-42: 0.04; 2042-43: 0.04; 2043-44: 0.04; 2044-45: 0.04; 2045-46: 0.04; 2046-47: 0.04; 2047-48: 0.04; 2048-49: 0.04; 2049-50: 0.04
28FP | Distribution losses | 28BL + 28.1FP | Ml/d | 2 | 2019-20: 2.42; 2020-21: 2.37; 2021-22: 2.34; 2022-23: 2.29; 2023-24: 2.25; 2024-25: 2.2; 2025-26: 2.2; 2026-27: 2.2; 2027-28: 2.19; 2028-29: 2.19; 2029-30: 1.9; 2030-31: 1.9; 2031-32: 1.53; 2032-33: 1.53; 2033-34: 1.53; 2034-35: 1.52; 2035-36: 1.55; 2036-37: 1.36; 2037-38: 1.34; 2038-39: 1.34; 2039-40: 1.32; 2040-41: 1.33; 2041-42: 1.31; 2042-43: 1.31; 2043-44: 1.31; 2044-45: 1.24; 2045-46: 1.11; 2046-47: 1.08; 2047-48: 1.06; 2048-49: 0.99; 2049-50: 0.98
29FP | Total Leakage | sum (23FP:28FP) | Ml/d | 2 | 2019-20: 3.06; 2020-21: 3.01; 2021-22: 2.98; 2022-23: 2.94; 2023-24: 2.9; 2024-25: 2.85; 2025-26: 2.78; 2026-27: 2.72; 2027-28: 2.69; 2028-29: 2.67; 2029-30: 2.36; 2030-31: 2.34; 2031-32: 1.95; 2032-33: 1.95; 2033-34: 1.94; 2034-35: 1.92; 2035-36: 1.95; 2036-37: 1.76; 2037-38: 1.75; 2038-39: 1.74; 2039-40: 1.73; 2040-41: 1.73; 2041-42: 1.71; 2042-43: 1.71; 2043-44: 1.71; 2044-45: 1.65; 2045-46: 1.52; 2046-47: 1.47; 2047-48: 1.46; 2048-49: 1.39; 2049-50: 1.38
30FP | Leakage/property | (29FP * 1,000,000) / (36FP * 1,000) | l/prop/d | 2 | 2019-20: 81.2814; 2020-21: 78.3283; 2021-22: 76.1428; 2022-23: 73.9325; 2023-24: 71.9799; 2024-25: 69.9696; 2025-26: 67.5774; 2026-27: 65.6149; 2027-28: 64.5363; 2028-29: 63.8649; 2029-30: 56.2735; 2030-31: 55.5463; 2031-32: 46.0536; 2032-33: 45.8015; 2033-34: 45.3176; 2034-35: 44.6003; 2035-36: 45.045; 2036-37: 40.4282; 2037-38: 39.9717; 2038-39: 39.514; 2039-40: 39.059; 2040-41: 38.8328; 2041-42: 38.1594; 2042-43: 37.9351; 2043-44: 37.7092; 2044-45: 36.1691; 2045-46: 33.1227; 2046-47: 31.8416; 2047-48: 31.435; 2048-49: 29.7441; 2049-50: 29.3492
31FP | Measured Non Household - properties | Input | 000's | 2 | 2019-20: 2.651; 2020-21: 2.679; 2021-22: 2.703; 2022-23: 2.733; 2023-24: 2.762; 2024-25: 2.786; 2025-26: 2.809; 2026-27: 2.832; 2027-28: 2.854; 2028-29: 2.874; 2029-30: 2.893; 2030-31: 2.912; 2031-32: 2.925; 2032-33: 2.935; 2033-34: 2.946; 2034-35: 2.955; 2035-36: 2.965; 2036-37: 2.975; 2037-38: 2.984; 2038-39: 2.992; 2039-40: 3; 2040-41: 3.008; 2041-42: 3.015; 2042-43: 3.021; 2043-44: 3.027; 2044-45: 3.033; 2045-46: 3.038; 2046-47: 3.042; 2047-48: 3.046; 2048-49: 3.05; 2049-50: 3.053
32FP | Unmeasured Non Household - properties | Input | 000's | 2 | 2019-20: 0.011; 2020-21: 0.011; 2021-22: 0.011; 2022-23: 0.011; 2023-24: 0.011; 2024-25: 0.011; 2025-26: 0.011; 2026-27: 0.011; 2027-28: 0.011; 2028-29: 0.012; 2029-30: 0.012; 2030-31: 0.012; 2031-32: 0.012; 2032-33: 0.012; 2033-34: 0.012; 2034-35: 0.012; 2035-36: 0.012; 2036-37: 0.012; 2037-38: 0.012; 2038-39: 0.012; 2039-40: 0.012; 2040-41: 0.012; 2041-42: 0.012; 2042-43: 0.012; 2043-44: 0.012; 2044-45: 0.012; 2045-46: 0.012; 2046-47: 0.012; 2047-48: 0.012; 2048-49: 0.012; 2049-50: 0.012
33FP | All void non-households - properties | Input | 000's | 2 | 2019-20: 0; 2020-21: 0; 2021-22: 0; 2022-23: 0; 2023-24: 0; 2024-25: 0; 2025-26: 0; 2026-27: 0; 2027-28: 0; 2028-29: 0; 2029-30: 0; 2030-31: 0; 2031-32: 0; 2032-33: 0; 2033-34: 0; 2034-35: 0; 2035-36: 0; 2036-37: 0; 2037-38: 0; 2038-39: 0; 2039-40: 0; 2040-41: 0; 2041-42: 0; 2042-43: 0; 2043-44: 0; 2044-45: 0; 2045-46: 0; 2046-47: 0; 2047-48: 0; 2048-49: 0; 2049-50: 0
34FP | Measured households - properties (excl. void) | Year before + sum (34.1BL:34.6BL) | 000's | 2 | 2019-20: 31.033; 2020-21: 31.93; 2021-22: 32.744; 2022-23: 33.49; 2023-24: 34.127; 2024-25: 34.682; 2025-26: 35.182; 2026-27: 35.586; 2027-28: 35.899; 2028-29: 36.106; 2029-30: 36.316; 2030-31: 36.583; 2031-32: 36.876; 2032-33: 37.188; 2033-34: 37.496; 2034-35: 37.808; 2035-36: 38.117; 2036-37: 38.426; 2037-38: 38.737; 2038-39: 39.051; 2039-40: 39.367; 2040-41: 39.682; 2041-42: 39.998; 2042-43: 40.316; 2043-44: 40.635; 2044-45: 40.955; 2045-46: 41.248; 2046-47: 41.544; 2047-48: 41.844; 2048-49: 42.148; 2049-50: 42.428
34.1FP | New build properties - properties | Input (new builds in each year) | 000's | 2 | 2019-20: 0.8; 2020-21: 0.716; 2021-22: 0.645; 2022-23: 0.59; 2023-24: 0.487; 2024-25: 0.412; 2025-26: 0.378; 2026-27: 0.287; 2027-28: 0.2; 2028-29: 0.099; 2029-30: 0.105; 2030-31: 0.167; 2031-32: 0.196; 2032-33: 0.219; 2033-34: 0.218; 2034-35: 0.225; 2035-36: 0.225; 2036-37: 0.228; 2037-38: 0.234; 2038-39: 0.241; 2039-40: 0.245; 2040-41: 0.247; 2041-42: 0.25; 2042-43: 0.255; 2043-44: 0.258; 2044-45: 0.261; 2045-46: 0.262; 2046-47: 0.266; 2047-48: 0.271; 2048-49: 0.277; 2049-50: 0.28
34.2FP | Meter optants - properties | Input (meter optants in each year) | 000's | 2 | 2019-20: 0.095; 2020-21: 0.091; 2021-22: 0.083; 2022-23: 0.073; 2023-24: 0.07; 2024-25: 0.067; 2025-26: 0.049; 2026-27: 0.047; 2027-28: 0.046; 2028-29: 0.044; 2029-30: 0.043; 2030-31: 0.041; 2031-32: 0.04; 2032-33: 0.038; 2033-34: 0.037; 2034-35: 0.036; 2035-36: 0.035; 2036-37: 0.034; 2037-38: 0.032; 2038-39: 0.031; 2039-40: 0.03; 2040-41: 0.029; 2041-42: 0.028; 2042-43: 0.027; 2043-44: 0.026; 2044-45: 0.026; 2045-46: 0; 2046-47: 0; 2047-48: 0; 2048-49: 0; 2049-50: 0
34.3FP | Compulsory metering - properties | Input (compulsory meters in each year) | 000's | 2 | 2019-20: 0; 2020-21: 0; 2021-22: 0; 2022-23: 0; 2023-24: 0; 2024-25: 0; 2025-26: 0; 2026-27: 0; 2027-28: 0; 2028-29: 0; 2029-30: 0; 2030-31: 0; 2031-32: 0; 2032-33: 0; 2033-34: 0; 2034-35: 0; 2035-36: 0; 2036-37: 0; 2037-38: 0; 2038-39: 0; 2039-40: 0; 2040-41: 0; 2041-42: 0; 2042-43: 0; 2043-44: 0; 2044-45: 0; 2045-46: 0; 2046-47: 0; 2047-48: 0; 2048-49: 0; 2049-50: 0
34.4FP | Metering on change of occupancy - properties | Input (change of occupancy meters in each year) | 000's | 2 | 2019-20: 0.089; 2020-21: 0.086; 2021-22: 0.083; 2022-23: 0.08; 2023-24: 0.077; 2024-25: 0.074; 2025-26: 0.071; 2026-27: 0.068; 2027-28: 0.065; 2028-29: 0.062; 2029-30: 0.06; 2030-31: 0.057; 2031-32: 0.055; 2032-33: 0.053; 2033-34: 0.051; 2034-35: 0.049; 2035-36: 0.047; 2036-37: 0.045; 2037-38: 0.043; 2038-39: 0.041; 2039-40: 0.04; 2040-41: 0.038; 2041-42: 0.037; 2042-43: 0.035; 2043-44: 0.034; 2044-45: 0.032; 2045-46: 0.031; 2046-47: 0.03; 2047-48: 0.029; 2048-49: 0.027; 2049-50: 0
34.5FP | Selective metering - properties | Input (selective meters in each year) | 000's | 2 | 2019-20: 0.004; 2020-21: 0.004; 2021-22: 0.003; 2022-23: 0.003; 2023-24: 0.003; 2024-25: 0.002; 2025-26: 0.002; 2026-27: 0.002; 2027-28: 0.002; 2028-29: 0.002; 2029-30: 0.002; 2030-31: 0.002; 2031-32: 0.002; 2032-33: 0.002; 2033-34: 0.002; 2034-35: 0.002; 2035-36: 0.002; 2036-37: 0.002; 2037-38: 0.002; 2038-39: 0.001; 2039-40: 0.001; 2040-41: 0.001; 2041-42: 0.001; 2042-43: 0.001; 2043-44: 0.001; 2044-45: 0.001; 2045-46: 0; 2046-47: 0; 2047-48: 0; 2048-49: 0; 2049-50: 0
34.6FP | Other changes to existing metering - properties | Input (other changes to meters in each year) | 000's | 2 | 2019-20: 0; 2020-21: 0; 2021-22: 0; 2022-23: 0; 2023-24: 0; 2024-25: 0; 2025-26: 0; 2026-27: 0; 2027-28: 0; 2028-29: 0; 2029-30: 0; 2030-31: 0; 2031-32: 0; 2032-33: 0; 2033-34: 0; 2034-35: 0; 2035-36: 0; 2036-37: 0; 2037-38: 0; 2038-39: 0; 2039-40: 0; 2040-41: 0; 2041-42: 0; 2042-43: 0; 2043-44: 0; 2044-45: 0; 2045-46: 0; 2046-47: 0; 2047-48: 0; 2048-49: 0; 2049-50: 0
34.7FP | Measured household void properties | Input | 000's | 2 | 2019-20: 0.568; 2020-21: 0.578; 2021-22: 0.586; 2022-23: 0.597; 2023-24: 0.606; 2024-25: 0.615; 2025-26: 0.623; 2026-27: 0.631; 2027-28: 0.638; 2028-29: 0.645; 2029-30: 0.653; 2030-31: 0.659; 2031-32: 0.666; 2032-33: 0.672; 2033-34: 0.679; 2034-35: 0.685; 2035-36: 0.692; 2036-37: 0.698; 2037-38: 0.704; 2038-39: 0.711; 2039-40: 0.717; 2040-41: 0.723; 2041-42: 0.729; 2042-43: 0.735; 2043-44: 0.742; 2044-45: 0.748; 2045-46: 0.753; 2046-47: 0.759; 2047-48: 0.764; 2048-49: 0.77; 2049-50: 0.775
35FP | Unmeasured households - properties (excl. void) | Input | 000's | 2 | 2019-20: 3.323; 2020-21: 3.172; 2021-22: 3.038; 2022-23: 2.883; 2023-24: 2.734; 2024-25: 2.591; 2025-26: 2.469; 2026-27: 2.352; 2027-28: 2.24; 2028-29: 2.131; 2029-30: 2.027; 2030-31: 1.926; 2031-32: 1.829; 2032-33: 1.736; 2033-34: 1.646; 2034-35: 1.56; 2035-36: 1.477; 2036-37: 1.397; 2037-38: 1.32; 2038-39: 1.246; 2039-40: 1.174; 2040-41: 1.105; 2041-42: 1.039; 2042-43: 0.975; 2043-44: 0.914; 2044-45: 0.855; 2045-46: 0.824; 2046-47: 0.794; 2047-48: 0.765; 2048-49: 0.738; 2049-50: 0.738
35.1FP | Unmeasured household void properties | Input | 000's | 2 | 2019-20: 0.061; 2020-21: 0.058; 2021-22: 0.055; 2022-23: 0.052; 2023-24: 0.049; 2024-25: 0.047; 2025-26: 0.044; 2026-27: 0.042; 2027-28: 0.04; 2028-29: 0.039; 2029-30: 0.037; 2030-31: 0.035; 2031-32: 0.034; 2032-33: 0.032; 2033-34: 0.03; 2034-35: 0.029; 2035-36: 0.027; 2036-37: 0.026; 2037-38: 0.024; 2038-39: 0.023; 2039-40: 0.022; 2040-41: 0.02; 2041-42: 0.019; 2042-43: 0.018; 2043-44: 0.017; 2044-45: 0.016; 2045-46: 0.015; 2046-47: 0.015; 2047-48: 0.014; 2048-49: 0.014; 2049-50: 0.014
36FP | Total Resource Zone Properties (incl. voids) | sum (31FP:34FP) + 34.7FP + 35BL + 35.1BL | 000's | 2 | 2019-20: 37.647; 2020-21: 38.428; 2021-22: 39.137; 2022-23: 39.766; 2023-24: 40.289; 2024-25: 40.732; 2025-26: 41.138; 2026-27: 41.454; 2027-28: 41.682; 2028-29: 41.807; 2029-30: 41.938; 2030-31: 42.127; 2031-32: 42.342; 2032-33: 42.575; 2033-34: 42.809; 2034-35: 43.049; 2035-36: 43.29; 2036-37: 43.534; 2037-38: 43.781; 2038-39: 44.035; 2039-40: 44.292; 2040-41: 44.55; 2041-42: 44.812; 2042-43: 45.077; 2043-44: 45.347; 2044-45: 45.619; 2045-46: 45.89; 2046-47: 46.166; 2047-48: 46.445; 2048-49: 46.732; 2049-50: 47.02
37FP | Measured Non Household - Population | Input | 000's | 2 | 2019-20: 1.475; 2020-21: 1.488; 2021-22: 1.497; 2022-23: 1.511; 2023-24: 1.525; 2024-25: 1.534; 2025-26: 1.543; 2026-27: 1.562; 2027-28: 1.579; 2028-29: 1.602; 2029-30: 1.617; 2030-31: 1.633; 2031-32: 1.667; 2032-33: 1.69; 2033-34: 1.71; 2034-35: 1.722; 2035-36: 1.733; 2036-37: 1.742; 2037-38: 1.753; 2038-39: 1.766; 2039-40: 1.776; 2040-41: 1.79; 2041-42: 1.804; 2042-43: 1.822; 2043-44: 1.841; 2044-45: 1.86; 2045-46: 1.882; 2046-47: 1.905; 2047-48: 1.928; 2048-49: 1.952; 2049-50: 1.973
38FP | Unmeasured Non Household - Population | Input | 000's | 2 | 2019-20: 0.006; 2020-21: 0.006; 2021-22: 0.006; 2022-23: 0.006; 2023-24: 0.006; 2024-25: 0.006; 2025-26: 0.006; 2026-27: 0.006; 2027-28: 0.006; 2028-29: 0.006; 2029-30: 0.006; 2030-31: 0.007; 2031-32: 0.007; 2032-33: 0.007; 2033-34: 0.007; 2034-35: 0.007; 2035-36: 0.007; 2036-37: 0.007; 2037-38: 0.007; 2038-39: 0.007; 2039-40: 0.007; 2040-41: 0.007; 2041-42: 0.007; 2042-43: 0.007; 2043-44: 0.007; 2044-45: 0.007; 2045-46: 0.008; 2046-47: 0.008; 2047-48: 0.008; 2048-49: 0.008; 2049-50: 0.008
39FP | Measured Household - Population | Input | 000's | 2 | 2019-20: 73.356; 2020-21: 74.643; 2021-22: 75.586; 2022-23: 77.102; 2023-24: 78.316; 2024-25: 79.35; 2025-26: 80.263; 2026-27: 80.996; 2027-28: 81.622; 2028-29: 82.118; 2029-30: 82.624; 2030-31: 83.142; 2031-32: 83.633; 2032-33: 84.111; 2033-34: 84.604; 2034-35: 85.136; 2035-36: 85.621; 2036-37: 86.101; 2037-38: 86.616; 2038-39: 87.187; 2039-40: 87.863; 2040-41: 88.557; 2041-42: 89.266; 2042-43: 90; 2043-44: 90.75; 2044-45: 91.52; 2045-46: 92.191; 2046-47: 92.892; 2047-48: 93.636; 2048-49: 94.405; 2049-50: 95.082
40FP | Unmeasured Household - Population | Input | 000's | 2 | 2019-20: 11.61; 2020-21: 11.121; 2021-22: 10.691; 2022-23: 10.19; 2023-24: 9.708; 2024-25: 9.25; 2025-26: 8.858; 2026-27: 8.486; 2027-28: 8.135; 2028-29: 7.804; 2029-30: 7.485; 2030-31: 7.169; 2031-32: 6.859; 2032-33: 6.558; 2033-34: 6.268; 2034-35: 5.99; 2035-36: 5.721; 2036-37: 5.46; 2037-38: 5.21; 2038-39: 4.969; 2039-40: 4.74; 2040-41: 4.519; 2041-42: 4.305; 2042-43: 4.097; 2043-44: 3.897; 2044-45: 3.702; 2045-46: 3.598; 2046-47: 3.498; 2047-48: 3.403; 2048-49: 3.311; 2049-50: 3.311
41FP | Total Resource Zone Population | sum (37FP:40FP) | 000's | 2 | 2019-20: 86.447; 2020-21: 87.258; 2021-22: 87.78; 2022-23: 88.809; 2023-24: 89.555; 2024-25: 90.14; 2025-26: 90.67; 2026-27: 91.05; 2027-28: 91.342; 2028-29: 91.53; 2029-30: 91.732; 2030-31: 91.951; 2031-32: 92.166; 2032-33: 92.366; 2033-34: 92.589; 2034-35: 92.855; 2035-36: 93.082; 2036-37: 93.31; 2037-38: 93.586; 2038-39: 93.929; 2039-40: 94.386; 2040-41: 94.873; 2041-42: 95.382; 2042-43: 95.926; 2043-44: 96.495; 2044-45: 97.089; 2045-46: 97.679; 2046-47: 98.303; 2047-48: 98.975; 2048-49: 99.676; 2049-50: 100.374
42FP | Average household occupancy rate (excl. voids) | (39FP + 40FP) / (34FP + 35FP) | h/prop | 1 | 2019-20: 2.4731; 2020-21: 2.4433; 2021-22: 2.4112; 2022-23: 2.3999; 2023-24: 2.388; 2024-25: 2.3771; 2025-26: 2.367; 2026-27: 2.3586; 2027-28: 2.3534; 2028-29: 2.3517; 2029-30: 2.3501; 2030-31: 2.3452; 2031-32: 2.338; 2032-33: 2.3294; 2033-34: 2.3216; 2034-35: 2.3147; 2035-36: 2.307; 2036-37: 2.2992; 2037-38: 2.2924; 2038-39: 2.2869; 2039-40: 2.2842; 2040-41: 2.282; 2041-42: 2.2802; 2042-43: 2.2789; 2043-44: 2.278; 2044-45: 2.2775; 2045-46: 2.2768; 2046-47: 2.2767; 2047-48: 2.2774; 2048-49: 2.2785; 2049-50: 2.2794
43FP | Total Household Metering penetration (excl. voids) | 34FP / (34FP + 35FP) | % | 1 | 2019-20: 90.33%; 2020-21: 90.96%; 2021-22: 91.51%; 2022-23: 92.07%; 2023-24: 92.58%; 2024-25: 93.05%; 2025-26: 93.44%; 2026-27: 93.8%; 2027-28: 94.13%; 2028-29: 94.43%; 2029-30: 94.71%; 2030-31: 95%; 2031-32: 95.27%; 2032-33: 95.54%; 2033-34: 95.79%; 2034-35: 96.04%; 2035-36: 96.27%; 2036-37: 96.49%; 2037-38: 96.7%; 2038-39: 96.91%; 2039-40: 97.1%; 2040-41: 97.29%; 2041-42: 97.47%; 2042-43: 97.64%; 2043-44: 97.8%; 2044-45: 97.96%; 2045-46: 98.04%; 2046-47: 98.12%; 2047-48: 98.2%; 2048-49: 98.28%; 2049-50: 98.29%
44FP | Total Household Metering penetration (incl. voids) | (34FP) / (34FP + 34.7FP + 35FP + 35.1FP) | % | 1 | 2019-20: 88.7%; 2020-21: 89.34%; 2021-22: 89.9%; 2022-23: 90.46%; 2023-24: 90.97%; 2024-25: 91.42%; 2025-26: 91.82%; 2026-27: 92.17%; 2027-28: 92.48%; 2028-29: 92.77%; 2029-30: 93.04%; 2030-31: 93.32%; 2031-32: 93.58%; 2032-33: 93.84%; 2033-34: 94.09%; 2034-35: 94.33%; 2035-36: 94.55%; 2036-37: 94.77%; 2037-38: 94.98%; 2038-39: 95.17%; 2039-40: 95.37%; 2040-41: 95.55%; 2041-42: 95.72%; 2042-43: 95.89%; 2043-44: 96.05%; 2044-45: 96.2%; 2045-46: 96.28%; 2046-47: 96.36%; 2047-48: 96.44%; 2048-49: 96.51%; 2049-50: 96.53%
45FP | Distribution input | sum (12FP:15FP) + 21FP + 22FP + 27FP + 28FP | Ml/d | 2 | 2019-20: 22.19; 2020-21: 22.15; 2021-22: 22.12; 2022-23: 22.11; 2023-24: 22.06; 2024-25: 22.01; 2025-26: 21.48; 2026-27: 21.31; 2027-28: 21.2; 2028-29: 21.04; 2029-30: 20.59; 2030-31: 20.44; 2031-32: 19.94; 2032-33: 19.87; 2033-34: 19.83; 2034-35: 19.71; 2035-36: 19.61; 2036-37: 19.27; 2037-38: 19.16; 2038-39: 19.07; 2039-40: 18.98; 2040-41: 18.89; 2041-42: 18.79; 2042-43: 18.7; 2043-44: 18.61; 2044-45: 18.53; 2045-46: 18.38; 2046-47: 18.33; 2047-48: 18.32; 2048-49: 18.26; 2049-50: 18.26
46FP | Target headroom (climate change component) | Input | Ml/d | 2 | 2019-20: 9.3018e-05; 2020-21: 9.3018e-05; 2021-22: 9.3018e-05; 2022-23: 9.3018e-05; 2023-24: 9.3018e-05; 2024-25: 9.3018e-05; 2025-26: 9.3018e-05; 2026-27: 0.0017112; 2027-28: 0.00089786; 2028-29: 0.002321; 2029-30: 0.0012377; 2030-31: 0.0044438; 2031-32: 0.0044896; 2032-33: 0.002231; 2033-34: 0.00096425; 2034-35: 0.0048719; 2035-36: 0.0060504; 2036-37: 0.0060071; 2037-38: 0.0037316; 2038-39: 0.0072902; 2039-40: 0; 2040-41: 0; 2041-42: 0; 2042-43: 0; 2043-44: 0; 2044-45: 0; 2045-46: 0; 2046-47: 0; 2047-48: 0; 2048-49: 0; 2049-50: 0
47FP | Target headroom (All other components) | Input | Ml/d | 2 | 2019-20: 0.79456; 2020-21: 0.79456; 2021-22: 0.79456; 2022-23: 0.79456; 2023-24: 0.79456; 2024-25: 0.79456; 2025-26: 0.79456; 2026-27: 0.80569; 2027-28: 0.80436; 2028-29: 0.82326; 2029-30: 0.99084; 2030-31: 1.0174; 2031-32: 1.0706; 2032-33: 1.0816; 2033-34: 1.1054; 2034-35: 1.1649; 2035-36: 1.0328; 2036-37: 1.0982; 2037-38: 1.1547; 2038-39: 1.1842; 2039-40: 0.9387; 2040-41: 0.97263; 2041-42: 0.99795; 2042-43: 1.0263; 2043-44: 1.0663; 2044-45: 1.1461; 2045-46: 1.0229; 2046-47: 1.0069; 2047-48: 0.99968; 2048-49: 0.98936; 2049-50: 1.0035
48FP | Target Headroom | 46FP + 47FP | Ml/d | 2 | 2019-20: 0.79465; 2020-21: 0.79465; 2021-22: 0.79465; 2022-23: 0.79465; 2023-24: 0.79465; 2024-25: 0.79465; 2025-26: 0.79465; 2026-27: 0.8074; 2027-28: 0.80525; 2028-29: 0.82558; 2029-30: 0.99208; 2030-31: 1.0219; 2031-32: 1.0751; 2032-33: 1.0838; 2033-34: 1.1064; 2034-35: 1.1698; 2035-36: 1.0389; 2036-37: 1.1042; 2037-38: 1.1584; 2038-39: 1.1915; 2039-40: 0.9387; 2040-41: 0.97263; 2041-42: 0.99795; 2042-43: 1.0263; 2043-44: 1.0663; 2044-45: 1.1461; 2045-46: 1.0229; 2046-47: 1.0069; 2047-48: 0.99968; 2048-49: 0.98936; 2049-50: 1.0035
49FP | Available Headroom | 11FP - 45FP | Ml/d | 2 | 2019-20: 1.41; 2020-21: 1.29; 2021-22: 1.37; 2022-23: 1.42; 2023-24: 1.49; 2024-25: 1.55; 2025-26: 0.79; 2026-27: 0.81; 2027-28: 0.81; 2028-29: 0.83; 2029-30: 0.99; 2030-31: 1.02; 2031-32: 1.08; 2032-33: 1.08; 2033-34: 1.11; 2034-35: 1.17; 2035-36: 1.04; 2036-37: 1.1; 2037-38: 1.16; 2038-39: 1.19; 2039-40: 0.94; 2040-41: 0.97; 2041-42: 1; 2042-43: 1.03; 2043-44: 1.07; 2044-45: 1.15; 2045-46: 1.02; 2046-47: 1.01; 2047-48: 1; 2048-49: 0.99; 2049-50: 1
49.1FP | Available non-potable balance (if applicable) | 1.1FP - 12.1FP | Ml/d | 2 | 2019-20: 0; 2020-21: 0; 2021-22: 0; 2022-23: 0; 2023-24: 0; 2024-25: 0; 2025-26: 0; 2026-27: 0; 2027-28: 0; 2028-29: 0; 2029-30: 0; 2030-31: 0; 2031-32: 0; 2032-33: 0; 2033-34: 0; 2034-35: 0; 2035-36: 0; 2036-37: 0; 2037-38: 0; 2038-39: 0; 2039-40: 0; 2040-41: 0; 2041-42: 0; 2042-43: 0; 2043-44: 0; 2044-45: 0; 2045-46: 0; 2046-47: 0; 2047-48: 0; 2048-49: 0; 2049-50: 0
50FP | Supply Demand Balance | 49FP - 48FP | Ml/d | 2 | 2019-20: 0.61535; 2020-21: 0.49535; 2021-22: 0.57535; 2022-23: 0.62535; 2023-24: 0.69535; 2024-25: 0.75535; 2025-26: -0.0046546; 2026-27: 0.0025958; 2027-28: 0.0047463; 2028-29: 0.0044229; 2029-30: -0.002079; 2030-31: -0.0018599; 2031-32: 0.0049104; 2032-33: -0.0038446; 2033-34: 0.0036175; 2034-35: 0.00021127; 2035-36: 0.0011499; 2036-37: -0.004216; 2037-38: 0.0015647; 2038-39: -0.0015284; 2039-40: 0.0012996; 2040-41: -0.0026339; 2041-42: 0.0020522; 2042-43: 0.0037479; 2043-44: 0.003662; 2044-45: 0.0039475; 2045-46: -0.0029045; 2046-47: 0.0030557; 2047-48: 0.00031742; 2048-49: 0.00063791; 2049-50: -0.003502
Water Company | Anglian Water | Version | V3.1
WRZ | AWSRTW | Planning Scenario | DYCP
Table 3d: DYCP - Baseline | Back to top of sheet
WRMP24 reference | Component | Derivation | Unit | Decimal places | 2019-20 | 2020-21 | 2021-22 | 2022-23 | 2023-24 | 2024-25 | 2025-26 | 2026-27 | 2027-28 | 2028-29 | 2029-30 | 2030-31 | 2031-32 | 2032-33 | 2033-34 | 2034-35 | 2035-36 | 2036-37 | 2037-38 | 2038-39 | 2039-40 | 2040-41 | 2041-42 | 2042-43 | 2043-44 | 2044-45 | 2045-46 | 2046-47 | 2047-48 | 2048-49 | 2049-50 | 2050-51 | 2051-52 | 2052-53 | 2053-54 | 2054-55 | 2055-56 | 2056-57 | 2057-58 | 2058-59 | 2059-60 | 2060-61 | 2061-62 | 2062-63 | 2063-64 | 2064-65 | 2065-66 | 2066-67 | 2067-68 | 2068-69 | 2069-70 | 2070-71 | 2071-72 | 2072-73 | 2073-74 | 2074-75 | 2075-76 | 2076-77 | 2077-78 | 2078-79 | 2079-80 | 2080-81 | 2081-82 | 2082-83 | 2083-84 | 2084-85 | 2085-86 | 2086-87 | 2087-88 | 2088-89 | 2089-90 | 2090-91 | 2091-92 | 2092-93 | 2093-94 | 2094-95 | 2095-96 | 2096-97 | 2097-98 | 2098-99 | 2099-100
1BL | Raw water abstracted | Input | Ml/d | 2 | 2019-20: 0; 2020-21: 0; 2021-22: 0; 2022-23: 0; 2023-24: 0; 2024-25: 0; 2025-26: 0; 2026-27: 0; 2027-28: 0; 2028-29: 0; 2029-30: 0; 2030-31: 0; 2031-32: 0; 2032-33: 0; 2033-34: 0; 2034-35: 0; 2035-36: 0; 2036-37: 0; 2037-38: 0; 2038-39: 0; 2039-40: 0; 2040-41: 0; 2041-42: 0; 2042-43: 0; 2043-44: 0; 2044-45: 0; 2045-46: 0; 2046-47: 0; 2047-48: 0; 2048-49: 0; 2049-50: 0
1.1BL | Non-potable water supplies | Input | Ml/d | 2 | 2019-20: 0; 2020-21: 0; 2021-22: 0; 2022-23: 0; 2023-24: 0; 2024-25: 0; 2025-26: 0; 2026-27: 0; 2027-28: 0; 2028-29: 0; 2029-30: 0; 2030-31: 0; 2031-32: 0; 2032-33: 0; 2033-34: 0; 2034-35: 0; 2035-36: 0; 2036-37: 0; 2037-38: 0; 2038-39: 0; 2039-40: 0; 2040-41: 0; 2041-42: 0; 2042-43: 0; 2043-44: 0; 2044-45: 0; 2045-46: 0; 2046-47: 0; 2047-48: 0; 2048-49: 0; 2049-50: 0
2BL | Raw water imported | Input | Ml/d | 2 | 2019-20: 0; 2020-21: 0; 2021-22: 0; 2022-23: 0; 2023-24: 0; 2024-25: 0; 2025-26: 0; 2026-27: 0; 2027-28: 0; 2028-29: 0; 2029-30: 0; 2030-31: 0; 2031-32: 0; 2032-33: 0; 2033-34: 0; 2034-35: 0; 2035-36: 0; 2036-37: 0; 2037-38: 0; 2038-39: 0; 2039-40: 0; 2040-41: 0; 2041-42: 0; 2042-43: 0; 2043-44: 0; 2044-45: 0; 2045-46: 0; 2046-47: 0; 2047-48: 0; 2048-49: 0; 2049-50: 0
3BL | Potable water imported | Input | Ml/d | 2 | 2019-20: 70.18; 2020-21: 70.18; 2021-22: 70.18; 2022-23: 70.18; 2023-24: 70.18; 2024-25: 70.18; 2025-26: 70.18; 2026-27: 70.82; 2027-28: 71.84; 2028-29: 72.67; 2029-30: 73.79; 2030-31: 74.77; 2031-32: 75.89; 2032-33: 77.17; 2033-34: 78.85; 2034-35: 79.24; 2035-36: 79.12; 2036-37: 79.21; 2037-38: 79.37; 2038-39: 79.51; 2039-40: 79.32; 2040-41: 79.46; 2041-42: 79.59; 2042-43: 79.73; 2043-44: 79.89; 2044-45: 80.11; 2045-46: 80.07; 2046-47: 80.18; 2047-48: 80.31; 2048-49: 80.45; 2049-50: 80.62
4BL | Raw water exported enter as -ve | Input | Ml/d | 2 | 2019-20: -41.56; 2020-21: -41.56; 2021-22: -41.56; 2022-23: -41.56; 2023-24: -41.56; 2024-25: -41.56; 2025-26: 0; 2026-27: 0; 2027-28: 0; 2028-29: 0; 2029-30: 0; 2030-31: 0; 2031-32: 0; 2032-33: 0; 2033-34: 0; 2034-35: 0; 2035-36: 0; 2036-37: 0; 2037-38: 0; 2038-39: 0; 2039-40: 0; 2040-41: 0; 2041-42: 0; 2042-43: 0; 2043-44: 0; 2044-45: 0; 2045-46: 0; 2046-47: 0; 2047-48: 0; 2048-49: 0; 2049-50: 0
5BL | Potable water exported enter as -ve | Input | Ml/d | 2 | 2019-20: 0; 2020-21: 0; 2021-22: 0; 2022-23: 0; 2023-24: 0; 2024-25: 0; 2025-26: -41.69; 2026-27: -42.28; 2027-28: -43.28; 2028-29: -44.07; 2029-30: -44.99; 2030-31: -45.9; 2031-32: -46.92; 2032-33: -48.16; 2033-34: -49.75; 2034-35: -50; 2035-36: -50; 2036-37: -50; 2037-38: -50; 2038-39: -50; 2039-40: -50; 2040-41: -50; 2041-42: -50; 2042-43: -50; 2043-44: -50; 2044-45: -50; 2045-46: -50; 2046-47: -50; 2047-48: -50; 2048-49: -50; 2049-50: -50
6BL | Deployable Output before forecast changes | Input | Ml/d | 2 | 2019-20: 0; 2020-21: 0; 2021-22: 0; 2022-23: 0; 2023-24: 0; 2024-25: 0; 2025-26: 0; 2026-27: 0; 2027-28: 0; 2028-29: 0; 2029-30: 0; 2030-31: 0; 2031-32: 0; 2032-33: 0; 2033-34: 0; 2034-35: 0; 2035-36: 0; 2036-37: 0; 2037-38: 0; 2038-39: 0; 2039-40: 0; 2040-41: 0; 2041-42: 0; 2042-43: 0; 2043-44: 0; 2044-45: 0; 2045-46: 0; 2046-47: 0; 2047-48: 0; 2048-49: 0; 2049-50: 0
6.1BL | Deployable Output post forecast changes | 6BL + 7BL | Ml/d | 2 | 2019-20: 0; 2020-21: 0; 2021-22: 0; 2022-23: 0; 2023-24: 0; 2024-25: 0; 2025-26: 0; 2026-27: 0; 2027-28: 0; 2028-29: 0; 2029-30: 0; 2030-31: 0; 2031-32: 0; 2032-33: 0; 2033-34: 0; 2034-35: 0; 2035-36: 0; 2036-37: 0; 2037-38: 0; 2038-39: 0; 2039-40: 0; 2040-41: 0; 2041-42: 0; 2042-43: 0; 2043-44: 0; 2044-45: 0; 2045-46: 0; 2046-47: 0; 2047-48: 0; 2048-49: 0; 2049-50: 0
7BL | Baseline forecast changes to Deployable Output | sum (7.1BL:7.6BL) | Ml/d | 2 | 2019-20: 0; 2020-21: 0; 2021-22: 0; 2022-23: 0; 2023-24: 0; 2024-25: 0; 2025-26: 0; 2026-27: 0; 2027-28: 0; 2028-29: 0; 2029-30: 0; 2030-31: 0; 2031-32: 0; 2032-33: 0; 2033-34: 0; 2034-35: 0; 2035-36: 0; 2036-37: 0; 2037-38: 0; 2038-39: 0; 2039-40: 0; 2040-41: 0; 2041-42: 0; 2042-43: 0; 2043-44: 0; 2044-45: 0; 2045-46: 0; 2046-47: 0; 2047-48: 0; 2048-49: 0; 2049-50: 0
7.1BL | Change in DO due to climate change | Input | Ml/d | 2 | 2019-20: 0; 2020-21: 0; 2021-22: 0; 2022-23: 0; 2023-24: 0; 2024-25: 0; 2025-26: 0; 2026-27: 0; 2027-28: 0; 2028-29: 0; 2029-30: 0; 2030-31: 0; 2031-32: 0; 2032-33: 0; 2033-34: 0; 2034-35: 0; 2035-36: 0; 2036-37: 0; 2037-38: 0; 2038-39: 0; 2039-40: 0; 2040-41: 0; 2041-42: 0; 2042-43: 0; 2043-44: 0; 2044-45: 0; 2045-46: 0; 2046-47: 0; 2047-48: 0; 2048-49: 0; 2049-50: 0
7.2BL | Total confirmed DO reductions to restore sustainable abstraction enter as -ve | Input | Ml/d | 2 | 2019-20: 0; 2020-21: 0; 2021-22: 0; 2022-23: 0; 2023-24: 0; 2024-25: 0; 2025-26: 0; 2026-27: 0; 2027-28: 0; 2028-29: 0; 2029-30: 0; 2030-31: 0; 2031-32: 0; 2032-33: 0; 2033-34: 0; 2034-35: 0; 2035-36: 0; 2036-37: 0; 2037-38: 0; 2038-39: 0; 2039-40: 0; 2040-41: 0; 2041-42: 0; 2042-43: 0; 2043-44: 0; 2044-45: 0; 2045-46: 0; 2046-47: 0; 2047-48: 0; 2048-49: 0; 2049-50: 0
7.3BL | Total expected DO reductions to restore sustainable abstraction (Environmental Destination) (excl. any confirmed reductions) enter as -ve | Input | Ml/d | 2 | 2019-20: 0; 2020-21: 0; 2021-22: 0; 2022-23: 0; 2023-24: 0; 2024-25: 0; 2025-26: 0; 2026-27: 0; 2027-28: 0; 2028-29: 0; 2029-30: 0; 2030-31: 0; 2031-32: 0; 2032-33: 0; 2033-34: 0; 2034-35: 0; 2035-36: 0; 2036-37: 0; 2037-38: 0; 2038-39: 0; 2039-40: 0; 2040-41: 0; 2041-42: 0; 2042-43: 0; 2043-44: 0; 2044-45: 0; 2045-46: 0; 2046-47: 0; 2047-48: 0; 2048-49: 0; 2049-50: 0
7.4BL | Change in DO from prolonged Outage reduction enter as -ve | Input | Ml/d | 2 | 2019-20: 0; 2020-21: 0; 2021-22: 0; 2022-23: 0; 2023-24: 0; 2024-25: 0; 2025-26: 0; 2026-27: 0; 2027-28: 0; 2028-29: 0; 2029-30: 0; 2030-31: 0; 2031-32: 0; 2032-33: 0; 2033-34: 0; 2034-35: 0; 2035-36: 0; 2036-37: 0; 2037-38: 0; 2038-39: 0; 2039-40: 0; 2040-41: 0; 2041-42: 0; 2042-43: 0; 2043-44: 0; 2044-45: 0; 2045-46: 0; 2046-47: 0; 2047-48: 0; 2048-49: 0; 2049-50: 0
7.5BL | Change in DO from drought measures | Zero for baseline | Ml/d | 2 | 2019-20: 0; 2020-21: 0; 2021-22: 0; 2022-23: 0; 2023-24: 0; 2024-25: 0; 2025-26: 0; 2026-27: 0; 2027-28: 0; 2028-29: 0; 2029-30: 0; 2030-31: 0; 2031-32: 0; 2032-33: 0; 2033-34: 0; 2034-35: 0; 2035-36: 0; 2036-37: 0; 2037-38: 0; 2038-39: 0; 2039-40: 0; 2040-41: 0; 2041-42: 0; 2042-43: 0; 2043-44: 0; 2044-45: 0; 2045-46: 0; 2046-47: 0; 2047-48: 0; 2048-49: 0; 2049-50: 0
7.6BL | Total other changes to DO (specify e.g. Nitrates) | Input | Ml/d | 2 | 2019-20: 0; 2020-21: 0; 2021-22: 0; 2022-23: 0; 2023-24: 0; 2024-25: 0; 2025-26: 0; 2026-27: 0; 2027-28: 0; 2028-29: 0; 2029-30: 0; 2030-31: 0; 2031-32: 0; 2032-33: 0; 2033-34: 0; 2034-35: 0; 2035-36: 0; 2036-37: 0; 2037-38: 0; 2038-39: 0; 2039-40: 0; 2040-41: 0; 2041-42: 0; 2042-43: 0; 2043-44: 0; 2044-45: 0; 2045-46: 0; 2046-47: 0; 2047-48: 0; 2048-49: 0; 2049-50: 0
8BL | Raw water losses, treatment works losses and operational use | Input | Ml/d | 2 | 2019-20: 0; 2020-21: 0; 2021-22: 0; 2022-23: 0; 2023-24: 0; 2024-25: 0; 2025-26: 0; 2026-27: 0; 2027-28: 0; 2028-29: 0; 2029-30: 0; 2030-31: 0; 2031-32: 0; 2032-33: 0; 2033-34: 0; 2034-35: 0; 2035-36: 0; 2036-37: 0; 2037-38: 0; 2038-39: 0; 2039-40: 0; 2040-41: 0; 2041-42: 0; 2042-43: 0; 2043-44: 0; 2044-45: 0; 2045-46: 0; 2046-47: 0; 2047-48: 0; 2048-49: 0; 2049-50: 0
9BL | Total Outage Allowance | Input | Ml/d | 2 | 2019-20: 0; 2020-21: 0; 2021-22: 0; 2022-23: 0; 2023-24: 0; 2024-25: 0; 2025-26: 0; 2026-27: 0; 2027-28: 0; 2028-29: 0; 2029-30: 0; 2030-31: 0; 2031-32: 0; 2032-33: 0; 2033-34: 0; 2034-35: 0; 2035-36: 0; 2036-37: 0; 2037-38: 0; 2038-39: 0; 2039-40: 0; 2040-41: 0; 2041-42: 0; 2042-43: 0; 2043-44: 0; 2044-45: 0; 2045-46: 0; 2046-47: 0; 2047-48: 0; 2048-49: 0; 2049-50: 0
10BL | Water Available For Use (own sources) | (6BL + 7BL) - (8BL + 9BL) | Ml/d | 2 | 2019-20: 0; 2020-21: 0; 2021-22: 0; 2022-23: 0; 2023-24: 0; 2024-25: 0; 2025-26: 0; 2026-27: 0; 2027-28: 0; 2028-29: 0; 2029-30: 0; 2030-31: 0; 2031-32: 0; 2032-33: 0; 2033-34: 0; 2034-35: 0; 2035-36: 0; 2036-37: 0; 2037-38: 0; 2038-39: 0; 2039-40: 0; 2040-41: 0; 2041-42: 0; 2042-43: 0; 2043-44: 0; 2044-45: 0; 2045-46: 0; 2046-47: 0; 2047-48: 0; 2048-49: 0; 2049-50: 0
11BL | Total Water Available For Use | 10BL + sum (2BL:5BL) | Ml/d | 2 | 2019-20: 28.62; 2020-21: 28.62; 2021-22: 28.62; 2022-23: 28.62; 2023-24: 28.62; 2024-25: 28.62; 2025-26: 28.49; 2026-27: 28.54; 2027-28: 28.56; 2028-29: 28.6; 2029-30: 28.8; 2030-31: 28.87; 2031-32: 28.97; 2032-33: 29.01; 2033-34: 29.1; 2034-35: 29.24; 2035-36: 29.12; 2036-37: 29.21; 2037-38: 29.37; 2038-39: 29.51; 2039-40: 29.32; 2040-41: 29.46; 2041-42: 29.59; 2042-43: 29.73; 2043-44: 29.89; 2044-45: 30.11; 2045-46: 30.07; 2046-47: 30.18; 2047-48: 30.31; 2048-49: 30.45; 2049-50: 30.62
12BL | Water delivered measured non-household | Input Note - consumption & uspl | Ml/d | 2 | 2019-20: 7.59; 2020-21: 7.57; 2021-22: 7.58; 2022-23: 7.57; 2023-24: 7.54; 2024-25: 7.55; 2025-26: 7.57; 2026-27: 7.58; 2027-28: 7.61; 2028-29: 7.63; 2029-30: 7.63; 2030-31: 7.63; 2031-32: 7.63; 2032-33: 7.62; 2033-34: 7.65; 2034-35: 7.65; 2035-36: 7.64; 2036-37: 7.62; 2037-38: 7.6; 2038-39: 7.58; 2039-40: 7.57; 2040-41: 7.56; 2041-42: 7.55; 2042-43: 7.54; 2043-44: 7.53; 2044-45: 7.53; 2045-46: 7.52; 2046-47: 7.52; 2047-48: 7.52; 2048-49: 7.52; 2049-50: 7.53
12.1BL | Non-potable water consumption | Input | Ml/d | 2 | 2019-20: 0; 2020-21: 0; 2021-22: 0; 2022-23: 0; 2023-24: 0; 2024-25: 0; 2025-26: 0; 2026-27: 0; 2027-28: 0; 2028-29: 0; 2029-30: 0; 2030-31: 0; 2031-32: 0; 2032-33: 0; 2033-34: 0; 2034-35: 0; 2035-36: 0; 2036-37: 0; 2037-38: 0; 2038-39: 0; 2039-40: 0; 2040-41: 0; 2041-42: 0; 2042-43: 0; 2043-44: 0; 2044-45: 0; 2045-46: 0; 2046-47: 0; 2047-48: 0; 2048-49: 0; 2049-50: 0
13BL | Water delivered unmeasured non-household | Input Note - consumption & uspl | Ml/d | 2 | 2019-20: 0.02; 2020-21: 0.02; 2021-22: 0.02; 2022-23: 0.02; 2023-24: 0.02; 2024-25: 0.02; 2025-26: 0.02; 2026-27: 0.02; 2027-28: 0.03; 2028-29: 0.03; 2029-30: 0.03; 2030-31: 0.03; 2031-32: 0.03; 2032-33: 0.03; 2033-34: 0.03; 2034-35: 0.03; 2035-36: 0.03; 2036-37: 0.03; 2037-38: 0.03; 2038-39: 0.02; 2039-40: 0.02; 2040-41: 0.02; 2041-42: 0.02; 2042-43: 0.02; 2043-44: 0.02; 2044-45: 0.02; 2045-46: 0.02; 2046-47: 0.02; 2047-48: 0.02; 2048-49: 0.02; 2049-50: 0.02
14BL | Water delivered measured household | Input Note - consumption & uspl | Ml/d | 2 | 2019-20: 14.31; 2020-21: 14.44; 2021-22: 14.54; 2022-23: 14.72; 2023-24: 14.85; 2024-25: 14.94; 2025-26: 15.07; 2026-27: 15.18; 2027-28: 15.27; 2028-29: 15.33; 2029-30: 15.39; 2030-31: 15.48; 2031-32: 15.59; 2032-33: 15.68; 2033-34: 15.79; 2034-35: 15.9; 2035-36: 16; 2036-37: 16.11; 2037-38: 16.27; 2038-39: 16.43; 2039-40: 16.62; 2040-41: 16.77; 2041-42: 16.92; 2042-43: 17.08; 2043-44: 17.24; 2044-45: 17.41; 2045-46: 17.55; 2046-47: 17.71; 2047-48: 17.86; 2048-49: 18.02; 2049-50: 18.17
15BL | Water delivered unmeasured household | Input Note - consumption & uspl | Ml/d | 2 | 2019-20: 2.6; 2020-21: 2.48; 2021-22: 2.38; 2022-23: 2.26; 2023-24: 2.15; 2024-25: 2.04; 2025-26: 1.95; 2026-27: 1.86; 2027-28: 1.78; 2028-29: 1.7; 2029-30: 1.63; 2030-31: 1.56; 2031-32: 1.49; 2032-33: 1.43; 2033-34: 1.36; 2034-35: 1.3; 2035-36: 1.25; 2036-37: 1.19; 2037-38: 1.14; 2038-39: 1.08; 2039-40: 1.03; 2040-41: 0.99; 2041-42: 0.94; 2042-43: 0.9; 2043-44: 0.85; 2044-45: 0.81; 2045-46: 0.79; 2046-47: 0.77; 2047-48: 0.75; 2048-49: 0.73; 2049-50: 0.73
16BL | Percentage of consumption driven by climate change | Input | % | 1 | 2019-20: 0%; 2020-21: 0%; 2021-22: 0%; 2022-23: 0.1%; 2023-24: 0.1%; 2024-25: 0.1%; 2025-26: 0.1%; 2026-27: 0.1%; 2027-28: 0.1%; 2028-29: 0.2%; 2029-30: 0.2%; 2030-31: 0.2%; 2031-32: 0.2%; 2032-33: 0.3%; 2033-34: 0.3%; 2034-35: 0.3%; 2035-36: 0.4%; 2036-37: 0.4%; 2037-38: 0.4%; 2038-39: 0.5%; 2039-40: 0.5%; 2040-41: 0.6%; 2041-42: 0.6%; 2042-43: 0.6%; 2043-44: 0.7%; 2044-45: 0.7%; 2045-46: 0.8%; 2046-47: 0.8%; 2047-48: 0.8%; 2048-49: 0.8%; 2049-50: 0.9%
17BL | Volume of consumption driven by climate change | 16BL * (12BL + sum(13BL:15BL) - sum (23BL:26BL)) | Ml/d | 2 | 2019-20: 0; 2020-21: 0; 2021-22: 0; 2022-23: 0.02396; 2023-24: 0.02395; 2024-25: 0.02394; 2025-26: 0.024; 2026-27: 0.02403; 2027-28: 0.02408; 2028-29: 0.04816; 2029-30: 0.04814; 2030-31: 0.04818; 2031-32: 0.04826; 2032-33: 0.07245; 2033-34: 0.07266; 2034-35: 0.07281; 2035-36: 0.09724; 2036-37: 0.09736; 2037-38: 0.09768; 2038-39: 0.1225; 2039-40: 0.1231; 2040-41: 0.14832; 2041-42: 0.14886; 2042-43: 0.14952; 2043-44: 0.17514; 2044-45: 0.17598; 2045-46: 0.202; 2046-47: 0.2032; 2047-48: 0.20416; 2048-49: 0.20528; 2049-50: 0.23238
18BL | Measured Household - PCC | ((14BL - 25BL) * 1,000,000) / (39BL *1,000) | l/h/d | 1 | 2019-20: 189.2142; 2020-21: 187.5594; 2021-22: 186.4102; 2022-23: 184.9498; 2023-24: 183.6151; 2024-25: 182.2306; 2025-26: 181.7774; 2026-27: 181.367; 2027-28: 181.0786; 2028-29: 180.5938; 2029-30: 180.214; 2030-31: 180.0534; 2031-32: 180.3116; 2032-33: 180.3569; 2033-34: 180.4879; 2034-35: 180.6521; 2035-36: 180.68; 2036-37: 180.9503; 2037-38: 181.6062; 2038-39: 182.2519; 2039-40: 182.8984; 2040-41: 183.1589; 2041-42: 183.3845; 2042-43: 183.5556; 2043-44: 183.8017; 2044-45: 184.0035; 2045-46: 184.1828; 2046-47: 184.5154; 2047-48: 184.5444; 2048-49: 184.736; 2049-50: 184.9982
19BL | Unmeasured Household - PCC | ((15BL - 26BL) * 1,000,000) / (40BL *1,000) | l/h/d | 1 | 2019-20: 211.025; 2020-21: 210.4127; 2021-22: 210.4574; 2022-23: 209.0285; 2023-24: 209.1059; 2024-25: 208.6486; 2025-26: 207.7218; 2026-27: 207.4004; 2027-28: 206.5151; 2028-29: 206.3045; 2029-30: 205.7448; 2030-31: 206.4444; 2031-32: 205.5693; 2032-33: 205.8554; 2033-34: 205.8073; 2034-35: 205.3422; 2035-36: 208.0056; 2036-37: 206.9597; 2037-38: 207.2937; 2038-39: 207.2852; 2039-40: 206.7511; 2040-41: 208.0106; 2041-42: 206.7364; 2042-43: 209.9097; 2043-44: 207.8522; 2044-45: 207.9957; 2045-46: 208.4491; 2046-47: 211.5495; 2047-48: 211.578; 2048-49: 211.4165; 2049-50: 211.4165
20BL | Average Household - PCC | (((14BL - 25BL) + (15BL - 26BL)) * 1,000,000) / ((39BL + 40BL) *1,000) | l/h/d | 1 | 2019-20: 192.1945; 2020-21: 190.5228; 2021-22: 189.39; 2022-23: 187.7606; 2023-24: 186.4264; 2024-25: 184.9887; 2025-26: 184.3561; 2026-27: 183.8359; 2027-28: 183.384; 2028-29: 182.8251; 2029-30: 182.3347; 2030-31: 182.1484; 2031-32: 182.2261; 2032-33: 182.2012; 2033-34: 182.2344; 2034-35: 182.2751; 2035-36: 182.3915; 2036-37: 182.5013; 2037-38: 183.0636; 2038-39: 183.6017; 2039-40: 184.1193; 2040-41: 184.3655; 2041-42: 184.4589; 2042-43: 184.703; 2043-44: 184.7919; 2044-45: 184.9363; 2045-46: 185.0943; 2046-47: 185.4964; 2047-48: 185.4924; 2048-49: 185.64; 2049-50: 185.8872
21BL | Water taken unbilled | Input | Ml/d | 2 | 2019-20: 0.52; 2020-21: 0.52; 2021-22: 0.51; 2022-23: 0.52; 2023-24: 0.51; 2024-25: 0.51; 2025-26: 0.51; 2026-27: 0.49; 2027-28: 0.51; 2028-29: 0.51; 2029-30: 0.52; 2030-31: 0.51; 2031-32: 0.51; 2032-33: 0.52; 2033-34: 0.51; 2034-35: 0.52; 2035-36: 0.51; 2036-37: 0.51; 2037-38: 0.51; 2038-39: 0.52; 2039-40: 0.51; 2040-41: 0.5; 2041-42: 0.52; 2042-43: 0.52; 2043-44: 0.51; 2044-45: 0.52; 2045-46: 0.52; 2046-47: 0.51; 2047-48: 0.52; 2048-49: 0.52; 2049-50: 0.52
22BL | Distribution system operational use | Input | Ml/d | 2 | 2019-20: 0.13; 2020-21: 0.13; 2021-22: 0.13; 2022-23: 0.13; 2023-24: 0.13; 2024-25: 0.13; 2025-26: 0.13; 2026-27: 0.13; 2027-28: 0.13; 2028-29: 0.13; 2029-30: 0.13; 2030-31: 0.13; 2031-32: 0.13; 2032-33: 0.13; 2033-34: 0.13; 2034-35: 0.13; 2035-36: 0.13; 2036-37: 0.13; 2037-38: 0.13; 2038-39: 0.13; 2039-40: 0.13; 2040-41: 0.13; 2041-42: 0.13; 2042-43: 0.13; 2043-44: 0.13; 2044-45: 0.13; 2045-46: 0.13; 2046-47: 0.13; 2047-48: 0.13; 2048-49: 0.13; 2049-50: 0.13
23BL | Measured Non Household - USPL | Input | Ml/d | 2 | 2019-20: 0.02; 2020-21: 0.02; 2021-22: 0.02; 2022-23: 0.02; 2023-24: 0.02; 2024-25: 0.02; 2025-26: 0.02; 2026-27: 0.02; 2027-28: 0.02; 2028-29: 0.02; 2029-30: 0.02; 2030-31: 0.02; 2031-32: 0.02; 2032-33: 0.02; 2033-34: 0.02; 2034-35: 0.02; 2035-36: 0.02; 2036-37: 0.02; 2037-38: 0.02; 2038-39: 0.02; 2039-40: 0.02; 2040-41: 0.02; 2041-42: 0.02; 2042-43: 0.02; 2043-44: 0.02; 2044-45: 0.02; 2045-46: 0.02; 2046-47: 0.02; 2047-48: 0.02; 2048-49: 0.02; 2049-50: 0.02
24BL | Unmeasured Non Household - USPL | Input | Ml/d | 2 | 2019-20: 0; 2020-21: 0; 2021-22: 0; 2022-23: 0; 2023-24: 0; 2024-25: 0; 2025-26: 0; 2026-27: 0; 2027-28: 0; 2028-29: 0; 2029-30: 0; 2030-31: 0; 2031-32: 0; 2032-33: 0; 2033-34: 0; 2034-35: 0; 2035-36: 0; 2036-37: 0; 2037-38: 0; 2038-39: 0; 2039-40: 0; 2040-41: 0; 2041-42: 0; 2042-43: 0; 2043-44: 0; 2044-45: 0; 2045-46: 0; 2046-47: 0; 2047-48: 0; 2048-49: 0; 2049-50: 0
25BL | Measured Household - USPL | Input | Ml/d | 2 | 2019-20: 0.43; 2020-21: 0.44; 2021-22: 0.45; 2022-23: 0.46; 2023-24: 0.47; 2024-25: 0.48; 2025-26: 0.48; 2026-27: 0.49; 2027-28: 0.49; 2028-29: 0.5; 2029-30: 0.5; 2030-31: 0.51; 2031-32: 0.51; 2032-33: 0.51; 2033-34: 0.52; 2034-35: 0.52; 2035-36: 0.53; 2036-37: 0.53; 2037-38: 0.54; 2038-39: 0.54; 2039-40: 0.55; 2040-41: 0.55; 2041-42: 0.55; 2042-43: 0.56; 2043-44: 0.56; 2044-45: 0.57; 2045-46: 0.57; 2046-47: 0.57; 2047-48: 0.58; 2048-49: 0.58; 2049-50: 0.58
26BL | Unmeasured Household - USPL | Input | Ml/d | 2 | 2019-20: 0.15; 2020-21: 0.14; 2021-22: 0.13; 2022-23: 0.13; 2023-24: 0.12; 2024-25: 0.11; 2025-26: 0.11; 2026-27: 0.1; 2027-28: 0.1; 2028-29: 0.09; 2029-30: 0.09; 2030-31: 0.08; 2031-32: 0.08; 2032-33: 0.08; 2033-34: 0.07; 2034-35: 0.07; 2035-36: 0.06; 2036-37: 0.06; 2037-38: 0.06; 2038-39: 0.05; 2039-40: 0.05; 2040-41: 0.05; 2041-42: 0.05; 2042-43: 0.04; 2043-44: 0.04; 2044-45: 0.04; 2045-46: 0.04; 2046-47: 0.03; 2047-48: 0.03; 2048-49: 0.03; 2049-50: 0.03
27BL | Void Properties - USPL | Input | Ml/d | 2 | 2019-20: 0.04; 2020-21: 0.04; 2021-22: 0.04; 2022-23: 0.04; 2023-24: 0.04; 2024-25: 0.04; 2025-26: 0.04; 2026-27: 0.04; 2027-28: 0.04; 2028-29: 0.04; 2029-30: 0.04; 2030-31: 0.04; 2031-32: 0.04; 2032-33: 0.04; 2033-34: 0.04; 2034-35: 0.04; 2035-36: 0.04; 2036-37: 0.04; 2037-38: 0.04; 2038-39: 0.04; 2039-40: 0.04; 2040-41: 0.04; 2041-42: 0.04; 2042-43: 0.04; 2043-44: 0.04; 2044-45: 0.04; 2045-46: 0.04; 2046-47: 0.04; 2047-48: 0.04; 2048-49: 0.04; 2049-50: 0.04
28BL | Distribution losses | Input | Ml/d | 2 | 2019-20: 2.42; 2020-21: 2.37; 2021-22: 2.34; 2022-23: 2.29; 2023-24: 2.25; 2024-25: 2.2; 2025-26: 2.2; 2026-27: 2.2; 2027-28: 2.2; 2028-29: 2.2; 2029-30: 2.2; 2030-31: 2.2; 2031-32: 2.2; 2032-33: 2.2; 2033-34: 2.2; 2034-35: 2.2; 2035-36: 2.2; 2036-37: 2.2; 2037-38: 2.2; 2038-39: 2.2; 2039-40: 2.2; 2040-41: 2.2; 2041-42: 2.2; 2042-43: 2.2; 2043-44: 2.2; 2044-45: 2.2; 2045-46: 2.2; 2046-47: 2.2; 2047-48: 2.2; 2048-49: 2.2; 2049-50: 2.2
29BL | Total Leakage | sum (23BL:28BL) | Ml/d | 2 | 2019-20: 3.06; 2020-21: 3.01; 2021-22: 2.98; 2022-23: 2.94; 2023-24: 2.9; 2024-25: 2.85; 2025-26: 2.85; 2026-27: 2.85; 2027-28: 2.85; 2028-29: 2.85; 2029-30: 2.85; 2030-31: 2.85; 2031-32: 2.85; 2032-33: 2.85; 2033-34: 2.85; 2034-35: 2.85; 2035-36: 2.85; 2036-37: 2.85; 2037-38: 2.86; 2038-39: 2.85; 2039-40: 2.86; 2040-41: 2.86; 2041-42: 2.86; 2042-43: 2.86; 2043-44: 2.86; 2044-45: 2.87; 2045-46: 2.87; 2046-47: 2.86; 2047-48: 2.87; 2048-49: 2.87; 2049-50: 2.87
30BL | Leakage/property | (29BL * 1,000,000) / (36BL * 1,000) | l/prop/d | 2 | 2019-20: 81.2814; 2020-21: 78.3283; 2021-22: 76.1428; 2022-23: 73.9325; 2023-24: 71.9799; 2024-25: 69.9696; 2025-26: 69.279; 2026-27: 68.7509; 2027-28: 68.3748; 2028-29: 68.1704; 2029-30: 67.9575; 2030-31: 67.6526; 2031-32: 67.3091; 2032-33: 66.9407; 2033-34: 66.5748; 2034-35: 66.2036; 2035-36: 65.8351; 2036-37: 65.4661; 2037-38: 65.3251; 2038-39: 64.7212; 2039-40: 64.5715; 2040-41: 64.1975; 2041-42: 63.8222; 2042-43: 63.447; 2043-44: 63.0692; 2044-45: 62.9124; 2045-46: 62.5409; 2046-47: 61.9504; 2047-48: 61.7935; 2048-49: 61.414; 2049-50: 61.0379
31BL | Measured Non Household - properties | Input | 000's | 2 | 2019-20: 2.651; 2020-21: 2.679; 2021-22: 2.703; 2022-23: 2.733; 2023-24: 2.762; 2024-25: 2.786; 2025-26: 2.809; 2026-27: 2.832; 2027-28: 2.854; 2028-29: 2.874; 2029-30: 2.893; 2030-31: 2.912; 2031-32: 2.925; 2032-33: 2.935; 2033-34: 2.946; 2034-35: 2.955; 2035-36: 2.965; 2036-37: 2.975; 2037-38: 2.984; 2038-39: 2.992; 2039-40: 3; 2040-41: 3.008; 2041-42: 3.015; 2042-43: 3.021; 2043-44: 3.027; 2044-45: 3.033; 2045-46: 3.038; 2046-47: 3.042; 2047-48: 3.046; 2048-49: 3.05; 2049-50: 3.053
32BL | Unmeasured Non Household - properties | Input | 000's | 2 | 2019-20: 0.011; 2020-21: 0.011; 2021-22: 0.011; 2022-23: 0.011; 2023-24: 0.011; 2024-25: 0.011; 2025-26: 0.011; 2026-27: 0.011; 2027-28: 0.011; 2028-29: 0.012; 2029-30: 0.012; 2030-31: 0.012; 2031-32: 0.012; 2032-33: 0.012; 2033-34: 0.012; 2034-35: 0.012; 2035-36: 0.012; 2036-37: 0.012; 2037-38: 0.012; 2038-39: 0.012; 2039-40: 0.012; 2040-41: 0.012; 2041-42: 0.012; 2042-43: 0.012; 2043-44: 0.012; 2044-45: 0.012; 2045-46: 0.012; 2046-47: 0.012; 2047-48: 0.012; 2048-49: 0.012; 2049-50: 0.012
33BL | All void non-households - properties | Input | 000's | 2 | 2019-20: 0; 2020-21: 0; 2021-22: 0; 2022-23: 0; 2023-24: 0; 2024-25: 0; 2025-26: 0; 2026-27: 0; 2027-28: 0; 2028-29: 0; 2029-30: 0; 2030-31: 0; 2031-32: 0; 2032-33: 0; 2033-34: 0; 2034-35: 0; 2035-36: 0; 2036-37: 0; 2037-38: 0; 2038-39: 0; 2039-40: 0; 2040-41: 0; 2041-42: 0; 2042-43: 0; 2043-44: 0; 2044-45: 0; 2045-46: 0; 2046-47: 0; 2047-48: 0; 2048-49: 0; 2049-50: 0
34BL | Measured households - properties (excl. void) | Year before + sum (34.1BL:34.6BL) | 000's | 2 | 2019-20: 31.033; 2020-21: 31.93; 2021-22: 32.744; 2022-23: 33.49; 2023-24: 34.127; 2024-25: 34.682; 2025-26: 35.182; 2026-27: 35.586; 2027-28: 35.899; 2028-29: 36.106; 2029-30: 36.316; 2030-31: 36.583; 2031-32: 36.876; 2032-33: 37.188; 2033-34: 37.496; 2034-35: 37.808; 2035-36: 38.117; 2036-37: 38.426; 2037-38: 38.737; 2038-39: 39.051; 2039-40: 39.367; 2040-41: 39.682; 2041-42: 39.998; 2042-43: 40.316; 2043-44: 40.635; 2044-45: 40.955; 2045-46: 41.248; 2046-47: 41.544; 2047-48: 41.844; 2048-49: 42.148; 2049-50: 42.428
34.1BL | New build properties - properties | Input (new builds in each year) | 000's | 2 | 2019-20: 0.8; 2020-21: 0.716; 2021-22: 0.645; 2022-23: 0.59; 2023-24: 0.487; 2024-25: 0.412; 2025-26: 0.378; 2026-27: 0.287; 2027-28: 0.2; 2028-29: 0.099; 2029-30: 0.105; 2030-31: 0.167; 2031-32: 0.196; 2032-33: 0.219; 2033-34: 0.218; 2034-35: 0.225; 2035-36: 0.225; 2036-37: 0.228; 2037-38: 0.234; 2038-39: 0.241; 2039-40: 0.245; 2040-41: 0.247; 2041-42: 0.25; 2042-43: 0.255; 2043-44: 0.258; 2044-45: 0.261; 2045-46: 0.262; 2046-47: 0.266; 2047-48: 0.271; 2048-49: 0.277; 2049-50: 0.28
34.2BL | Meter optants - properties | Input (meter optants in each year) | 000's | 2 | 2019-20: 0.095; 2020-21: 0.091; 2021-22: 0.083; 2022-23: 0.073; 2023-24: 0.07; 2024-25: 0.067; 2025-26: 0.049; 2026-27: 0.047; 2027-28: 0.046; 2028-29: 0.044; 2029-30: 0.043; 2030-31: 0.041; 2031-32: 0.04; 2032-33: 0.038; 2033-34: 0.037; 2034-35: 0.036; 2035-36: 0.035; 2036-37: 0.034; 2037-38: 0.032; 2038-39: 0.031; 2039-40: 0.03; 2040-41: 0.029; 2041-42: 0.028; 2042-43: 0.027; 2043-44: 0.026; 2044-45: 0.026; 2045-46: 0; 2046-47: 0; 2047-48: 0; 2048-49: 0; 2049-50: 0
34.3BL | Compulsory metering - properties | Input (compulsory meters in each year) | 000's | 2 | 2019-20: 0; 2020-21: 0; 2021-22: 0; 2022-23: 0; 2023-24: 0; 2024-25: 0; 2025-26: 0; 2026-27: 0; 2027-28: 0; 2028-29: 0; 2029-30: 0; 2030-31: 0; 2031-32: 0; 2032-33: 0; 2033-34: 0; 2034-35: 0; 2035-36: 0; 2036-37: 0; 2037-38: 0; 2038-39: 0; 2039-40: 0; 2040-41: 0; 2041-42: 0; 2042-43: 0; 2043-44: 0; 2044-45: 0; 2045-46: 0; 2046-47: 0; 2047-48: 0; 2048-49: 0; 2049-50: 0
34.4BL | Metering on change of occupancy - properties | Input (change of occupancy meters in each year) | 000's | 2 | 2019-20: 0.089; 2020-21: 0.086; 2021-22: 0.083; 2022-23: 0.08; 2023-24: 0.077; 2024-25: 0.074; 2025-26: 0.071; 2026-27: 0.068; 2027-28: 0.065; 2028-29: 0.062; 2029-30: 0.06; 2030-31: 0.057; 2031-32: 0.055; 2032-33: 0.053; 2033-34: 0.051; 2034-35: 0.049; 2035-36: 0.047; 2036-37: 0.045; 2037-38: 0.043; 2038-39: 0.041; 2039-40: 0.04; 2040-41: 0.038; 2041-42: 0.037; 2042-43: 0.035; 2043-44: 0.034; 2044-45: 0.032; 2045-46: 0.031; 2046-47: 0.03; 2047-48: 0.029; 2048-49: 0.027; 2049-50: 0
34.5BL | Selective metering - properties | Input (selective meters in each year) | 000's | 2 | 2019-20: 0.004; 2020-21: 0.004; 2021-22: 0.003; 2022-23: 0.003; 2023-24: 0.003; 2024-25: 0.002; 2025-26: 0.002; 2026-27: 0.002; 2027-28: 0.002; 2028-29: 0.002; 2029-30: 0.002; 2030-31: 0.002; 2031-32: 0.002; 2032-33: 0.002; 2033-34: 0.002; 2034-35: 0.002; 2035-36: 0.002; 2036-37: 0.002; 2037-38: 0.002; 2038-39: 0.001; 2039-40: 0.001; 2040-41: 0.001; 2041-42: 0.001; 2042-43: 0.001; 2043-44: 0.001; 2044-45: 0.001; 2045-46: 0; 2046-47: 0; 2047-48: 0; 2048-49: 0; 2049-50: 0
34.6BL | Other changes to existing metering - properties | Input (other changes to meters in each year) | 000's | 2 | 2019-20: 0; 2020-21: 0; 2021-22: 0; 2022-23: 0; 2023-24: 0; 2024-25: 0; 2025-26: 0; 2026-27: 0; 2027-28: 0; 2028-29: 0; 2029-30: 0; 2030-31: 0; 2031-32: 0; 2032-33: 0; 2033-34: 0; 2034-35: 0; 2035-36: 0; 2036-37: 0; 2037-38: 0; 2038-39: 0; 2039-40: 0; 2040-41: 0; 2041-42: 0; 2042-43: 0; 2043-44: 0; 2044-45: 0; 2045-46: 0; 2046-47: 0; 2047-48: 0; 2048-49: 0; 2049-50: 0
34.7BL | Measured household void properties | Input | 000's | 2 | 2019-20: 0.568; 2020-21: 0.578; 2021-22: 0.586; 2022-23: 0.597; 2023-24: 0.606; 2024-25: 0.615; 2025-26: 0.623; 2026-27: 0.631; 2027-28: 0.638; 2028-29: 0.645; 2029-30: 0.653; 2030-31: 0.659; 2031-32: 0.666; 2032-33: 0.672; 2033-34: 0.679; 2034-35: 0.685; 2035-36: 0.692; 2036-37: 0.698; 2037-38: 0.704; 2038-39: 0.711; 2039-40: 0.717; 2040-41: 0.723; 2041-42: 0.729; 2042-43: 0.735; 2043-44: 0.742; 2044-45: 0.748; 2045-46: 0.753; 2046-47: 0.759; 2047-48: 0.764; 2048-49: 0.77; 2049-50: 0.775
35BL | Unmeasured households - properties (excl. void) | Input | 000's | 2 | 2019-20: 3.323; 2020-21: 3.172; 2021-22: 3.038; 2022-23: 2.883; 2023-24: 2.734; 2024-25: 2.591; 2025-26: 2.469; 2026-27: 2.352; 2027-28: 2.24; 2028-29: 2.131; 2029-30: 2.027; 2030-31: 1.926; 2031-32: 1.829; 2032-33: 1.736; 2033-34: 1.646; 2034-35: 1.56; 2035-36: 1.477; 2036-37: 1.397; 2037-38: 1.32; 2038-39: 1.246; 2039-40: 1.174; 2040-41: 1.105; 2041-42: 1.039; 2042-43: 0.975; 2043-44: 0.914; 2044-45: 0.855; 2045-46: 0.824; 2046-47: 0.794; 2047-48: 0.765; 2048-49: 0.738; 2049-50: 0.738
35.1BL | Unmeasured household void properties | Input | 000's | 2 | 2019-20: 0.061; 2020-21: 0.058; 2021-22: 0.055; 2022-23: 0.052; 2023-24: 0.049; 2024-25: 0.047; 2025-26: 0.044; 2026-27: 0.042; 2027-28: 0.04; 2028-29: 0.039; 2029-30: 0.037; 2030-31: 0.035; 2031-32: 0.034; 2032-33: 0.032; 2033-34: 0.03; 2034-35: 0.029; 2035-36: 0.027; 2036-37: 0.026; 2037-38: 0.024; 2038-39: 0.023; 2039-40: 0.022; 2040-41: 0.02; 2041-42: 0.019; 2042-43: 0.018; 2043-44: 0.017; 2044-45: 0.016; 2045-46: 0.015; 2046-47: 0.015; 2047-48: 0.014; 2048-49: 0.014; 2049-50: 0.014
36BL | Total Resource Zone Properties (incl. voids) | sum (31BL:34BL) + 34.7BL + 35BL + 35.1BL | 000's | 2 | 2019-20: 37.647; 2020-21: 38.428; 2021-22: 39.137; 2022-23: 39.766; 2023-24: 40.289; 2024-25: 40.732; 2025-26: 41.138; 2026-27: 41.454; 2027-28: 41.682; 2028-29: 41.807; 2029-30: 41.938; 2030-31: 42.127; 2031-32: 42.342; 2032-33: 42.575; 2033-34: 42.809; 2034-35: 43.049; 2035-36: 43.29; 2036-37: 43.534; 2037-38: 43.781; 2038-39: 44.035; 2039-40: 44.292; 2040-41: 44.55; 2041-42: 44.812; 2042-43: 45.077; 2043-44: 45.347; 2044-45: 45.619; 2045-46: 45.89; 2046-47: 46.166; 2047-48: 46.445; 2048-49: 46.732; 2049-50: 47.02
37BL | Measured Non Household - Population | Input | 000's | 2 | 2019-20: 1.475; 2020-21: 1.488; 2021-22: 1.497; 2022-23: 1.511; 2023-24: 1.525; 2024-25: 1.534; 2025-26: 1.543; 2026-27: 1.562; 2027-28: 1.579; 2028-29: 1.602; 2029-30: 1.617; 2030-31: 1.633; 2031-32: 1.667; 2032-33: 1.69; 2033-34: 1.71; 2034-35: 1.722; 2035-36: 1.733; 2036-37: 1.742; 2037-38: 1.753; 2038-39: 1.766; 2039-40: 1.776; 2040-41: 1.79; 2041-42: 1.804; 2042-43: 1.822; 2043-44: 1.841; 2044-45: 1.86; 2045-46: 1.882; 2046-47: 1.905; 2047-48: 1.928; 2048-49: 1.952; 2049-50: 1.973
38BL | Unmeasured Non Household - Population | Input | 000's | 2 | 2019-20: 0.006; 2020-21: 0.006; 2021-22: 0.006; 2022-23: 0.006; 2023-24: 0.006; 2024-25: 0.006; 2025-26: 0.006; 2026-27: 0.006; 2027-28: 0.006; 2028-29: 0.006; 2029-30: 0.006; 2030-31: 0.007; 2031-32: 0.007; 2032-33: 0.007; 2033-34: 0.007; 2034-35: 0.007; 2035-36: 0.007; 2036-37: 0.007; 2037-38: 0.007; 2038-39: 0.007; 2039-40: 0.007; 2040-41: 0.007; 2041-42: 0.007; 2042-43: 0.007; 2043-44: 0.007; 2044-45: 0.007; 2045-46: 0.008; 2046-47: 0.008; 2047-48: 0.008; 2048-49: 0.008; 2049-50: 0.008
39BL | Measured Household - Population | Input | 000's | 2 | 2019-20: 73.356; 2020-21: 74.643; 2021-22: 75.586; 2022-23: 77.102; 2023-24: 78.316; 2024-25: 79.35; 2025-26: 80.263; 2026-27: 80.996; 2027-28: 81.622; 2028-29: 82.118; 2029-30: 82.624; 2030-31: 83.142; 2031-32: 83.633; 2032-33: 84.111; 2033-34: 84.604; 2034-35: 85.136; 2035-36: 85.621; 2036-37: 86.101; 2037-38: 86.616; 2038-39: 87.187; 2039-40: 87.863; 2040-41: 88.557; 2041-42: 89.266; 2042-43: 90; 2043-44: 90.75; 2044-45: 91.52; 2045-46: 92.191; 2046-47: 92.892; 2047-48: 93.636; 2048-49: 94.405; 2049-50: 95.082
40BL | Unmeasured Household - Population | Input | 000's | 2 | 2019-20: 11.61; 2020-21: 11.121; 2021-22: 10.691; 2022-23: 10.19; 2023-24: 9.708; 2024-25: 9.25; 2025-26: 8.858; 2026-27: 8.486; 2027-28: 8.135; 2028-29: 7.804; 2029-30: 7.485; 2030-31: 7.169; 2031-32: 6.859; 2032-33: 6.558; 2033-34: 6.268; 2034-35: 5.99; 2035-36: 5.721; 2036-37: 5.46; 2037-38: 5.21; 2038-39: 4.969; 2039-40: 4.74; 2040-41: 4.519; 2041-42: 4.305; 2042-43: 4.097; 2043-44: 3.897; 2044-45: 3.702; 2045-46: 3.598; 2046-47: 3.498; 2047-48: 3.403; 2048-49: 3.311; 2049-50: 3.311
41BL | Total Resource Zone Population | sum (37BL:40BL) | 000's | 2 | 2019-20: 86.447; 2020-21: 87.258; 2021-22: 87.78; 2022-23: 88.809; 2023-24: 89.555; 2024-25: 90.14; 2025-26: 90.67; 2026-27: 91.05; 2027-28: 91.342; 2028-29: 91.53; 2029-30: 91.732; 2030-31: 91.951; 2031-32: 92.166; 2032-33: 92.366; 2033-34: 92.589; 2034-35: 92.855; 2035-36: 93.082; 2036-37: 93.31; 2037-38: 93.586; 2038-39: 93.929; 2039-40: 94.386; 2040-41: 94.873; 2041-42: 95.382; 2042-43: 95.926; 2043-44: 96.495; 2044-45: 97.089; 2045-46: 97.679; 2046-47: 98.303; 2047-48: 98.975; 2048-49: 99.676; 2049-50: 100.374
42BL | Average household occupancy rate (excl. voids) | (39BL + 40BL) / (34BL + 35BL) | h/prop | 1 | 2019-20: 2.4731; 2020-21: 2.4433; 2021-22: 2.4112; 2022-23: 2.3999; 2023-24: 2.388; 2024-25: 2.3771; 2025-26: 2.367; 2026-27: 2.3586; 2027-28: 2.3534; 2028-29: 2.3517; 2029-30: 2.3501; 2030-31: 2.3452; 2031-32: 2.338; 2032-33: 2.3294; 2033-34: 2.3216; 2034-35: 2.3147; 2035-36: 2.307; 2036-37: 2.2992; 2037-38: 2.2924; 2038-39: 2.2869; 2039-40: 2.2842; 2040-41: 2.282; 2041-42: 2.2802; 2042-43: 2.2789; 2043-44: 2.278; 2044-45: 2.2775; 2045-46: 2.2768; 2046-47: 2.2767; 2047-48: 2.2774; 2048-49: 2.2785; 2049-50: 2.2794
43BL | Total Household Metering penetration (excl. voids) | 34BL / (34BL + 35BL) | % | 1 | 2019-20: 90.33%; 2020-21: 90.96%; 2021-22: 91.51%; 2022-23: 92.07%; 2023-24: 92.58%; 2024-25: 93.05%; 2025-26: 93.44%; 2026-27: 93.8%; 2027-28: 94.13%; 2028-29: 94.43%; 2029-30: 94.71%; 2030-31: 95%; 2031-32: 95.27%; 2032-33: 95.54%; 2033-34: 95.79%; 2034-35: 96.04%; 2035-36: 96.27%; 2036-37: 96.49%; 2037-38: 96.7%; 2038-39: 96.91%; 2039-40: 97.1%; 2040-41: 97.29%; 2041-42: 97.47%; 2042-43: 97.64%; 2043-44: 97.8%; 2044-45: 97.96%; 2045-46: 98.04%; 2046-47: 98.12%; 2047-48: 98.2%; 2048-49: 98.28%; 2049-50: 98.29%
44BL | Total Household Metering penetration (incl. voids) | (34BL) / (34BL + 34.7BL + 35BL + 35.1BL) | % | 1 | 2019-20: 88.7%; 2020-21: 89.34%; 2021-22: 89.9%; 2022-23: 90.46%; 2023-24: 90.97%; 2024-25: 91.42%; 2025-26: 91.82%; 2026-27: 92.17%; 2027-28: 92.48%; 2028-29: 92.77%; 2029-30: 93.04%; 2030-31: 93.32%; 2031-32: 93.58%; 2032-33: 93.84%; 2033-34: 94.09%; 2034-35: 94.33%; 2035-36: 94.55%; 2036-37: 94.77%; 2037-38: 94.98%; 2038-39: 95.17%; 2039-40: 95.37%; 2040-41: 95.55%; 2041-42: 95.72%; 2042-43: 95.89%; 2043-44: 96.05%; 2044-45: 96.2%; 2045-46: 96.28%; 2046-47: 96.36%; 2047-48: 96.44%; 2048-49: 96.51%; 2049-50: 96.53%
45BL | Distribution input | sum (12BL:15BL) +21BL + 22BL + 27BL + 28BL | Ml/d | 2 | 2019-20: 27.63; 2020-21: 27.57; 2021-22: 27.54; 2022-23: 27.55; 2023-24: 27.49; 2024-25: 27.43; 2025-26: 27.49; 2026-27: 27.5; 2027-28: 27.57; 2028-29: 27.57; 2029-30: 27.57; 2030-31: 27.58; 2031-32: 27.62; 2032-33: 27.65; 2033-34: 27.71; 2034-35: 27.77; 2035-36: 27.8; 2036-37: 27.83; 2037-38: 27.92; 2038-39: 28; 2039-40: 28.12; 2040-41: 28.21; 2041-42: 28.32; 2042-43: 28.43; 2043-44: 28.52; 2044-45: 28.66; 2045-46: 28.77; 2046-47: 28.9; 2047-48: 29.04; 2048-49: 29.18; 2049-50: 29.34
46BL | Target headroom (climate change component) | Input | Ml/d | 2 | 2019-20: 0.00011588; 2020-21: 0.00011588; 2021-22: 0.00011588; 2022-23: 0.00011588; 2023-24: 0.00011588; 2024-25: 0.00011588; 2025-26: 0.00011588; 2026-27: 0.0021336; 2027-28: 0.0011198; 2028-29: 0.0028957; 2029-30: 0.0015479; 2030-31: 0.0055591; 2031-32: 0.0056379; 2032-33: 0.0028026; 2033-34: 0.0012113; 2034-35: 0.0061227; 2035-36: 0.0076023; 2036-37: 0.0075657; 2037-38: 0.0047016; 2038-39: 0.0091863; 2039-40: 0; 2040-41: 0; 2041-42: 0; 2042-43: 0; 2043-44: 0; 2044-45: 0; 2045-46: 0; 2046-47: 0; 2047-48: 0; 2048-49: 0; 2049-50: 0
47BL | Target headroom (All other components) | Input | Ml/d | 2 | 2019-20: 0.98987; 2020-21: 0.98987; 2021-22: 0.98987; 2022-23: 0.98987; 2023-24: 0.98987; 2024-25: 0.98987; 2025-26: 0.98987; 2026-27: 1.0046; 2027-28: 1.0032; 2028-29: 1.0271; 2029-30: 1.2392; 2030-31: 1.2728; 2031-32: 1.3444; 2032-33: 1.3587; 2033-34: 1.3886; 2034-35: 1.464; 2035-36: 1.2977; 2036-37: 1.3832; 2037-38: 1.4548; 2038-39: 1.4923; 2039-40: 1.184; 2040-41: 1.2275; 2041-42: 1.2598; 2042-43: 1.2957; 2043-44: 1.3471; 2044-45: 1.4497; 2045-46: 1.2967; 2046-47: 1.2783; 2047-48: 1.2698; 2048-49: 1.2586; 2049-50: 1.2777
48BL | Target Headroom | 46BL + 47BL | Ml/d | 2 | 2019-20: 0.98999; 2020-21: 0.98999; 2021-22: 0.98999; 2022-23: 0.98999; 2023-24: 0.98999; 2024-25: 0.98999; 2025-26: 0.98999; 2026-27: 1.0067; 2027-28: 1.0043; 2028-29: 1.03; 2029-30: 1.2407; 2030-31: 1.2783; 2031-32: 1.3501; 2032-33: 1.3615; 2033-34: 1.3898; 2034-35: 1.4701; 2035-36: 1.3053; 2036-37: 1.3907; 2037-38: 1.4595; 2038-39: 1.5014; 2039-40: 1.184; 2040-41: 1.2275; 2041-42: 1.2598; 2042-43: 1.2957; 2043-44: 1.3471; 2044-45: 1.4497; 2045-46: 1.2967; 2046-47: 1.2783; 2047-48: 1.2698; 2048-49: 1.2586; 2049-50: 1.2777
49BL | Available Headroom | 11BL - 45BL | Ml/d | 2 | 2019-20: 0.99; 2020-21: 1.05; 2021-22: 1.08; 2022-23: 1.07; 2023-24: 1.13; 2024-25: 1.19; 2025-26: 1; 2026-27: 1.04; 2027-28: 0.99; 2028-29: 1.03; 2029-30: 1.23; 2030-31: 1.29; 2031-32: 1.35; 2032-33: 1.36; 2033-34: 1.39; 2034-35: 1.47; 2035-36: 1.32; 2036-37: 1.38; 2037-38: 1.45; 2038-39: 1.51; 2039-40: 1.2; 2040-41: 1.25; 2041-42: 1.27; 2042-43: 1.3; 2043-44: 1.37; 2044-45: 1.45; 2045-46: 1.3; 2046-47: 1.28; 2047-48: 1.27; 2048-49: 1.27; 2049-50: 1.28
49.1BL | Available non-potable balance (if applicable) | 1.1BL -12.1BL | Ml/d | 2 | 2019-20: 0; 2020-21: 0; 2021-22: 0; 2022-23: 0; 2023-24: 0; 2024-25: 0; 2025-26: 0; 2026-27: 0; 2027-28: 0; 2028-29: 0; 2029-30: 0; 2030-31: 0; 2031-32: 0; 2032-33: 0; 2033-34: 0; 2034-35: 0; 2035-36: 0; 2036-37: 0; 2037-38: 0; 2038-39: 0; 2039-40: 0; 2040-41: 0; 2041-42: 0; 2042-43: 0; 2043-44: 0; 2044-45: 0; 2045-46: 0; 2046-47: 0; 2047-48: 0; 2048-49: 0; 2049-50: 0
50BL | Supply Demand Balance |  | Ml/d | 2 | 2019-20: 1.1342e-05; 2020-21: 0.060011; 2021-22: 0.090011; 2022-23: 0.080011; 2023-24: 0.14001; 2024-25: 0.20001; 2025-26: 0.010011; 2026-27: 0.033302; 2027-28: -0.014288; 2028-29: -9.4732e-06; 2029-30: -0.010701; 2030-31: 0.011675; 2031-32: -6.2426e-05; 2032-33: -0.0014878; 2033-34: 0.00018718; 2034-35: -9.9785e-05; 2035-36: 0.014683; 2036-37: -0.010728; 2037-38: -0.0095317; 2038-39: 0.0085617; 2039-40: 0.015991; 2040-41: 0.022494; 2041-42: 0.010217; 2042-43: 0.0042881; 2043-44: 0.022896; 2044-45: 0.00027144; 2045-46: 0.0032822; 2046-47: 0.0016806; 2047-48: 0.00020668; 2048-49: 0.011354; 2049-50: 0.0022661
Table 3e: DYCP - Final plan Options | Back to top of sheet
WRMP24 reference | Option type | Cat ID | Unit | Decimal places | 2019-20 | 2020-21 | 2021-22 | 2022-23 | 2023-24 | 2024-25 | 2025-26 | 2026-27 | 2027-28 | 2028-29 | 2029-30 | 2030-31 | 2031-32 | 2032-33 | 2033-34 | 2034-35 | 2035-36 | 2036-37 | 2037-38 | 2038-39 | 2039-40 | 2040-41 | 2041-42 | 2042-43 | 2043-44 | 2044-45 | 2045-46 | 2046-47 | 2047-48 | 2048-49 | 2049-50 | 2050-51 | 2051-52 | 2052-53 | 2053-54 | 2054-55 | 2055-56 | 2056-57 | 2057-58 | 2058-59 | 2059-60 | 2060-61 | 2061-62 | 2062-63 | 2063-64 | 2064-65 | 2065-66 | 2066-67 | 2067-68 | 2068-69 | 2069-70 | 2070-71 | 2071-72 | 2072-73 | 2073-74 | 2074-75 | 2075-76 | 2076-77 | 2077-78 | 2078-79 | 2079-80 | 2080-81 | 2081-82 | 2082-83 | 2083-84 | 2084-85 | 2085-86 | 2086-87 | 2087-88 | 2088-89 | 2089-90 | 2090-91 | 2091-92 | 2092-93 | 2093-94 | 2094-95 | 2095-96 | 2096-97 | 2097-98 | 2098-99 | 2099-100
1.11FP | Non potable supplies input reductions as -ve and increases as +ve | RSNPS | Ml/d | 2 | 2019-20: 0; 2020-21: 0; 2021-22: 0; 2022-23: 0; 2023-24: 0; 2024-25: 0; 2025-26: 0; 2026-27: 0; 2027-28: 0; 2028-29: 0; 2029-30: 0; 2030-31: 0; 2031-32: 0; 2032-33: 0; 2033-34: 0; 2034-35: 0; 2035-36: 0; 2036-37: 0; 2037-38: 0; 2038-39: 0; 2039-40: 0; 2040-41: 0; 2041-42: 0; 2042-43: 0; 2043-44: 0; 2044-45: 0; 2045-46: 0; 2046-47: 0; 2047-48: 0; 2048-49: 0; 2049-50: 0
2.1FP | Raw water imports | RSRWI | Ml/d | 2 | 2019-20: 0; 2020-21: 0; 2021-22: 0; 2022-23: 0; 2023-24: 0; 2024-25: 0; 2025-26: 0; 2026-27: 0; 2027-28: 0; 2028-29: 0; 2029-30: 0; 2030-31: 0; 2031-32: 0; 2032-33: 0; 2033-34: 0; 2034-35: 0; 2035-36: 0; 2036-37: 0; 2037-38: 0; 2038-39: 0; 2039-40: 0; 2040-41: 0; 2041-42: 0; 2042-43: 0; 2043-44: 0; 2044-45: 0; 2045-46: 0; 2046-47: 0; 2047-48: 0; 2048-49: 0; 2049-50: 0
3.1FP | Potable water imports input reductions as -ve | RSPWI | Ml/d | 2 | 2019-20: 0; 2020-21: 0; 2021-22: 0; 2022-23: 0; 2023-24: 0; 2024-25: 0; 2025-26: 7.58; 2026-27: 6.77; 2027-28: 5.61; 2028-29: 4.61; 2029-30: -4.73; 2030-31: -6.02; 2031-32: -7.18; 2032-33: -7.72; 2033-34: -8.6; 2034-35: -8.25; 2035-36: -8.17; 2036-37: -8.49; 2037-38: -7.66; 2038-39: -6.86; 2039-40: -7.07; 2040-41: -6.04; 2041-42: -4.91; 2042-43: -5; 2043-44: -5.03; 2044-45: -5.22; 2045-46: -5.46; 2046-47: -5.62; 2047-48: -5.76; 2048-49: -5.96; 2049-50: -6.08
4.1FP | Raw water exports input reductions as +ve and increases as -ve | RSRWE | Ml/d | 2 | 2019-20: 0; 2020-21: 0; 2021-22: 0; 2022-23: 0; 2023-24: 0; 2024-25: 0; 2025-26: 0; 2026-27: 0; 2027-28: 0; 2028-29: 0; 2029-30: 0; 2030-31: 0; 2031-32: 0; 2032-33: 0; 2033-34: 0; 2034-35: 0; 2035-36: 0; 2036-37: 0; 2037-38: 0; 2038-39: 0; 2039-40: 0; 2040-41: 0; 2041-42: 0; 2042-43: 0; 2043-44: 0; 2044-45: 0; 2045-46: 0; 2046-47: 0; 2047-48: 0; 2048-49: 0; 2049-50: 0
5.1FP | Potable water exports input reductions as +ve and increases as -ve | RSPWE | Ml/d | 2 | 2019-20: 0; 2020-21: 0; 2021-22: 0; 2022-23: 0; 2023-24: 0; 2024-25: 0; 2025-26: -8.31; 2026-27: -7.72; 2027-28: -6.72; 2028-29: -5.93; 2029-30: 2.934; 2030-31: 4.01; 2031-32: 4.61; 2032-33: 5.04; 2033-34: 5.81; 2034-35: 5.26; 2035-36: 5.01; 2036-37: 4.95; 2037-38: 3.9; 2038-39: 2.89; 2039-40: 2.88; 2040-41: 1.65; 2041-42: 0.3; 2042-43: 0.19; 2043-44: 0; 2044-45: 0; 2045-46: 0; 2046-47: 0; 2047-48: 0; 2048-49: 0; 2049-50: 0
6.2FP | DO benefit from increase raw water abstractions | RSRWA | Ml/d | 2 | 2019-20: 0; 2020-21: 0; 2021-22: 0; 2022-23: 0; 2023-24: 0; 2024-25: 0; 2025-26: 0; 2026-27: 0; 2027-28: 0; 2028-29: 0; 2029-30: 0; 2030-31: 0; 2031-32: 0; 2032-33: 0; 2033-34: 0; 2034-35: 0; 2035-36: 0; 2036-37: 0; 2037-38: 0; 2038-39: 0; 2039-40: 0; 2040-41: 0; 2041-42: 0; 2042-43: 0; 2043-44: 0; 2044-45: 0; 2045-46: 0; 2046-47: 0; 2047-48: 0; 2048-49: 0; 2049-50: 0
6.3FP | Other options to increase deployable output | RSIPO | Ml/d | 2 | 2019-20: 0; 2020-21: 0; 2021-22: 0; 2022-23: 0; 2023-24: 0; 2024-25: 0; 2025-26: 0; 2026-27: 0; 2027-28: 0; 2028-29: 0; 2029-30: 0; 2030-31: 0; 2031-32: 0; 2032-33: 0; 2033-34: 0; 2034-35: 0; 2035-36: 0; 2036-37: 0; 2037-38: 0; 2038-39: 0; 2039-40: 0; 2040-41: 0; 2041-42: 0; 2042-43: 0; 2043-44: 0; 2044-45: 0; 2045-46: 0; 2046-47: 0; 2047-48: 0; 2048-49: 0; 2049-50: 0
7.01FP | DO benefit from supply side drought measures | RSDPS | Ml/d | 2 | 2019-20: 0; 2020-21: 0; 2021-22: 0; 2022-23: 0; 2023-24: 0; 2024-25: 0; 2025-26: 0; 2026-27: 0; 2027-28: 0; 2028-29: 0; 2029-30: 0; 2030-31: 0; 2031-32: 0; 2032-33: 0; 2033-34: 0; 2034-35: 0; 2035-36: 0; 2036-37: 0; 2037-38: 0; 2038-39: 0; 2039-40: 0; 2040-41: 0; 2041-42: 0; 2042-43: 0; 2043-44: 0; 2044-45: 0; 2045-46: 0; 2046-47: 0; 2047-48: 0; 2048-49: 0; 2049-50: 0
7.02FP | DO benefit from demand side drought measures | RSDPD | Ml/d | 2 | 2019-20: 0; 2020-21: 0; 2021-22: 0; 2022-23: 0; 2023-24: 0; 2024-25: 0; 2025-26: 0; 2026-27: 0; 2027-28: 0; 2028-29: 0; 2029-30: 0; 2030-31: 0; 2031-32: 0; 2032-33: 0; 2033-34: 0; 2034-35: 0; 2035-36: 0; 2036-37: 0; 2037-38: 0; 2038-39: 0; 2039-40: 0; 2040-41: 0; 2041-42: 0; 2042-43: 0; 2043-44: 0; 2044-45: 0; 2045-46: 0; 2046-47: 0; 2047-48: 0; 2048-49: 0; 2049-50: 0
8.1FP | Reduce raw water losses and operational use input as -ve | RSLOU | Ml/d | 2 | 2019-20: 0; 2020-21: 0; 2021-22: 0; 2022-23: 0; 2023-24: 0; 2024-25: 0; 2025-26: 0; 2026-27: 0; 2027-28: 0; 2028-29: 0; 2029-30: 0; 2030-31: 0; 2031-32: 0; 2032-33: 0; 2033-34: 0; 2034-35: 0; 2035-36: 0; 2036-37: 0; 2037-38: 0; 2038-39: 0; 2039-40: 0; 2040-41: 0; 2041-42: 0; 2042-43: 0; 2043-44: 0; 2044-45: 0; 2045-46: 0; 2046-47: 0; 2047-48: 0; 2048-49: 0; 2049-50: 0
8.2FP | Reduce treatment works losses input as -ve | PSTWL | Ml/d | 2 | 2019-20: 0; 2020-21: 0; 2021-22: 0; 2022-23: 0; 2023-24: 0; 2024-25: 0; 2025-26: 0; 2026-27: 0; 2027-28: 0; 2028-29: 0; 2029-30: 0; 2030-31: 0; 2031-32: 0; 2032-33: 0; 2033-34: 0; 2034-35: 0; 2035-36: 0; 2036-37: 0; 2037-38: 0; 2038-39: 0; 2039-40: 0; 2040-41: 0; 2041-42: 0; 2042-43: 0; 2043-44: 0; 2044-45: 0; 2045-46: 0; 2046-47: 0; 2047-48: 0; 2048-49: 0; 2049-50: 0
9.1FP | Reduce outages input as -ve | PSROU | Ml/d | 2 | 2019-20: 0; 2020-21: 0; 2021-22: 0; 2022-23: 0; 2023-24: 0; 2024-25: 0; 2025-26: 0; 2026-27: 0; 2027-28: 0; 2028-29: 0; 2029-30: 0; 2030-31: 0; 2031-32: 0; 2032-33: 0; 2033-34: 0; 2034-35: 0; 2035-36: 0; 2036-37: 0; 2037-38: 0; 2038-39: 0; 2039-40: 0; 2040-41: 0; 2041-42: 0; 2042-43: 0; 2043-44: 0; 2044-45: 0; 2045-46: 0; 2046-47: 0; 2047-48: 0; 2048-49: 0; 2049-50: 0
12.2FP | Change volume delivered to measured non households input reductions as -ve, line to include both measured non-household consumption and USPL options | CVMNH | Ml/d | 2 | 2019-20: 0; 2020-21: 0; 2021-22: 0; 2022-23: 0; 2023-24: 0; 2024-25: 0; 2025-26: -0.07; 2026-27: -0.14; 2027-28: -0.2; 2028-29: -0.25; 2029-30: -0.3; 2030-31: -0.36; 2031-32: -0.41; 2032-33: -0.46; 2033-34: -0.51; 2034-35: -0.57; 2035-36: -0.62; 2036-37: -0.67; 2037-38: -0.72; 2038-39: -0.78; 2039-40: -0.83; 2040-41: -0.88; 2041-42: -0.93; 2042-43: -0.99; 2043-44: -1.04; 2044-45: -1.09; 2045-46: -1.14; 2046-47: -1.19; 2047-48: -1.25; 2048-49: -1.3; 2049-50: -1.35
13.1FP | Change volume delivered to unmeasured non households input reductions as -ve, line to include both unmeasured non-household consumption and USPL options | CVUNH | Ml/d | 2 | 2019-20: 0; 2020-21: 0; 2021-22: 0; 2022-23: 0; 2023-24: 0; 2024-25: 0; 2025-26: 0; 2026-27: 0; 2027-28: 0; 2028-29: 0; 2029-30: 0; 2030-31: 0; 2031-32: 0; 2032-33: 0; 2033-34: 0; 2034-35: 0; 2035-36: 0; 2036-37: 0; 2037-38: 0; 2038-39: 0; 2039-40: 0; 2040-41: 0; 2041-42: 0; 2042-43: 0; 2043-44: 0; 2044-45: 0; 2045-46: 0; 2046-47: 0; 2047-48: 0; 2048-49: 0; 2049-50: 0
14.1FP | Change volume delivered to measured households input reductions as -ve, line to include both measured household consumption and USPL options | CVMHH | Ml/d | 2 | 2019-20: 0; 2020-21: 0; 2021-22: 0; 2022-23: 0; 2023-24: 0; 2024-25: 0; 2025-26: -0.66; 2026-27: -0.81; 2027-28: -0.91; 2028-29: -1.06; 2029-30: -1.2; 2030-31: -1.35; 2031-32: -1.49; 2032-33: -1.55; 2033-34: -1.6; 2034-35: -1.75; 2035-36: -1.89; 2036-37: -2.04; 2037-38: -2.18; 2038-39: -2.33; 2039-40: -2.48; 2040-41: -2.63; 2041-42: -2.79; 2042-43: -2.94; 2043-44: -3.1; 2044-45: -3.17; 2045-46: -3.24; 2046-47: -3.31; 2047-48: -3.38; 2048-49: -3.45; 2049-50: -3.52
15.1FP | Change volume delivered to unmeasured households input reductions as -ve, line to include both unmeasured household consumption and USPL options | CVUHH | Ml/d | 2 | 2019-20: 0; 2020-21: 0; 2021-22: 0; 2022-23: 0; 2023-24: 0; 2024-25: 0; 2025-26: 0; 2026-27: 0; 2027-28: 0; 2028-29: 0; 2029-30: 0; 2030-31: 0; 2031-32: 0; 2032-33: 0; 2033-34: 0; 2034-35: 0; 2035-36: 0; 2036-37: 0; 2037-38: 0; 2038-39: 0; 2039-40: 0; 2040-41: 0; 2041-42: 0; 2042-43: 0; 2043-44: 0; 2044-45: 0; 2045-46: 0; 2046-47: 0; 2047-48: 0; 2048-49: 0; 2049-50: 0
21.1FP | Options to reduce water taken unbilled input as -ve | CSWTU | Ml/d | 2 | 2019-20: 0; 2020-21: 0; 2021-22: 0; 2022-23: 0; 2023-24: 0; 2024-25: 0; 2025-26: 0; 2026-27: 0; 2027-28: 0; 2028-29: 0; 2029-30: 0; 2030-31: 0; 2031-32: 0; 2032-33: 0; 2033-34: 0; 2034-35: 0; 2035-36: 0; 2036-37: 0; 2037-38: 0; 2038-39: 0; 2039-40: 0; 2040-41: 0; 2041-42: 0; 2042-43: 0; 2043-44: 0; 2044-45: 0; 2045-46: 0; 2046-47: 0; 2047-48: 0; 2048-49: 0; 2049-50: 0
22.1FP | Reduce distribution system operational use (DSOU) input as -ve | DSDOU | Ml/d | 2 | 2019-20: 0; 2020-21: 0; 2021-22: 0; 2022-23: 0; 2023-24: 0; 2024-25: 0; 2025-26: 0; 2026-27: 0; 2027-28: 0; 2028-29: 0; 2029-30: 0; 2030-31: 0; 2031-32: 0; 2032-33: 0; 2033-34: 0; 2034-35: 0; 2035-36: 0; 2036-37: 0; 2037-38: 0; 2038-39: 0; 2039-40: 0; 2040-41: 0; 2041-42: 0; 2042-43: 0; 2043-44: 0; 2044-45: 0; 2045-46: 0; 2046-47: 0; 2047-48: 0; 2048-49: 0; 2049-50: 0
23.1FP | Options impacting on measured Non Household - USPL input reductions as -ve | CUMNH | Ml/d | 2 | 2019-20: 0; 2020-21: 0; 2021-22: 0; 2022-23: 0; 2023-24: 0; 2024-25: 0; 2025-26: 0; 2026-27: 0; 2027-28: 0; 2028-29: 0; 2029-30: 0; 2030-31: 0; 2031-32: 0; 2032-33: 0; 2033-34: -0.01; 2034-35: -0.01; 2035-36: -0.01; 2036-37: -0.01; 2037-38: -0.01; 2038-39: -0.01; 2039-40: -0.01; 2040-41: -0.01; 2041-42: -0.01; 2042-43: -0.01; 2043-44: -0.01; 2044-45: -0.01; 2045-46: -0.01; 2046-47: -0.01; 2047-48: -0.01; 2048-49: -0.01; 2049-50: -0.01
24.1FP | Options impacting on unmeasured Non Household - USPL input reductions as -ve | CUUNH | Ml/d | 2 | 2019-20: 0; 2020-21: 0; 2021-22: 0; 2022-23: 0; 2023-24: 0; 2024-25: 0; 2025-26: 0; 2026-27: 0; 2027-28: 0; 2028-29: 0; 2029-30: 0; 2030-31: 0; 2031-32: 0; 2032-33: 0; 2033-34: 0; 2034-35: 0; 2035-36: 0; 2036-37: 0; 2037-38: 0; 2038-39: 0; 2039-40: 0; 2040-41: 0; 2041-42: 0; 2042-43: 0; 2043-44: 0; 2044-45: 0; 2045-46: 0; 2046-47: 0; 2047-48: 0; 2048-49: 0; 2049-50: 0
25.1FP | Options impacting on measured Household - USPL input reductions as -ve | CUMHH | Ml/d | 2 | 2019-20: 0; 2020-21: 0; 2021-22: 0; 2022-23: 0; 2023-24: 0; 2024-25: 0; 2025-26: -0.07; 2026-27: -0.13; 2027-28: -0.15; 2028-29: -0.17; 2029-30: -0.19; 2030-31: -0.21; 2031-32: -0.23; 2032-33: -0.23; 2033-34: -0.23; 2034-35: -0.24; 2035-36: -0.24; 2036-37: -0.24; 2037-38: -0.24; 2038-39: -0.24; 2039-40: -0.24; 2040-41: -0.25; 2041-42: -0.25; 2042-43: -0.25; 2043-44: -0.25; 2044-45: -0.25; 2045-46: -0.25; 2046-47: -0.26; 2047-48: -0.26; 2048-49: -0.26; 2049-50: -0.26
26.1FP | Options impacting on unmeasured Household - USPL input reductions as -ve | CUUHH | Ml/d | 2 | 2019-20: 0; 2020-21: 0; 2021-22: 0; 2022-23: 0; 2023-24: 0; 2024-25: 0; 2025-26: 0; 2026-27: 0; 2027-28: 0; 2028-29: 0; 2029-30: 0; 2030-31: 0; 2031-32: 0; 2032-33: 0; 2033-34: 0; 2034-35: 0; 2035-36: 0; 2036-37: 0; 2037-38: 0; 2038-39: 0; 2039-40: 0; 2040-41: 0; 2041-42: 0; 2042-43: 0; 2043-44: 0; 2044-45: 0; 2045-46: 0; 2046-47: 0; 2047-48: 0; 2048-49: 0; 2049-50: 0
27.1FP | Options impacting on Void properties - USPL input reductions as -ve | CUVPP | Ml/d | 2 | 2019-20: 0; 2020-21: 0; 2021-22: 0; 2022-23: 0; 2023-24: 0; 2024-25: 0; 2025-26: 0; 2026-27: 0; 2027-28: 0; 2028-29: 0; 2029-30: 0; 2030-31: 0; 2031-32: 0; 2032-33: 0; 2033-34: 0; 2034-35: 0; 2035-36: 0; 2036-37: 0; 2037-38: 0; 2038-39: 0; 2039-40: 0; 2040-41: 0; 2041-42: 0; 2042-43: 0; 2043-44: 0; 2044-45: 0; 2045-46: 0; 2046-47: 0; 2047-48: 0; 2048-49: 0; 2049-50: 0
28.1FP | Reduce distribution losses input as -ve | DSRDL | Ml/d | 2 | 2019-20: 0; 2020-21: 0; 2021-22: 0; 2022-23: 0; 2023-24: 0; 2024-25: 0; 2025-26: 0; 2026-27: 0; 2027-28: -0.01; 2028-29: -0.01; 2029-30: -0.3; 2030-31: -0.3; 2031-32: -0.67; 2032-33: -0.67; 2033-34: -0.67; 2034-35: -0.68; 2035-36: -0.65; 2036-37: -0.84; 2037-38: -0.86; 2038-39: -0.86; 2039-40: -0.88; 2040-41: -0.87; 2041-42: -0.89; 2042-43: -0.89; 2043-44: -0.89; 2044-45: -0.96; 2045-46: -1.09; 2046-47: -1.12; 2047-48: -1.14; 2048-49: -1.21; 2049-50: -1.22
Table 3f: DYCP - Final plan | Back to top of sheet
WRMP24 reference | Component | Derivation | Unit | Decimal places | 2019-20 | 2020-21 | 2021-22 | 2022-23 | 2023-24 | 2024-25 | 2025-26 | 2026-27 | 2027-28 | 2028-29 | 2029-30 | 2030-31 | 2031-32 | 2032-33 | 2033-34 | 2034-35 | 2035-36 | 2036-37 | 2037-38 | 2038-39 | 2039-40 | 2040-41 | 2041-42 | 2042-43 | 2043-44 | 2044-45 | 2045-46 | 2046-47 | 2047-48 | 2048-49 | 2049-50 | 2050-51 | 2051-52 | 2052-53 | 2053-54 | 2054-55 | 2055-56 | 2056-57 | 2057-58 | 2058-59 | 2059-60 | 2060-61 | 2061-62 | 2062-63 | 2063-64 | 2064-65 | 2065-66 | 2066-67 | 2067-68 | 2068-69 | 2069-70 | 2070-71 | 2071-72 | 2072-73 | 2073-74 | 2074-75 | 2075-76 | 2076-77 | 2077-78 | 2078-79 | 2079-80 | 2080-81 | 2081-82 | 2082-83 | 2083-84 | 2084-85 | 2085-86 | 2086-87 | 2087-88 | 2088-89 | 2089-90 | 2090-91 | 2091-92 | 2092-93 | 2093-94 | 2094-95 | 2095-96 | 2096-97 | 2097-98 | 2098-99 | 2099-100
1FP | Raw water abstracted | Input | Ml/d | 2 | 2019-20: 0; 2020-21: 0; 2021-22: 0; 2022-23: 0; 2023-24: 0; 2024-25: 0; 2025-26: 0; 2026-27: 0; 2027-28: 0; 2028-29: 0; 2029-30: 0; 2030-31: 0; 2031-32: 0; 2032-33: 0; 2033-34: 0; 2034-35: 0; 2035-36: 0; 2036-37: 0; 2037-38: 0; 2038-39: 0; 2039-40: 0; 2040-41: 0; 2041-42: 0; 2042-43: 0; 2043-44: 0; 2044-45: 0; 2045-46: 0; 2046-47: 0; 2047-48: 0; 2048-49: 0; 2049-50: 0
1.1FP | Non-potable water supplies | 1.1BL + 1.11FP | Ml/d | 2 | 2019-20: 0; 2020-21: 0; 2021-22: 0; 2022-23: 0; 2023-24: 0; 2024-25: 0; 2025-26: 0; 2026-27: 0; 2027-28: 0; 2028-29: 0; 2029-30: 0; 2030-31: 0; 2031-32: 0; 2032-33: 0; 2033-34: 0; 2034-35: 0; 2035-36: 0; 2036-37: 0; 2037-38: 0; 2038-39: 0; 2039-40: 0; 2040-41: 0; 2041-42: 0; 2042-43: 0; 2043-44: 0; 2044-45: 0; 2045-46: 0; 2046-47: 0; 2047-48: 0; 2048-49: 0; 2049-50: 0
2FP | Raw water imported | 2BL + 2.1FP | Ml/d | 2 | 2019-20: 0; 2020-21: 0; 2021-22: 0; 2022-23: 0; 2023-24: 0; 2024-25: 0; 2025-26: 0; 2026-27: 0; 2027-28: 0; 2028-29: 0; 2029-30: 0; 2030-31: 0; 2031-32: 0; 2032-33: 0; 2033-34: 0; 2034-35: 0; 2035-36: 0; 2036-37: 0; 2037-38: 0; 2038-39: 0; 2039-40: 0; 2040-41: 0; 2041-42: 0; 2042-43: 0; 2043-44: 0; 2044-45: 0; 2045-46: 0; 2046-47: 0; 2047-48: 0; 2048-49: 0; 2049-50: 0
3FP | Potable water imported | 3BL + 3.1FP | Ml/d | 2 | 2019-20: 70.18; 2020-21: 70.18; 2021-22: 70.18; 2022-23: 70.18; 2023-24: 70.18; 2024-25: 70.18; 2025-26: 77.76; 2026-27: 77.59; 2027-28: 77.45; 2028-29: 77.28; 2029-30: 69.06; 2030-31: 68.75; 2031-32: 68.71; 2032-33: 69.45; 2033-34: 70.25; 2034-35: 70.99; 2035-36: 70.95; 2036-37: 70.72; 2037-38: 71.71; 2038-39: 72.65; 2039-40: 72.25; 2040-41: 73.42; 2041-42: 74.68; 2042-43: 74.73; 2043-44: 74.86; 2044-45: 74.89; 2045-46: 74.61; 2046-47: 74.56; 2047-48: 74.55; 2048-49: 74.49; 2049-50: 74.54
4FP | Raw water exported enter as -ve | 4BL + 4.1FP | Ml/d | 2 | 2019-20: -41.56; 2020-21: -41.56; 2021-22: -41.56; 2022-23: -41.56; 2023-24: -41.56; 2024-25: -41.56; 2025-26: 0; 2026-27: 0; 2027-28: 0; 2028-29: 0; 2029-30: 0; 2030-31: 0; 2031-32: 0; 2032-33: 0; 2033-34: 0; 2034-35: 0; 2035-36: 0; 2036-37: 0; 2037-38: 0; 2038-39: 0; 2039-40: 0; 2040-41: 0; 2041-42: 0; 2042-43: 0; 2043-44: 0; 2044-45: 0; 2045-46: 0; 2046-47: 0; 2047-48: 0; 2048-49: 0; 2049-50: 0
5FP | Potable water exported enter as -ve | 5BL + 5.1FP | Ml/d | 2 | 2019-20: 0; 2020-21: 0; 2021-22: 0; 2022-23: 0; 2023-24: 0; 2024-25: 0; 2025-26: -50; 2026-27: -50; 2027-28: -50; 2028-29: -50; 2029-30: -42.056; 2030-31: -41.89; 2031-32: -42.31; 2032-33: -43.12; 2033-34: -43.94; 2034-35: -44.74; 2035-36: -44.99; 2036-37: -45.05; 2037-38: -46.1; 2038-39: -47.11; 2039-40: -47.12; 2040-41: -48.35; 2041-42: -49.7; 2042-43: -49.81; 2043-44: -50; 2044-45: -50; 2045-46: -50; 2046-47: -50; 2047-48: -50; 2048-49: -50; 2049-50: -50
6.1FP | Deployable Output post forecast changes | 6.1BL + 6.2FP + 6.3FP +7.01FP +7.02FP | Ml/d | 2 | 2019-20: 0; 2020-21: 0; 2021-22: 0; 2022-23: 0; 2023-24: 0; 2024-25: 0; 2025-26: 0; 2026-27: 0; 2027-28: 0; 2028-29: 0; 2029-30: 0; 2030-31: 0; 2031-32: 0; 2032-33: 0; 2033-34: 0; 2034-35: 0; 2035-36: 0; 2036-37: 0; 2037-38: 0; 2038-39: 0; 2039-40: 0; 2040-41: 0; 2041-42: 0; 2042-43: 0; 2043-44: 0; 2044-45: 0; 2045-46: 0; 2046-47: 0; 2047-48: 0; 2048-49: 0; 2049-50: 0
8FP | Raw water losses, treatment works losses and operational use | 8BL + 8.1FP + 8.2FP | Ml/d | 2 | 2019-20: 0; 2020-21: 0; 2021-22: 0; 2022-23: 0; 2023-24: 0; 2024-25: 0; 2025-26: 0; 2026-27: 0; 2027-28: 0; 2028-29: 0; 2029-30: 0; 2030-31: 0; 2031-32: 0; 2032-33: 0; 2033-34: 0; 2034-35: 0; 2035-36: 0; 2036-37: 0; 2037-38: 0; 2038-39: 0; 2039-40: 0; 2040-41: 0; 2041-42: 0; 2042-43: 0; 2043-44: 0; 2044-45: 0; 2045-46: 0; 2046-47: 0; 2047-48: 0; 2048-49: 0; 2049-50: 0
9FP | Total Outage Allowance | 9BL + 9.1FP | Ml/d | 2 | 2019-20: 0; 2020-21: 0; 2021-22: 0; 2022-23: 0; 2023-24: 0; 2024-25: 0; 2025-26: 0; 2026-27: 0; 2027-28: 0; 2028-29: 0; 2029-30: 0; 2030-31: 0; 2031-32: 0; 2032-33: 0; 2033-34: 0; 2034-35: 0; 2035-36: 0; 2036-37: 0; 2037-38: 0; 2038-39: 0; 2039-40: 0; 2040-41: 0; 2041-42: 0; 2042-43: 0; 2043-44: 0; 2044-45: 0; 2045-46: 0; 2046-47: 0; 2047-48: 0; 2048-49: 0; 2049-50: 0
10FP | Water Available For Use (own sources) | (6.1FP) - (8FP + 9FP) | Ml/d | 2 | 2019-20: 0; 2020-21: 0; 2021-22: 0; 2022-23: 0; 2023-24: 0; 2024-25: 0; 2025-26: 0; 2026-27: 0; 2027-28: 0; 2028-29: 0; 2029-30: 0; 2030-31: 0; 2031-32: 0; 2032-33: 0; 2033-34: 0; 2034-35: 0; 2035-36: 0; 2036-37: 0; 2037-38: 0; 2038-39: 0; 2039-40: 0; 2040-41: 0; 2041-42: 0; 2042-43: 0; 2043-44: 0; 2044-45: 0; 2045-46: 0; 2046-47: 0; 2047-48: 0; 2048-49: 0; 2049-50: 0
11FP | Total Water Available For Use | 10FP + sum (2FP:5FP) | Ml/d | 2 | 2019-20: 28.62; 2020-21: 28.62; 2021-22: 28.62; 2022-23: 28.62; 2023-24: 28.62; 2024-25: 28.62; 2025-26: 27.76; 2026-27: 27.59; 2027-28: 27.45; 2028-29: 27.28; 2029-30: 27.004; 2030-31: 26.86; 2031-32: 26.4; 2032-33: 26.33; 2033-34: 26.31; 2034-35: 26.25; 2035-36: 25.96; 2036-37: 25.67; 2037-38: 25.61; 2038-39: 25.54; 2039-40: 25.13; 2040-41: 25.07; 2041-42: 24.98; 2042-43: 24.92; 2043-44: 24.86; 2044-45: 24.89; 2045-46: 24.61; 2046-47: 24.56; 2047-48: 24.55; 2048-49: 24.49; 2049-50: 24.54
12FP | Water delivered measured non-household | 12BL + 12.2FP | Ml/d | 2 | 2019-20: 7.59; 2020-21: 7.57; 2021-22: 7.58; 2022-23: 7.57; 2023-24: 7.54; 2024-25: 7.55; 2025-26: 7.5; 2026-27: 7.44; 2027-28: 7.41; 2028-29: 7.38; 2029-30: 7.33; 2030-31: 7.27; 2031-32: 7.22; 2032-33: 7.16; 2033-34: 7.14; 2034-35: 7.08; 2035-36: 7.02; 2036-37: 6.95; 2037-38: 6.88; 2038-39: 6.8; 2039-40: 6.74; 2040-41: 6.68; 2041-42: 6.62; 2042-43: 6.55; 2043-44: 6.49; 2044-45: 6.44; 2045-46: 6.38; 2046-47: 6.33; 2047-48: 6.27; 2048-49: 6.22; 2049-50: 6.18
12.1FP | Non-potable water consumption | Input | Ml/d | 2 | 2019-20: 0; 2020-21: 0; 2021-22: 0; 2022-23: 0; 2023-24: 0; 2024-25: 0; 2025-26: 0; 2026-27: 0; 2027-28: 0; 2028-29: 0; 2029-30: 0; 2030-31: 0; 2031-32: 0; 2032-33: 0; 2033-34: 0; 2034-35: 0; 2035-36: 0; 2036-37: 0; 2037-38: 0; 2038-39: 0; 2039-40: 0; 2040-41: 0; 2041-42: 0; 2042-43: 0; 2043-44: 0; 2044-45: 0; 2045-46: 0; 2046-47: 0; 2047-48: 0; 2048-49: 0; 2049-50: 0
13FP | Water delivered unmeasured non-household | 13BL + 13.1FP | Ml/d | 2 | 2019-20: 0.02; 2020-21: 0.02; 2021-22: 0.02; 2022-23: 0.02; 2023-24: 0.02; 2024-25: 0.02; 2025-26: 0.02; 2026-27: 0.02; 2027-28: 0.03; 2028-29: 0.03; 2029-30: 0.03; 2030-31: 0.03; 2031-32: 0.03; 2032-33: 0.03; 2033-34: 0.03; 2034-35: 0.03; 2035-36: 0.03; 2036-37: 0.03; 2037-38: 0.03; 2038-39: 0.02; 2039-40: 0.02; 2040-41: 0.02; 2041-42: 0.02; 2042-43: 0.02; 2043-44: 0.02; 2044-45: 0.02; 2045-46: 0.02; 2046-47: 0.02; 2047-48: 0.02; 2048-49: 0.02; 2049-50: 0.02
14FP | Water delivered measured household | 14BL + 14.1FP | Ml/d | 2 | 2019-20: 14.31; 2020-21: 14.44; 2021-22: 14.54; 2022-23: 14.72; 2023-24: 14.85; 2024-25: 14.94; 2025-26: 14.41; 2026-27: 14.37; 2027-28: 14.36; 2028-29: 14.27; 2029-30: 14.19; 2030-31: 14.13; 2031-32: 14.1; 2032-33: 14.13; 2033-34: 14.19; 2034-35: 14.15; 2035-36: 14.11; 2036-37: 14.07; 2037-38: 14.09; 2038-39: 14.1; 2039-40: 14.14; 2040-41: 14.14; 2041-42: 14.13; 2042-43: 14.14; 2043-44: 14.14; 2044-45: 14.24; 2045-46: 14.31; 2046-47: 14.4; 2047-48: 14.48; 2048-49: 14.57; 2049-50: 14.65
15FP | Water delivered unmeasured household | 15BL + 15.1FP | Ml/d | 2 | 2019-20: 2.6; 2020-21: 2.48; 2021-22: 2.38; 2022-23: 2.26; 2023-24: 2.15; 2024-25: 2.04; 2025-26: 1.95; 2026-27: 1.86; 2027-28: 1.78; 2028-29: 1.7; 2029-30: 1.63; 2030-31: 1.56; 2031-32: 1.49; 2032-33: 1.43; 2033-34: 1.36; 2034-35: 1.3; 2035-36: 1.25; 2036-37: 1.19; 2037-38: 1.14; 2038-39: 1.08; 2039-40: 1.03; 2040-41: 0.99; 2041-42: 0.94; 2042-43: 0.9; 2043-44: 0.85; 2044-45: 0.81; 2045-46: 0.79; 2046-47: 0.77; 2047-48: 0.75; 2048-49: 0.73; 2049-50: 0.73
16FP | Percentage of consumption driven by climate change | 16BL | % | 1 | 2019-20: 0%; 2020-21: 0%; 2021-22: 0%; 2022-23: 0.1%; 2023-24: 0.1%; 2024-25: 0.1%; 2025-26: 0.1%; 2026-27: 0.1%; 2027-28: 0.1%; 2028-29: 0.2%; 2029-30: 0.2%; 2030-31: 0.2%; 2031-32: 0.2%; 2032-33: 0.3%; 2033-34: 0.3%; 2034-35: 0.3%; 2035-36: 0.4%; 2036-37: 0.4%; 2037-38: 0.4%; 2038-39: 0.5%; 2039-40: 0.5%; 2040-41: 0.6%; 2041-42: 0.6%; 2042-43: 0.6%; 2043-44: 0.7%; 2044-45: 0.7%; 2045-46: 0.8%; 2046-47: 0.8%; 2047-48: 0.8%; 2048-49: 0.8%; 2049-50: 0.9%
17FP | Volume of consumption driven by climate change | 16FP * (12FP + sum(13FP:15FP) - sum (23FP:26FP)) | Ml/d | 2 | 2019-20: 0; 2020-21: 0; 2021-22: 0; 2022-23: 0.02396; 2023-24: 0.02395; 2024-25: 0.02394; 2025-26: 0.02334; 2026-27: 0.02321; 2027-28: 0.02312; 2028-29: 0.04588; 2029-30: 0.04552; 2030-31: 0.04518; 2031-32: 0.04492; 2032-33: 0.06711; 2033-34: 0.06705; 2034-35: 0.0666; 2035-36: 0.0882; 2036-37: 0.08752; 2037-38: 0.08708; 2038-39: 0.1082; 2039-40: 0.1078; 2040-41: 0.12882; 2041-42: 0.1281; 2042-43: 0.1275; 2043-44: 0.14798; 2044-45: 0.14798; 2045-46: 0.16904; 2046-47: 0.16936; 2047-48: 0.16928; 2048-49: 0.16944; 2049-50: 0.19098
18FP | Measured Household - PCC | ((14FP - 25FP) * 1,000,000) / (39FP * 1000) | l/h/d | 1 | 2019-20: 189.2142; 2020-21: 187.5594; 2021-22: 186.4102; 2022-23: 184.9498; 2023-24: 183.6151; 2024-25: 182.2306; 2025-26: 174.4266; 2026-27: 172.9715; 2027-28: 171.7674; 2028-29: 169.7557; 2029-30: 167.9899; 2030-31: 166.3419; 2031-32: 165.2458; 2032-33: 164.6634; 2033-34: 164.2948; 2034-35: 162.9158; 2035-36: 161.409; 2036-37: 160.0446; 2037-38: 159.2085; 2038-39: 158.2805; 2039-40: 157.4041; 2040-41: 156.2835; 2041-42: 154.9302; 2042-43: 153.6667; 2043-44: 152.3967; 2044-45: 152.0979; 2045-46: 151.7502; 2046-47: 151.6815; 2047-48: 151.2239; 2048-49: 150.9454; 2049-50: 150.712
19FP | Unmeasured Household - PCC | ((15FP - 26FP) * 1,000,000) / (40FP * 1000) | l/h/d | 1 | 2019-20: 211.025; 2020-21: 210.4127; 2021-22: 210.4574; 2022-23: 209.0285; 2023-24: 209.1059; 2024-25: 208.6486; 2025-26: 207.7218; 2026-27: 207.4004; 2027-28: 206.5151; 2028-29: 206.3045; 2029-30: 205.7448; 2030-31: 206.4444; 2031-32: 205.5693; 2032-33: 205.8554; 2033-34: 205.8073; 2034-35: 205.3422; 2035-36: 208.0056; 2036-37: 206.9597; 2037-38: 207.2937; 2038-39: 207.2852; 2039-40: 206.7511; 2040-41: 208.0106; 2041-42: 206.7364; 2042-43: 209.9097; 2043-44: 207.8522; 2044-45: 207.9957; 2045-46: 208.4491; 2046-47: 211.5495; 2047-48: 211.578; 2048-49: 211.4165; 2049-50: 211.4165
20FP | Average Household - PCC | (((14FP - 25FP) + (15FP - 26FP)) * 1,000,000)/ ((39FP + 40FP) * 1,000) | l/h/d | 1 | 2019-20: 192.1945; 2020-21: 190.5228; 2021-22: 189.39; 2022-23: 187.7606; 2023-24: 186.4264; 2024-25: 184.9887; 2025-26: 177.7359; 2026-27: 176.2366; 2027-28: 174.9167; 2028-29: 172.9276; 2029-30: 171.1261; 2030-31: 169.5253; 2031-32: 168.3022; 2032-33: 167.6427; 2033-34: 167.1582; 2034-35: 165.7046; 2035-36: 164.3275; 2036-37: 162.8423; 2037-38: 161.9367; 2038-39: 160.9228; 2039-40: 159.93; 2040-41: 158.795; 2041-42: 157.3137; 2042-43: 156.1155; 2043-44: 154.68; 2044-45: 154.2711; 2045-46: 153.8799; 2046-47: 153.8541; 2047-48: 153.3404; 2048-49: 152.9944; 2049-50: 152.7548
21FP | Water taken unbilled | 21BL + 21.1FP | Ml/d | 2 | 2019-20: 0.52; 2020-21: 0.52; 2021-22: 0.51; 2022-23: 0.52; 2023-24: 0.51; 2024-25: 0.51; 2025-26: 0.51; 2026-27: 0.49; 2027-28: 0.51; 2028-29: 0.51; 2029-30: 0.52; 2030-31: 0.51; 2031-32: 0.51; 2032-33: 0.52; 2033-34: 0.51; 2034-35: 0.52; 2035-36: 0.51; 2036-37: 0.51; 2037-38: 0.51; 2038-39: 0.52; 2039-40: 0.51; 2040-41: 0.5; 2041-42: 0.52; 2042-43: 0.52; 2043-44: 0.51; 2044-45: 0.52; 2045-46: 0.52; 2046-47: 0.51; 2047-48: 0.52; 2048-49: 0.52; 2049-50: 0.52
22FP | Distribution system operational use | 22BL + 22.1FP | Ml/d | 2 | 2019-20: 0.13; 2020-21: 0.13; 2021-22: 0.13; 2022-23: 0.13; 2023-24: 0.13; 2024-25: 0.13; 2025-26: 0.13; 2026-27: 0.13; 2027-28: 0.13; 2028-29: 0.13; 2029-30: 0.13; 2030-31: 0.13; 2031-32: 0.13; 2032-33: 0.13; 2033-34: 0.13; 2034-35: 0.13; 2035-36: 0.13; 2036-37: 0.13; 2037-38: 0.13; 2038-39: 0.13; 2039-40: 0.13; 2040-41: 0.13; 2041-42: 0.13; 2042-43: 0.13; 2043-44: 0.13; 2044-45: 0.13; 2045-46: 0.13; 2046-47: 0.13; 2047-48: 0.13; 2048-49: 0.13; 2049-50: 0.13
23FP | Measured Non Household - USPL | 23BL + 23.1FP | Ml/d | 2 | 2019-20: 0.02; 2020-21: 0.02; 2021-22: 0.02; 2022-23: 0.02; 2023-24: 0.02; 2024-25: 0.02; 2025-26: 0.02; 2026-27: 0.02; 2027-28: 0.02; 2028-29: 0.02; 2029-30: 0.02; 2030-31: 0.02; 2031-32: 0.02; 2032-33: 0.02; 2033-34: 0.01; 2034-35: 0.01; 2035-36: 0.01; 2036-37: 0.01; 2037-38: 0.01; 2038-39: 0.01; 2039-40: 0.01; 2040-41: 0.01; 2041-42: 0.01; 2042-43: 0.01; 2043-44: 0.01; 2044-45: 0.01; 2045-46: 0.01; 2046-47: 0.01; 2047-48: 0.01; 2048-49: 0.01; 2049-50: 0.01
24FP | Unmeasured Non Household - USPL | 24BL + 24.1FP | Ml/d | 2 | 2019-20: 0; 2020-21: 0; 2021-22: 0; 2022-23: 0; 2023-24: 0; 2024-25: 0; 2025-26: 0; 2026-27: 0; 2027-28: 0; 2028-29: 0; 2029-30: 0; 2030-31: 0; 2031-32: 0; 2032-33: 0; 2033-34: 0; 2034-35: 0; 2035-36: 0; 2036-37: 0; 2037-38: 0; 2038-39: 0; 2039-40: 0; 2040-41: 0; 2041-42: 0; 2042-43: 0; 2043-44: 0; 2044-45: 0; 2045-46: 0; 2046-47: 0; 2047-48: 0; 2048-49: 0; 2049-50: 0
25FP | Measured Household - USPL | 25BL + 25.1FP | Ml/d | 2 | 2019-20: 0.43; 2020-21: 0.44; 2021-22: 0.45; 2022-23: 0.46; 2023-24: 0.47; 2024-25: 0.48; 2025-26: 0.41; 2026-27: 0.36; 2027-28: 0.34; 2028-29: 0.33; 2029-30: 0.31; 2030-31: 0.3; 2031-32: 0.28; 2032-33: 0.28; 2033-34: 0.29; 2034-35: 0.28; 2035-36: 0.29; 2036-37: 0.29; 2037-38: 0.3; 2038-39: 0.3; 2039-40: 0.31; 2040-41: 0.3; 2041-42: 0.3; 2042-43: 0.31; 2043-44: 0.31; 2044-45: 0.32; 2045-46: 0.32; 2046-47: 0.31; 2047-48: 0.32; 2048-49: 0.32; 2049-50: 0.32
26FP | Unmeasured Household - USPL | 26BL + 26.1BL | Ml/d | 2 | 2019-20: 0.15; 2020-21: 0.14; 2021-22: 0.13; 2022-23: 0.13; 2023-24: 0.12; 2024-25: 0.11; 2025-26: 0.11; 2026-27: 0.1; 2027-28: 0.1; 2028-29: 0.09; 2029-30: 0.09; 2030-31: 0.08; 2031-32: 0.08; 2032-33: 0.08; 2033-34: 0.07; 2034-35: 0.07; 2035-36: 0.06; 2036-37: 0.06; 2037-38: 0.06; 2038-39: 0.05; 2039-40: 0.05; 2040-41: 0.05; 2041-42: 0.05; 2042-43: 0.04; 2043-44: 0.04; 2044-45: 0.04; 2045-46: 0.04; 2046-47: 0.03; 2047-48: 0.03; 2048-49: 0.03; 2049-50: 0.03
27FP | Void Properties - USPL | 27BL + 27.1FP | Ml/d | 2 | 2019-20: 0.04; 2020-21: 0.04; 2021-22: 0.04; 2022-23: 0.04; 2023-24: 0.04; 2024-25: 0.04; 2025-26: 0.04; 2026-27: 0.04; 2027-28: 0.04; 2028-29: 0.04; 2029-30: 0.04; 2030-31: 0.04; 2031-32: 0.04; 2032-33: 0.04; 2033-34: 0.04; 2034-35: 0.04; 2035-36: 0.04; 2036-37: 0.04; 2037-38: 0.04; 2038-39: 0.04; 2039-40: 0.04; 2040-41: 0.04; 2041-42: 0.04; 2042-43: 0.04; 2043-44: 0.04; 2044-45: 0.04; 2045-46: 0.04; 2046-47: 0.04; 2047-48: 0.04; 2048-49: 0.04; 2049-50: 0.04
28FP | Distribution losses | 28BL + 28.1FP | Ml/d | 2 | 2019-20: 2.42; 2020-21: 2.37; 2021-22: 2.34; 2022-23: 2.29; 2023-24: 2.25; 2024-25: 2.2; 2025-26: 2.2; 2026-27: 2.2; 2027-28: 2.19; 2028-29: 2.19; 2029-30: 1.9; 2030-31: 1.9; 2031-32: 1.53; 2032-33: 1.53; 2033-34: 1.53; 2034-35: 1.52; 2035-36: 1.55; 2036-37: 1.36; 2037-38: 1.34; 2038-39: 1.34; 2039-40: 1.32; 2040-41: 1.33; 2041-42: 1.31; 2042-43: 1.31; 2043-44: 1.31; 2044-45: 1.24; 2045-46: 1.11; 2046-47: 1.08; 2047-48: 1.06; 2048-49: 0.99; 2049-50: 0.98
29FP | Total Leakage | sum (23FP:28FP) | Ml/d | 2 | 2019-20: 3.06; 2020-21: 3.01; 2021-22: 2.98; 2022-23: 2.94; 2023-24: 2.9; 2024-25: 2.85; 2025-26: 2.78; 2026-27: 2.72; 2027-28: 2.69; 2028-29: 2.67; 2029-30: 2.36; 2030-31: 2.34; 2031-32: 1.95; 2032-33: 1.95; 2033-34: 1.94; 2034-35: 1.92; 2035-36: 1.95; 2036-37: 1.76; 2037-38: 1.75; 2038-39: 1.74; 2039-40: 1.73; 2040-41: 1.73; 2041-42: 1.71; 2042-43: 1.71; 2043-44: 1.71; 2044-45: 1.65; 2045-46: 1.52; 2046-47: 1.47; 2047-48: 1.46; 2048-49: 1.39; 2049-50: 1.38
30FP | Leakage/property | (29FP * 1,000,000) / (36FP * 1,000) | l/prop/d | 2 | 2019-20: 81.2814; 2020-21: 78.3283; 2021-22: 76.1428; 2022-23: 73.9325; 2023-24: 71.9799; 2024-25: 69.9696; 2025-26: 67.5774; 2026-27: 65.6149; 2027-28: 64.5363; 2028-29: 63.8649; 2029-30: 56.2735; 2030-31: 55.5463; 2031-32: 46.0536; 2032-33: 45.8015; 2033-34: 45.3176; 2034-35: 44.6003; 2035-36: 45.045; 2036-37: 40.4282; 2037-38: 39.9717; 2038-39: 39.514; 2039-40: 39.059; 2040-41: 38.8328; 2041-42: 38.1594; 2042-43: 37.9351; 2043-44: 37.7092; 2044-45: 36.1691; 2045-46: 33.1227; 2046-47: 31.8416; 2047-48: 31.435; 2048-49: 29.7441; 2049-50: 29.3492
31FP | Measured Non Household - properties | Input | 000's | 2 | 2019-20: 2.651; 2020-21: 2.679; 2021-22: 2.703; 2022-23: 2.733; 2023-24: 2.762; 2024-25: 2.786; 2025-26: 2.809; 2026-27: 2.832; 2027-28: 2.854; 2028-29: 2.874; 2029-30: 2.893; 2030-31: 2.912; 2031-32: 2.925; 2032-33: 2.935; 2033-34: 2.946; 2034-35: 2.955; 2035-36: 2.965; 2036-37: 2.975; 2037-38: 2.984; 2038-39: 2.992; 2039-40: 3; 2040-41: 3.008; 2041-42: 3.015; 2042-43: 3.021; 2043-44: 3.027; 2044-45: 3.033; 2045-46: 3.038; 2046-47: 3.042; 2047-48: 3.046; 2048-49: 3.05; 2049-50: 3.053
32FP | Unmeasured Non Household - properties | Input | 000's | 2 | 2019-20: 0.011; 2020-21: 0.011; 2021-22: 0.011; 2022-23: 0.011; 2023-24: 0.011; 2024-25: 0.011; 2025-26: 0.011; 2026-27: 0.011; 2027-28: 0.011; 2028-29: 0.012; 2029-30: 0.012; 2030-31: 0.012; 2031-32: 0.012; 2032-33: 0.012; 2033-34: 0.012; 2034-35: 0.012; 2035-36: 0.012; 2036-37: 0.012; 2037-38: 0.012; 2038-39: 0.012; 2039-40: 0.012; 2040-41: 0.012; 2041-42: 0.012; 2042-43: 0.012; 2043-44: 0.012; 2044-45: 0.012; 2045-46: 0.012; 2046-47: 0.012; 2047-48: 0.012; 2048-49: 0.012; 2049-50: 0.012
33FP | All void non-households - properties | Input | 000's | 2 | 2019-20: 0; 2020-21: 0; 2021-22: 0; 2022-23: 0; 2023-24: 0; 2024-25: 0; 2025-26: 0; 2026-27: 0; 2027-28: 0; 2028-29: 0; 2029-30: 0; 2030-31: 0; 2031-32: 0; 2032-33: 0; 2033-34: 0; 2034-35: 0; 2035-36: 0; 2036-37: 0; 2037-38: 0; 2038-39: 0; 2039-40: 0; 2040-41: 0; 2041-42: 0; 2042-43: 0; 2043-44: 0; 2044-45: 0; 2045-46: 0; 2046-47: 0; 2047-48: 0; 2048-49: 0; 2049-50: 0
34FP | Measured households - properties (excl. void) | Year before + sum (34.1BL:34.6BL) | 000's | 2 | 2019-20: 31.033; 2020-21: 31.93; 2021-22: 32.744; 2022-23: 33.49; 2023-24: 34.127; 2024-25: 34.682; 2025-26: 35.182; 2026-27: 35.586; 2027-28: 35.899; 2028-29: 36.106; 2029-30: 36.316; 2030-31: 36.583; 2031-32: 36.876; 2032-33: 37.188; 2033-34: 37.496; 2034-35: 37.808; 2035-36: 38.117; 2036-37: 38.426; 2037-38: 38.737; 2038-39: 39.051; 2039-40: 39.367; 2040-41: 39.682; 2041-42: 39.998; 2042-43: 40.316; 2043-44: 40.635; 2044-45: 40.955; 2045-46: 41.248; 2046-47: 41.544; 2047-48: 41.844; 2048-49: 42.148; 2049-50: 42.428
34.1FP | New build properties - properties | Input (new builds in each year) | 000's | 2 | 2019-20: 0.8; 2020-21: 0.716; 2021-22: 0.645; 2022-23: 0.59; 2023-24: 0.487; 2024-25: 0.412; 2025-26: 0.378; 2026-27: 0.287; 2027-28: 0.2; 2028-29: 0.099; 2029-30: 0.105; 2030-31: 0.167; 2031-32: 0.196; 2032-33: 0.219; 2033-34: 0.218; 2034-35: 0.225; 2035-36: 0.225; 2036-37: 0.228; 2037-38: 0.234; 2038-39: 0.241; 2039-40: 0.245; 2040-41: 0.247; 2041-42: 0.25; 2042-43: 0.255; 2043-44: 0.258; 2044-45: 0.261; 2045-46: 0.262; 2046-47: 0.266; 2047-48: 0.271; 2048-49: 0.277; 2049-50: 0.28
34.2FP | Meter optants - properties | Input (meter optants in each year) | 000's | 2 | 2019-20: 0.095; 2020-21: 0.091; 2021-22: 0.083; 2022-23: 0.073; 2023-24: 0.07; 2024-25: 0.067; 2025-26: 0.049; 2026-27: 0.047; 2027-28: 0.046; 2028-29: 0.044; 2029-30: 0.043; 2030-31: 0.041; 2031-32: 0.04; 2032-33: 0.038; 2033-34: 0.037; 2034-35: 0.036; 2035-36: 0.035; 2036-37: 0.034; 2037-38: 0.032; 2038-39: 0.031; 2039-40: 0.03; 2040-41: 0.029; 2041-42: 0.028; 2042-43: 0.027; 2043-44: 0.026; 2044-45: 0.026; 2045-46: 0; 2046-47: 0; 2047-48: 0; 2048-49: 0; 2049-50: 0
34.3FP | Compulsory metering - properties | Input (compulsory meters in each year) | 000's | 2 | 2019-20: 0; 2020-21: 0; 2021-22: 0; 2022-23: 0; 2023-24: 0; 2024-25: 0; 2025-26: 0; 2026-27: 0; 2027-28: 0; 2028-29: 0; 2029-30: 0; 2030-31: 0; 2031-32: 0; 2032-33: 0; 2033-34: 0; 2034-35: 0; 2035-36: 0; 2036-37: 0; 2037-38: 0; 2038-39: 0; 2039-40: 0; 2040-41: 0; 2041-42: 0; 2042-43: 0; 2043-44: 0; 2044-45: 0; 2045-46: 0; 2046-47: 0; 2047-48: 0; 2048-49: 0; 2049-50: 0
34.4FP | Metering on change of occupancy - properties | Input (change of occupancy meters in each year) | 000's | 2 | 2019-20: 0.089; 2020-21: 0.086; 2021-22: 0.083; 2022-23: 0.08; 2023-24: 0.077; 2024-25: 0.074; 2025-26: 0.071; 2026-27: 0.068; 2027-28: 0.065; 2028-29: 0.062; 2029-30: 0.06; 2030-31: 0.057; 2031-32: 0.055; 2032-33: 0.053; 2033-34: 0.051; 2034-35: 0.049; 2035-36: 0.047; 2036-37: 0.045; 2037-38: 0.043; 2038-39: 0.041; 2039-40: 0.04; 2040-41: 0.038; 2041-42: 0.037; 2042-43: 0.035; 2043-44: 0.034; 2044-45: 0.032; 2045-46: 0.031; 2046-47: 0.03; 2047-48: 0.029; 2048-49: 0.027; 2049-50: 0
34.5FP | Selective metering - properties | Input (selective meters in each year) | 000's | 2 | 2019-20: 0.004; 2020-21: 0.004; 2021-22: 0.003; 2022-23: 0.003; 2023-24: 0.003; 2024-25: 0.002; 2025-26: 0.002; 2026-27: 0.002; 2027-28: 0.002; 2028-29: 0.002; 2029-30: 0.002; 2030-31: 0.002; 2031-32: 0.002; 2032-33: 0.002; 2033-34: 0.002; 2034-35: 0.002; 2035-36: 0.002; 2036-37: 0.002; 2037-38: 0.002; 2038-39: 0.001; 2039-40: 0.001; 2040-41: 0.001; 2041-42: 0.001; 2042-43: 0.001; 2043-44: 0.001; 2044-45: 0.001; 2045-46: 0; 2046-47: 0; 2047-48: 0; 2048-49: 0; 2049-50: 0
34.6FP | Other changes to existing metering - properties | Input (other changes to meters in each year) | 000's | 2 | 2019-20: 0; 2020-21: 0; 2021-22: 0; 2022-23: 0; 2023-24: 0; 2024-25: 0; 2025-26: 0; 2026-27: 0; 2027-28: 0; 2028-29: 0; 2029-30: 0; 2030-31: 0; 2031-32: 0; 2032-33: 0; 2033-34: 0; 2034-35: 0; 2035-36: 0; 2036-37: 0; 2037-38: 0; 2038-39: 0; 2039-40: 0; 2040-41: 0; 2041-42: 0; 2042-43: 0; 2043-44: 0; 2044-45: 0; 2045-46: 0; 2046-47: 0; 2047-48: 0; 2048-49: 0; 2049-50: 0
34.7FP | Measured household void properties | Input | 000's | 2 | 2019-20: 0.568; 2020-21: 0.578; 2021-22: 0.586; 2022-23: 0.597; 2023-24: 0.606; 2024-25: 0.615; 2025-26: 0.623; 2026-27: 0.631; 2027-28: 0.638; 2028-29: 0.645; 2029-30: 0.653; 2030-31: 0.659; 2031-32: 0.666; 2032-33: 0.672; 2033-34: 0.679; 2034-35: 0.685; 2035-36: 0.692; 2036-37: 0.698; 2037-38: 0.704; 2038-39: 0.711; 2039-40: 0.717; 2040-41: 0.723; 2041-42: 0.729; 2042-43: 0.735; 2043-44: 0.742; 2044-45: 0.748; 2045-46: 0.753; 2046-47: 0.759; 2047-48: 0.764; 2048-49: 0.77; 2049-50: 0.775
35FP | Unmeasured households - properties (excl. void) | Input | 000's | 2 | 2019-20: 3.323; 2020-21: 3.172; 2021-22: 3.038; 2022-23: 2.883; 2023-24: 2.734; 2024-25: 2.591; 2025-26: 2.469; 2026-27: 2.352; 2027-28: 2.24; 2028-29: 2.131; 2029-30: 2.027; 2030-31: 1.926; 2031-32: 1.829; 2032-33: 1.736; 2033-34: 1.646; 2034-35: 1.56; 2035-36: 1.477; 2036-37: 1.397; 2037-38: 1.32; 2038-39: 1.246; 2039-40: 1.174; 2040-41: 1.105; 2041-42: 1.039; 2042-43: 0.975; 2043-44: 0.914; 2044-45: 0.855; 2045-46: 0.824; 2046-47: 0.794; 2047-48: 0.765; 2048-49: 0.738; 2049-50: 0.738
35.1FP | Unmeasured household void properties | Input | 000's | 2 | 2019-20: 0.061; 2020-21: 0.058; 2021-22: 0.055; 2022-23: 0.052; 2023-24: 0.049; 2024-25: 0.047; 2025-26: 0.044; 2026-27: 0.042; 2027-28: 0.04; 2028-29: 0.039; 2029-30: 0.037; 2030-31: 0.035; 2031-32: 0.034; 2032-33: 0.032; 2033-34: 0.03; 2034-35: 0.029; 2035-36: 0.027; 2036-37: 0.026; 2037-38: 0.024; 2038-39: 0.023; 2039-40: 0.022; 2040-41: 0.02; 2041-42: 0.019; 2042-43: 0.018; 2043-44: 0.017; 2044-45: 0.016; 2045-46: 0.015; 2046-47: 0.015; 2047-48: 0.014; 2048-49: 0.014; 2049-50: 0.014
36FP | Total Resource Zone Properties (incl. voids) | sum (31FP:34FP) + 34.7FP + 35BL + 35.1BL | 000's | 2 | 2019-20: 37.647; 2020-21: 38.428; 2021-22: 39.137; 2022-23: 39.766; 2023-24: 40.289; 2024-25: 40.732; 2025-26: 41.138; 2026-27: 41.454; 2027-28: 41.682; 2028-29: 41.807; 2029-30: 41.938; 2030-31: 42.127; 2031-32: 42.342; 2032-33: 42.575; 2033-34: 42.809; 2034-35: 43.049; 2035-36: 43.29; 2036-37: 43.534; 2037-38: 43.781; 2038-39: 44.035; 2039-40: 44.292; 2040-41: 44.55; 2041-42: 44.812; 2042-43: 45.077; 2043-44: 45.347; 2044-45: 45.619; 2045-46: 45.89; 2046-47: 46.166; 2047-48: 46.445; 2048-49: 46.732; 2049-50: 47.02
37FP | Measured Non Household - Population | Input | 000's | 2 | 2019-20: 1.475; 2020-21: 1.488; 2021-22: 1.497; 2022-23: 1.511; 2023-24: 1.525; 2024-25: 1.534; 2025-26: 1.543; 2026-27: 1.562; 2027-28: 1.579; 2028-29: 1.602; 2029-30: 1.617; 2030-31: 1.633; 2031-32: 1.667; 2032-33: 1.69; 2033-34: 1.71; 2034-35: 1.722; 2035-36: 1.733; 2036-37: 1.742; 2037-38: 1.753; 2038-39: 1.766; 2039-40: 1.776; 2040-41: 1.79; 2041-42: 1.804; 2042-43: 1.822; 2043-44: 1.841; 2044-45: 1.86; 2045-46: 1.882; 2046-47: 1.905; 2047-48: 1.928; 2048-49: 1.952; 2049-50: 1.973
38FP | Unmeasured Non Household - Population | Input | 000's | 2 | 2019-20: 0.006; 2020-21: 0.006; 2021-22: 0.006; 2022-23: 0.006; 2023-24: 0.006; 2024-25: 0.006; 2025-26: 0.006; 2026-27: 0.006; 2027-28: 0.006; 2028-29: 0.006; 2029-30: 0.006; 2030-31: 0.007; 2031-32: 0.007; 2032-33: 0.007; 2033-34: 0.007; 2034-35: 0.007; 2035-36: 0.007; 2036-37: 0.007; 2037-38: 0.007; 2038-39: 0.007; 2039-40: 0.007; 2040-41: 0.007; 2041-42: 0.007; 2042-43: 0.007; 2043-44: 0.007; 2044-45: 0.007; 2045-46: 0.008; 2046-47: 0.008; 2047-48: 0.008; 2048-49: 0.008; 2049-50: 0.008
39FP | Measured Household - Population | Input | 000's | 2 | 2019-20: 73.356; 2020-21: 74.643; 2021-22: 75.586; 2022-23: 77.102; 2023-24: 78.316; 2024-25: 79.35; 2025-26: 80.263; 2026-27: 80.996; 2027-28: 81.622; 2028-29: 82.118; 2029-30: 82.624; 2030-31: 83.142; 2031-32: 83.633; 2032-33: 84.111; 2033-34: 84.604; 2034-35: 85.136; 2035-36: 85.621; 2036-37: 86.101; 2037-38: 86.616; 2038-39: 87.187; 2039-40: 87.863; 2040-41: 88.557; 2041-42: 89.266; 2042-43: 90; 2043-44: 90.75; 2044-45: 91.52; 2045-46: 92.191; 2046-47: 92.892; 2047-48: 93.636; 2048-49: 94.405; 2049-50: 95.082
40FP | Unmeasured Household - Population | Input | 000's | 2 | 2019-20: 11.61; 2020-21: 11.121; 2021-22: 10.691; 2022-23: 10.19; 2023-24: 9.708; 2024-25: 9.25; 2025-26: 8.858; 2026-27: 8.486; 2027-28: 8.135; 2028-29: 7.804; 2029-30: 7.485; 2030-31: 7.169; 2031-32: 6.859; 2032-33: 6.558; 2033-34: 6.268; 2034-35: 5.99; 2035-36: 5.721; 2036-37: 5.46; 2037-38: 5.21; 2038-39: 4.969; 2039-40: 4.74; 2040-41: 4.519; 2041-42: 4.305; 2042-43: 4.097; 2043-44: 3.897; 2044-45: 3.702; 2045-46: 3.598; 2046-47: 3.498; 2047-48: 3.403; 2048-49: 3.311; 2049-50: 3.311
41FP | Total Resource Zone Population | sum (37FP:40FP) | 000's | 2 | 2019-20: 86.447; 2020-21: 87.258; 2021-22: 87.78; 2022-23: 88.809; 2023-24: 89.555; 2024-25: 90.14; 2025-26: 90.67; 2026-27: 91.05; 2027-28: 91.342; 2028-29: 91.53; 2029-30: 91.732; 2030-31: 91.951; 2031-32: 92.166; 2032-33: 92.366; 2033-34: 92.589; 2034-35: 92.855; 2035-36: 93.082; 2036-37: 93.31; 2037-38: 93.586; 2038-39: 93.929; 2039-40: 94.386; 2040-41: 94.873; 2041-42: 95.382; 2042-43: 95.926; 2043-44: 96.495; 2044-45: 97.089; 2045-46: 97.679; 2046-47: 98.303; 2047-48: 98.975; 2048-49: 99.676; 2049-50: 100.374
42FP | Average household occupancy rate (excl. voids) | (39FP + 40FP) / (34FP + 35FP) | h/prop | 1 | 2019-20: 2.4731; 2020-21: 2.4433; 2021-22: 2.4112; 2022-23: 2.3999; 2023-24: 2.388; 2024-25: 2.3771; 2025-26: 2.367; 2026-27: 2.3586; 2027-28: 2.3534; 2028-29: 2.3517; 2029-30: 2.3501; 2030-31: 2.3452; 2031-32: 2.338; 2032-33: 2.3294; 2033-34: 2.3216; 2034-35: 2.3147; 2035-36: 2.307; 2036-37: 2.2992; 2037-38: 2.2924; 2038-39: 2.2869; 2039-40: 2.2842; 2040-41: 2.282; 2041-42: 2.2802; 2042-43: 2.2789; 2043-44: 2.278; 2044-45: 2.2775; 2045-46: 2.2768; 2046-47: 2.2767; 2047-48: 2.2774; 2048-49: 2.2785; 2049-50: 2.2794
43FP | Total Household Metering penetration (excl. voids) | 34FP / (34FP + 35FP) | % | 1 | 2019-20: 90.33%; 2020-21: 90.96%; 2021-22: 91.51%; 2022-23: 92.07%; 2023-24: 92.58%; 2024-25: 93.05%; 2025-26: 93.44%; 2026-27: 93.8%; 2027-28: 94.13%; 2028-29: 94.43%; 2029-30: 94.71%; 2030-31: 95%; 2031-32: 95.27%; 2032-33: 95.54%; 2033-34: 95.79%; 2034-35: 96.04%; 2035-36: 96.27%; 2036-37: 96.49%; 2037-38: 96.7%; 2038-39: 96.91%; 2039-40: 97.1%; 2040-41: 97.29%; 2041-42: 97.47%; 2042-43: 97.64%; 2043-44: 97.8%; 2044-45: 97.96%; 2045-46: 98.04%; 2046-47: 98.12%; 2047-48: 98.2%; 2048-49: 98.28%; 2049-50: 98.29%
44FP | Total Household Metering penetration (incl. voids) | (34FP) / (34FP + 34.7FP + 35FP + 35.1FP) | % | 1 | 2019-20: 88.7%; 2020-21: 89.34%; 2021-22: 89.9%; 2022-23: 90.46%; 2023-24: 90.97%; 2024-25: 91.42%; 2025-26: 91.82%; 2026-27: 92.17%; 2027-28: 92.48%; 2028-29: 92.77%; 2029-30: 93.04%; 2030-31: 93.32%; 2031-32: 93.58%; 2032-33: 93.84%; 2033-34: 94.09%; 2034-35: 94.33%; 2035-36: 94.55%; 2036-37: 94.77%; 2037-38: 94.98%; 2038-39: 95.17%; 2039-40: 95.37%; 2040-41: 95.55%; 2041-42: 95.72%; 2042-43: 95.89%; 2043-44: 96.05%; 2044-45: 96.2%; 2045-46: 96.28%; 2046-47: 96.36%; 2047-48: 96.44%; 2048-49: 96.51%; 2049-50: 96.53%
45FP | Distribution input | sum (12FP:15FP) + 21FP + 22FP + 27FP + 28FP | Ml/d | 2 | 2019-20: 27.63; 2020-21: 27.57; 2021-22: 27.54; 2022-23: 27.55; 2023-24: 27.49; 2024-25: 27.43; 2025-26: 26.76; 2026-27: 26.55; 2027-28: 26.45; 2028-29: 26.25; 2029-30: 25.77; 2030-31: 25.57; 2031-32: 25.05; 2032-33: 24.97; 2033-34: 24.93; 2034-35: 24.77; 2035-36: 24.64; 2036-37: 24.28; 2037-38: 24.16; 2038-39: 24.03; 2039-40: 23.93; 2040-41: 23.83; 2041-42: 23.71; 2042-43: 23.61; 2043-44: 23.49; 2044-45: 23.44; 2045-46: 23.3; 2046-47: 23.28; 2047-48: 23.27; 2048-49: 23.22; 2049-50: 23.25
46FP | Target headroom (climate change component) | Input | Ml/d | 2 | 2019-20: 0.00011588; 2020-21: 0.00011588; 2021-22: 0.00011588; 2022-23: 0.00011588; 2023-24: 0.00011588; 2024-25: 0.00011588; 2025-26: 0.00011588; 2026-27: 0.0021336; 2027-28: 0.0011198; 2028-29: 0.0028957; 2029-30: 0.0015479; 2030-31: 0.0055591; 2031-32: 0.0056379; 2032-33: 0.0028026; 2033-34: 0; 2034-35: 0.0061227; 2035-36: 0.0076023; 2036-37: 0.0075657; 2037-38: 0.0047016; 2038-39: 0.0091863; 2039-40: 0; 2040-41: 0; 2041-42: 0; 2042-43: 0; 2043-44: 0; 2044-45: 0; 2045-46: 0; 2046-47: 0; 2047-48: 0; 2048-49: 0; 2049-50: 0
47FP | Target headroom (All other components) | Input | Ml/d | 2 | 2019-20: 0.98987; 2020-21: 0.98987; 2021-22: 0.98987; 2022-23: 0.98987; 2023-24: 0.98987; 2024-25: 0.98987; 2025-26: 0.98987; 2026-27: 1.0046; 2027-28: 1.0032; 2028-29: 1.0271; 2029-30: 1.235; 2030-31: 1.2728; 2031-32: 1.3444; 2032-33: 1.3587; 2033-34: 1.385; 2034-35: 1.464; 2035-36: 1.2977; 2036-37: 1.3832; 2037-38: 1.45; 2038-39: 1.4923; 2039-40: 1.184; 2040-41: 1.2275; 2041-42: 1.2598; 2042-43: 1.2957; 2043-44: 1.3471; 2044-45: 1.4497; 2045-46: 1.2967; 2046-47: 1.2783; 2047-48: 1.2698; 2048-49: 1.2586; 2049-50: 1.2777
48FP | Target Headroom | 46FP + 47FP | Ml/d | 2 | 2019-20: 0.98999; 2020-21: 0.98999; 2021-22: 0.98999; 2022-23: 0.98999; 2023-24: 0.98999; 2024-25: 0.98999; 2025-26: 0.98999; 2026-27: 1.0067; 2027-28: 1.0043; 2028-29: 1.03; 2029-30: 1.2365; 2030-31: 1.2783; 2031-32: 1.3501; 2032-33: 1.3615; 2033-34: 1.385; 2034-35: 1.4701; 2035-36: 1.3053; 2036-37: 1.3907; 2037-38: 1.4547; 2038-39: 1.5014; 2039-40: 1.184; 2040-41: 1.2275; 2041-42: 1.2598; 2042-43: 1.2957; 2043-44: 1.3471; 2044-45: 1.4497; 2045-46: 1.2967; 2046-47: 1.2783; 2047-48: 1.2698; 2048-49: 1.2586; 2049-50: 1.2777
49FP | Available Headroom | 11FP - 45FP | Ml/d | 2 | 2019-20: 0.99; 2020-21: 1.05; 2021-22: 1.08; 2022-23: 1.07; 2023-24: 1.13; 2024-25: 1.19; 2025-26: 1; 2026-27: 1.04; 2027-28: 1; 2028-29: 1.03; 2029-30: 1.234; 2030-31: 1.29; 2031-32: 1.35; 2032-33: 1.36; 2033-34: 1.38; 2034-35: 1.48; 2035-36: 1.32; 2036-37: 1.39; 2037-38: 1.45; 2038-39: 1.51; 2039-40: 1.2; 2040-41: 1.24; 2041-42: 1.27; 2042-43: 1.31; 2043-44: 1.37; 2044-45: 1.45; 2045-46: 1.31; 2046-47: 1.28; 2047-48: 1.28; 2048-49: 1.27; 2049-50: 1.29
49.1FP | Available non-potable balance (if applicable) | 1.1FP - 12.1FP | Ml/d | 2 | 2019-20: 0; 2020-21: 0; 2021-22: 0; 2022-23: 0; 2023-24: 0; 2024-25: 0; 2025-26: 0; 2026-27: 0; 2027-28: 0; 2028-29: 0; 2029-30: 0; 2030-31: 0; 2031-32: 0; 2032-33: 0; 2033-34: 0; 2034-35: 0; 2035-36: 0; 2036-37: 0; 2037-38: 0; 2038-39: 0; 2039-40: 0; 2040-41: 0; 2041-42: 0; 2042-43: 0; 2043-44: 0; 2044-45: 0; 2045-46: 0; 2046-47: 0; 2047-48: 0; 2048-49: 0; 2049-50: 0
50FP | Supply Demand Balance | 49FP - 48FP | Ml/d | 2 | 2019-20: 1.1342e-05; 2020-21: 0.060011; 2021-22: 0.090011; 2022-23: 0.080011; 2023-24: 0.14001; 2024-25: 0.20001; 2025-26: 0.010011; 2026-27: 0.033302; 2027-28: -0.0042881; 2028-29: -9.4732e-06; 2029-30: -0.0025479; 2030-31: 0.011675; 2031-32: -6.2426e-05; 2032-33: -0.0014878; 2033-34: -0.005; 2034-35: 0.0099002; 2035-36: 0.014683; 2036-37: -0.00072772; 2037-38: -0.0047016; 2038-39: 0.0085617; 2039-40: 0.015991; 2040-41: 0.012494; 2041-42: 0.010217; 2042-43: 0.014288; 2043-44: 0.022896; 2044-45: 0.00027144; 2045-46: 0.013282; 2046-47: 0.0016806; 2047-48: 0.010207; 2048-49: 0.011354; 2049-50: 0.012266
Data for Charts
DYAA Baseline |  |  |  |  | 2019-20 | 2020-21 | 2021-22 | 2022-23 | 2023-24 | 2024-25 | 2025-26 | 2026-27 | 2027-28 | 2028-29 | 2029-30 | 2030-31 | 2031-32 | 2032-33 | 2033-34 | 2034-35 | 2035-36 | 2036-37 | 2037-38 | 2038-39 | 2039-40 | 2040-41 | 2041-42 | 2042-43 | 2043-44 | 2044-45 | 2045-46 | 2046-47 | 2047-48 | 2048-49 | 2049-50 | 2050-51 | 2051-52 | 2052-53 | 2053-54 | 2054-55 | 2055-56 | 2056-57 | 2057-58 | 2058-59 | 2059-60 | 2060-61 | 2061-62 | 2062-63 | 2063-64 | 2064-65 | 2065-66 | 2066-67 | 2067-68 | 2068-69 | 2069-70 | 2070-71 | 2071-72 | 2072-73 | 2073-74 | 2074-75 | 2075-76 | 2076-77 | 2077-78 | 2078-79 | 2079-80 | 2080-81 | 2081-82 | 2082-83 | 2083-84 | 2084-85 | 2085-86 | 2086-87 | 2087-88 | 2088-89 | 2089-90 | 2090-91 | 2091-92 | 2092-93 | 2093-94 | 2094-95 | 2095-96 | 2096-97 | 2097-98 | 2098-99 | 2099-100
| Measured HH consumption |  | Ml/d | 2 | 10.52 | 10.62 | 10.68 | 10.81 | 10.9 | 10.96 | 11.05 | 11.12 | 11.18 | 11.22 | 11.26 | 11.31 | 11.38 | 11.45 | 11.52 | 11.6 | 11.66 | 11.73 | 11.83 | 11.95 | 12.07 | 12.18 | 12.28 | 12.38 | 12.49 | 12.59 | 12.69 | 12.8 | 12.89 | 13.01 | 13.11 | 0 | 0 | 0 | 0 | 0 | 0 | 0 | 0 | 0 | 0 | 0 | 0 | 0 | 0 | 0 | 0 | 0 | 0 | 0 | 0 | 0 | 0 | 0 | 0 | 0 | 0 | 0 | 0 | 0 | 0 | 0 | 0 | 0 | 0 | 0 | 0 | 0 | 0 | 0 | 0 | 0 | 0 | 0 | 0 | 0 | 0 | 0 | 0 | 0 | 0
| Unmeasured HH consumption |  | Ml/d | 2 | 1.76 | 1.68 | 1.62 | 1.53 | 1.46 | 1.39 | 1.32 | 1.27 | 1.21 | 1.16 | 1.1 | 1.06 | 1.01 | 0.96 | 0.93 | 0.88 | 0.85 | 0.81 | 0.77 | 0.74 | 0.7 | 0.67 | 0.63 | 0.61 | 0.58 | 0.55 | 0.53 | 0.52 | 0.51 | 0.49 | 0.49 | 0 | 0 | 0 | 0 | 0 | 0 | 0 | 0 | 0 | 0 | 0 | 0 | 0 | 0 | 0 | 0 | 0 | 0 | 0 | 0 | 0 | 0 | 0 | 0 | 0 | 0 | 0 | 0 | 0 | 0 | 0 | 0 | 0 | 0 | 0 | 0 | 0 | 0 | 0 | 0 | 0 | 0 | 0 | 0 | 0 | 0 | 0 | 0 | 0 | 0
| Non-HH consumption |  | Ml/d | 2 | 6.2 | 6.19 | 6.2 | 6.18 | 6.16 | 6.17 | 6.19 | 6.2 | 6.22 | 6.23 | 6.24 | 6.24 | 6.24 | 6.23 | 6.25 | 6.25 | 6.25 | 6.22 | 6.21 | 6.19 | 6.19 | 6.18 | 6.17 | 6.17 | 6.16 | 6.15 | 6.14 | 6.14 | 6.14 | 6.15 | 6.15 | 0 | 0 | 0 | 0 | 0 | 0 | 0 | 0 | 0 | 0 | 0 | 0 | 0 | 0 | 0 | 0 | 0 | 0 | 0 | 0 | 0 | 0 | 0 | 0 | 0 | 0 | 0 | 0 | 0 | 0 | 0 | 0 | 0 | 0 | 0 | 0 | 0 | 0 | 0 | 0 | 0 | 0 | 0 | 0 | 0 | 0 | 0 | 0 | 0 | 0
| Total Leakage |  | Ml/d | 2 | 3.06 | 3.01 | 2.98 | 2.94 | 2.9 | 2.85 | 2.85 | 2.85 | 2.85 | 2.85 | 2.85 | 2.85 | 2.85 | 2.85 | 2.85 | 2.85 | 2.85 | 2.85 | 2.86 | 2.85 | 2.86 | 2.86 | 2.86 | 2.86 | 2.86 | 2.87 | 2.87 | 2.86 | 2.87 | 2.87 | 2.87 | 0 | 0 | 0 | 0 | 0 | 0 | 0 | 0 | 0 | 0 | 0 | 0 | 0 | 0 | 0 | 0 | 0 | 0 | 0 | 0 | 0 | 0 | 0 | 0 | 0 | 0 | 0 | 0 | 0 | 0 | 0 | 0 | 0 | 0 | 0 | 0 | 0 | 0 | 0 | 0 | 0 | 0 | 0 | 0 | 0 | 0 | 0 | 0 | 0 | 0
| Other demand components |  | Ml/d | 2 | 0.65 | 0.65 | 0.64 | 0.65 | 0.64 | 0.64 | 0.64 | 0.62 | 0.64 | 0.64 | 0.65 | 0.64 | 0.64 | 0.65 | 0.64 | 0.65 | 0.64 | 0.64 | 0.64 | 0.65 | 0.64 | 0.63 | 0.65 | 0.65 | 0.64 | 0.65 | 0.65 | 0.64 | 0.65 | 0.65 | 0.65 | 0 | 0 | 0 | 0 | 0 | 0 | 0 | 0 | 0 | 0 | 0 | 0 | 0 | 0 | 0 | 0 | 0 | 0 | 0 | 0 | 0 | 0 | 0 | 0 | 0 | 0 | 0 | 0 | 0 | 0 | 0 | 0 | 0 | 0 | 0 | 0 | 0 | 0 | 0 | 0 | 0 | 0 | 0 | 0 | 0 | 0 | 0 | 0 | 0 | 0
| Total Water Available for use |  | Ml/d | 2 | 23.6 | 23.44 | 23.49 | 23.53 | 23.55 | 23.56 | 22.84 | 22.88 | 22.91 | 22.93 | 23.08 | 23.13 | 23.21 | 23.22 | 23.3 | 23.4 | 23.29 | 23.35 | 23.47 | 23.57 | 23.41 | 23.5 | 23.59 | 23.69 | 23.8 | 23.96 | 23.9 | 23.98 | 24.06 | 24.15 | 24.27 | 0 | 0 | 0 | 0 | 0 | 0 | 0 | 0 | 0 | 0 | 0 | 0 | 0 | 0 | 0 | 0 | 0 | 0 | 0 | 0 | 0 | 0 | 0 | 0 | 0 | 0 | 0 | 0 | 0 | 0 | 0 | 0 | 0 | 0 | 0 | 0 | 0 | 0 | 0 | 0 | 0 | 0 | 0 | 0 | 0 | 0 | 0 | 0 | 0 | 0
| Total Demand + Target Headroom |  | Ml/d | 2 | 22.9847 | 22.9447 | 22.9147 | 22.9047 | 22.8547 | 22.8047 | 22.8447 | 22.8674 | 22.9053 | 22.9256 | 23.0921 | 23.1219 | 23.1951 | 23.2238 | 23.2964 | 23.3998 | 23.2889 | 23.3542 | 23.4684 | 23.5715 | 23.3987 | 23.4926 | 23.5879 | 23.6963 | 23.7963 | 23.9561 | 23.9029 | 23.9669 | 24.0597 | 24.1594 | 24.2735 | 0 | 0 | 0 | 0 | 0 | 0 | 0 | 0 | 0 | 0 | 0 | 0 | 0 | 0 | 0 | 0 | 0 | 0 | 0 | 0 | 0 | 0 | 0 | 0 | 0 | 0 | 0 | 0 | 0 | 0 | 0 | 0 | 0 | 0 | 0 | 0 | 0 | 0 | 0 | 0 | 0 | 0 | 0 | 0 | 0 | 0 | 0 | 0 | 0 | 0
DYAA Final Plan |  |  |  |  | 2019-20 | 2020-21 | 2021-22 | 2022-23 | 2023-24 | 2024-25 | 2025-26 | 2026-27 | 2027-28 | 2028-29 | 2029-30 | 2030-31 | 2031-32 | 2032-33 | 2033-34 | 2034-35 | 2035-36 | 2036-37 | 2037-38 | 2038-39 | 2039-40 | 2040-41 | 2041-42 | 2042-43 | 2043-44 | 2044-45 | 2045-46 | 2046-47 | 2047-48 | 2048-49 | 2049-50 | 2050-51 | 2051-52 | 2052-53 | 2053-54 | 2054-55 | 2055-56 | 2056-57 | 2057-58 | 2058-59 | 2059-60 | 2060-61 | 2061-62 | 2062-63 | 2063-64 | 2064-65 | 2065-66 | 2066-67 | 2067-68 | 2068-69 | 2069-70 | 2070-71 | 2071-72 | 2072-73 | 2073-74 | 2074-75 | 2075-76 | 2076-77 | 2077-78 | 2078-79 | 2079-80 | 2080-81 | 2081-82 | 2082-83 | 2083-84 | 2084-85 | 2085-86 | 2086-87 | 2087-88 | 2088-89 | 2089-90 | 2090-91 | 2091-92 | 2092-93 | 2093-94 | 2094-95 | 2095-96 | 2096-97 | 2097-98 | 2098-99 | 2099-100
| Measured HH consumption |  | Ml/d | 2 | 10.52 | 10.62 | 10.68 | 10.81 | 10.9 | 10.96 | 10.61 | 10.61 | 10.6 | 10.55 | 10.49 | 10.45 | 10.43 | 10.46 | 10.48 | 10.46 | 10.42 | 10.38 | 10.37 | 10.38 | 10.39 | 10.39 | 10.38 | 10.36 | 10.36 | 10.41 | 10.46 | 10.53 | 10.57 | 10.63 | 10.68 | 0 | 0 | 0 | 0 | 0 | 0 | 0 | 0 | 0 | 0 | 0 | 0 | 0 | 0 | 0 | 0 | 0 | 0 | 0 | 0 | 0 | 0 | 0 | 0 | 0 | 0 | 0 | 0 | 0 | 0 | 0 | 0 | 0 | 0 | 0 | 0 | 0 | 0 | 0 | 0 | 0 | 0 | 0 | 0 | 0 | 0 | 0 | 0 | 0 | 0
| Unmeasured HH consumption |  | Ml/d | 2 | 1.76 | 1.68 | 1.62 | 1.53 | 1.46 | 1.39 | 1.32 | 1.27 | 1.21 | 1.16 | 1.1 | 1.06 | 1.01 | 0.96 | 0.93 | 0.88 | 0.85 | 0.81 | 0.77 | 0.74 | 0.7 | 0.67 | 0.63 | 0.61 | 0.58 | 0.55 | 0.53 | 0.52 | 0.51 | 0.49 | 0.49 | 0 | 0 | 0 | 0 | 0 | 0 | 0 | 0 | 0 | 0 | 0 | 0 | 0 | 0 | 0 | 0 | 0 | 0 | 0 | 0 | 0 | 0 | 0 | 0 | 0 | 0 | 0 | 0 | 0 | 0 | 0 | 0 | 0 | 0 | 0 | 0 | 0 | 0 | 0 | 0 | 0 | 0 | 0 | 0 | 0 | 0 | 0 | 0 | 0 | 0
| Non-HH consumption |  | Ml/d | 2 | 6.2 | 6.19 | 6.2 | 6.18 | 6.16 | 6.17 | 6.13 | 6.09 | 6.06 | 6.02 | 5.99 | 5.95 | 5.91 | 5.85 | 5.84 | 5.8 | 5.75 | 5.68 | 5.63 | 5.56 | 5.52 | 5.47 | 5.42 | 5.37 | 5.32 | 5.27 | 5.22 | 5.17 | 5.13 | 5.1 | 5.06 | 0 | 0 | 0 | 0 | 0 | 0 | 0 | 0 | 0 | 0 | 0 | 0 | 0 | 0 | 0 | 0 | 0 | 0 | 0 | 0 | 0 | 0 | 0 | 0 | 0 | 0 | 0 | 0 | 0 | 0 | 0 | 0 | 0 | 0 | 0 | 0 | 0 | 0 | 0 | 0 | 0 | 0 | 0 | 0 | 0 | 0 | 0 | 0 | 0 | 0
| Total Leakage |  | Ml/d | 2 | 3.06 | 3.01 | 2.98 | 2.94 | 2.9 | 2.85 | 2.78 | 2.72 | 2.69 | 2.67 | 2.36 | 2.34 | 1.95 | 1.95 | 1.94 | 1.92 | 1.95 | 1.76 | 1.75 | 1.74 | 1.73 | 1.73 | 1.71 | 1.71 | 1.71 | 1.65 | 1.52 | 1.47 | 1.46 | 1.39 | 1.38 | 0 | 0 | 0 | 0 | 0 | 0 | 0 | 0 | 0 | 0 | 0 | 0 | 0 | 0 | 0 | 0 | 0 | 0 | 0 | 0 | 0 | 0 | 0 | 0 | 0 | 0 | 0 | 0 | 0 | 0 | 0 | 0 | 0 | 0 | 0 | 0 | 0 | 0 | 0 | 0 | 0 | 0 | 0 | 0 | 0 | 0 | 0 | 0 | 0 | 0
| Other demand components |  | Ml/d | 2 | 0.65 | 0.65 | 0.64 | 0.65 | 0.64 | 0.64 | 0.64 | 0.62 | 0.64 | 0.64 | 0.65 | 0.64 | 0.64 | 0.65 | 0.64 | 0.65 | 0.64 | 0.64 | 0.64 | 0.65 | 0.64 | 0.63 | 0.65 | 0.65 | 0.64 | 0.65 | 0.65 | 0.64 | 0.65 | 0.65 | 0.65 | 0 | 0 | 0 | 0 | 0 | 0 | 0 | 0 | 0 | 0 | 0 | 0 | 0 | 0 | 0 | 0 | 0 | 0 | 0 | 0 | 0 | 0 | 0 | 0 | 0 | 0 | 0 | 0 | 0 | 0 | 0 | 0 | 0 | 0 | 0 | 0 | 0 | 0 | 0 | 0 | 0 | 0 | 0 | 0 | 0 | 0 | 0 | 0 | 0 | 0
| Total Water Available for use |  | Ml/d | 2 | 23.6 | 23.44 | 23.49 | 23.53 | 23.55 | 23.56 | 22.27 | 22.12 | 22.01 | 21.87 | 21.58 | 21.46 | 21.02 | 20.95 | 20.94 | 20.88 | 20.65 | 20.37 | 20.32 | 20.26 | 19.92 | 19.86 | 19.79 | 19.73 | 19.68 | 19.68 | 19.4 | 19.34 | 19.32 | 19.25 | 19.26 | 0 | 0 | 0 | 0 | 0 | 0 | 0 | 0 | 0 | 0 | 0 | 0 | 0 | 0 | 0 | 0 | 0 | 0 | 0 | 0 | 0 | 0 | 0 | 0 | 0 | 0 | 0 | 0 | 0 | 0 | 0 | 0 | 0 | 0 | 0 | 0 | 0 | 0 | 0 | 0 | 0 | 0 | 0 | 0 | 0 | 0 | 0 | 0 | 0 | 0
| Total Demand + Target Headroom |  | Ml/d | 2 | 22.9847 | 22.9447 | 22.9147 | 22.9047 | 22.8547 | 22.8047 | 22.2747 | 22.1174 | 22.0053 | 21.8656 | 21.5821 | 21.4619 | 21.0151 | 20.9538 | 20.9364 | 20.8798 | 20.6489 | 20.3742 | 20.3184 | 20.2615 | 19.9187 | 19.8626 | 19.7879 | 19.7263 | 19.6763 | 19.6761 | 19.4029 | 19.3369 | 19.3197 | 19.2494 | 19.2635 | 0 | 0 | 0 | 0 | 0 | 0 | 0 | 0 | 0 | 0 | 0 | 0 | 0 | 0 | 0 | 0 | 0 | 0 | 0 | 0 | 0 | 0 | 0 | 0 | 0 | 0 | 0 | 0 | 0 | 0 | 0 | 0 | 0 | 0 | 0 | 0 | 0 | 0 | 0 | 0 | 0 | 0 | 0 | 0 | 0 | 0 | 0 | 0 | 0 | 0
DYCP Baseline |  |  |  |  | 2019-20 | 2020-21 | 2021-22 | 2022-23 | 2023-24 | 2024-25 | 2025-26 | 2026-27 | 2027-28 | 2028-29 | 2029-30 | 2030-31 | 2031-32 | 2032-33 | 2033-34 | 2034-35 | 2035-36 | 2036-37 | 2037-38 | 2038-39 | 2039-40 | 2040-41 | 2041-42 | 2042-43 | 2043-44 | 2044-45 | 2045-46 | 2046-47 | 2047-48 | 2048-49 | 2049-50 | 2050-51 | 2051-52 | 2052-53 | 2053-54 | 2054-55 | 2055-56 | 2056-57 | 2057-58 | 2058-59 | 2059-60 | 2060-61 | 2061-62 | 2062-63 | 2063-64 | 2064-65 | 2065-66 | 2066-67 | 2067-68 | 2068-69 | 2069-70 | 2070-71 | 2071-72 | 2072-73 | 2073-74 | 2074-75 | 2075-76 | 2076-77 | 2077-78 | 2078-79 | 2079-80 | 2080-81 | 2081-82 | 2082-83 | 2083-84 | 2084-85 | 2085-86 | 2086-87 | 2087-88 | 2088-89 | 2089-90 | 2090-91 | 2091-92 | 2092-93 | 2093-94 | 2094-95 | 2095-96 | 2096-97 | 2097-98 | 2098-99 | 2099-100
| Measured HH consumption |  | Ml/d | 2 | 13.88 | 14 | 14.09 | 14.26 | 14.38 | 14.46 | 14.59 | 14.69 | 14.78 | 14.83 | 14.89 | 14.97 | 15.08 | 15.17 | 15.27 | 15.38 | 15.47 | 15.58 | 15.73 | 15.89 | 16.07 | 16.22 | 16.37 | 16.52 | 16.68 | 16.84 | 16.98 | 17.14 | 17.28 | 17.44 | 17.59 | 0 | 0 | 0 | 0 | 0 | 0 | 0 | 0 | 0 | 0 | 0 | 0 | 0 | 0 | 0 | 0 | 0 | 0 | 0 | 0 | 0 | 0 | 0 | 0 | 0 | 0 | 0 | 0 | 0 | 0 | 0 | 0 | 0 | 0 | 0 | 0 | 0 | 0 | 0 | 0 | 0 | 0 | 0 | 0 | 0 | 0 | 0 | 0 | 0 | 0
| Unmeasured HH consumption |  | Ml/d | 2 | 2.45 | 2.34 | 2.25 | 2.13 | 2.03 | 1.93 | 1.84 | 1.76 | 1.68 | 1.61 | 1.54 | 1.48 | 1.41 | 1.35 | 1.29 | 1.23 | 1.19 | 1.13 | 1.08 | 1.03 | 0.98 | 0.94 | 0.89 | 0.86 | 0.81 | 0.77 | 0.75 | 0.74 | 0.72 | 0.7 | 0.7 | 0 | 0 | 0 | 0 | 0 | 0 | 0 | 0 | 0 | 0 | 0 | 0 | 0 | 0 | 0 | 0 | 0 | 0 | 0 | 0 | 0 | 0 | 0 | 0 | 0 | 0 | 0 | 0 | 0 | 0 | 0 | 0 | 0 | 0 | 0 | 0 | 0 | 0 | 0 | 0 | 0 | 0 | 0 | 0 | 0 | 0 | 0 | 0 | 0 | 0
| Non-HH consumption |  | Ml/d | 2 | 7.59 | 7.57 | 7.58 | 7.57 | 7.54 | 7.55 | 7.57 | 7.58 | 7.62 | 7.64 | 7.64 | 7.64 | 7.64 | 7.63 | 7.66 | 7.66 | 7.65 | 7.63 | 7.61 | 7.58 | 7.57 | 7.56 | 7.55 | 7.54 | 7.53 | 7.53 | 7.52 | 7.52 | 7.52 | 7.52 | 7.53 | 0 | 0 | 0 | 0 | 0 | 0 | 0 | 0 | 0 | 0 | 0 | 0 | 0 | 0 | 0 | 0 | 0 | 0 | 0 | 0 | 0 | 0 | 0 | 0 | 0 | 0 | 0 | 0 | 0 | 0 | 0 | 0 | 0 | 0 | 0 | 0 | 0 | 0 | 0 | 0 | 0 | 0 | 0 | 0 | 0 | 0 | 0 | 0 | 0 | 0
| Total Leakage |  | Ml/d | 2 | 3.06 | 3.01 | 2.98 | 2.94 | 2.9 | 2.85 | 2.85 | 2.85 | 2.85 | 2.85 | 2.85 | 2.85 | 2.85 | 2.85 | 2.85 | 2.85 | 2.85 | 2.85 | 2.86 | 2.85 | 2.86 | 2.86 | 2.86 | 2.86 | 2.86 | 2.87 | 2.87 | 2.86 | 2.87 | 2.87 | 2.87 | 0 | 0 | 0 | 0 | 0 | 0 | 0 | 0 | 0 | 0 | 0 | 0 | 0 | 0 | 0 | 0 | 0 | 0 | 0 | 0 | 0 | 0 | 0 | 0 | 0 | 0 | 0 | 0 | 0 | 0 | 0 | 0 | 0 | 0 | 0 | 0 | 0 | 0 | 0 | 0 | 0 | 0 | 0 | 0 | 0 | 0 | 0 | 0 | 0 | 0
| Other demand components |  | Ml/d | 2 | 0.65 | 0.65 | 0.64 | 0.65 | 0.64 | 0.64 | 0.64 | 0.62 | 0.64 | 0.64 | 0.65 | 0.64 | 0.64 | 0.65 | 0.64 | 0.65 | 0.64 | 0.64 | 0.64 | 0.65 | 0.64 | 0.63 | 0.65 | 0.65 | 0.64 | 0.65 | 0.65 | 0.64 | 0.65 | 0.65 | 0.65 | 0 | 0 | 0 | 0 | 0 | 0 | 0 | 0 | 0 | 0 | 0 | 0 | 0 | 0 | 0 | 0 | 0 | 0 | 0 | 0 | 0 | 0 | 0 | 0 | 0 | 0 | 0 | 0 | 0 | 0 | 0 | 0 | 0 | 0 | 0 | 0 | 0 | 0 | 0 | 0 | 0 | 0 | 0 | 0 | 0 | 0 | 0 | 0 | 0 | 0
| Total Water Available for use |  | Ml/d | 2 | 28.62 | 28.62 | 28.62 | 28.62 | 28.62 | 28.62 | 28.49 | 28.54 | 28.56 | 28.6 | 28.8 | 28.87 | 28.97 | 29.01 | 29.1 | 29.24 | 29.12 | 29.21 | 29.37 | 29.51 | 29.32 | 29.46 | 29.59 | 29.73 | 29.89 | 30.11 | 30.07 | 30.18 | 30.31 | 30.45 | 30.62 | 0 | 0 | 0 | 0 | 0 | 0 | 0 | 0 | 0 | 0 | 0 | 0 | 0 | 0 | 0 | 0 | 0 | 0 | 0 | 0 | 0 | 0 | 0 | 0 | 0 | 0 | 0 | 0 | 0 | 0 | 0 | 0 | 0 | 0 | 0 | 0 | 0 | 0 | 0 | 0 | 0 | 0 | 0 | 0 | 0 | 0 | 0 | 0 | 0 | 0
| Total Demand + Target Headroom |  | Ml/d | 2 | 28.62 | 28.56 | 28.53 | 28.54 | 28.48 | 28.42 | 28.48 | 28.5067 | 28.5743 | 28.6 | 28.8107 | 28.8583 | 28.9701 | 29.0115 | 29.0998 | 29.2401 | 29.1053 | 29.2207 | 29.3795 | 29.5014 | 29.304 | 29.4375 | 29.5798 | 29.7257 | 29.8671 | 30.1097 | 30.0667 | 30.1783 | 30.3098 | 30.4386 | 30.6177 | 0 | 0 | 0 | 0 | 0 | 0 | 0 | 0 | 0 | 0 | 0 | 0 | 0 | 0 | 0 | 0 | 0 | 0 | 0 | 0 | 0 | 0 | 0 | 0 | 0 | 0 | 0 | 0 | 0 | 0 | 0 | 0 | 0 | 0 | 0 | 0 | 0 | 0 | 0 | 0 | 0 | 0 | 0 | 0 | 0 | 0 | 0 | 0 | 0 | 0
DYCP Final Plan |  |  |  |  | 2019-20 | 2020-21 | 2021-22 | 2022-23 | 2023-24 | 2024-25 | 2025-26 | 2026-27 | 2027-28 | 2028-29 | 2029-30 | 2030-31 | 2031-32 | 2032-33 | 2033-34 | 2034-35 | 2035-36 | 2036-37 | 2037-38 | 2038-39 | 2039-40 | 2040-41 | 2041-42 | 2042-43 | 2043-44 | 2044-45 | 2045-46 | 2046-47 | 2047-48 | 2048-49 | 2049-50 | 2050-51 | 2051-52 | 2052-53 | 2053-54 | 2054-55 | 2055-56 | 2056-57 | 2057-58 | 2058-59 | 2059-60 | 2060-61 | 2061-62 | 2062-63 | 2063-64 | 2064-65 | 2065-66 | 2066-67 | 2067-68 | 2068-69 | 2069-70 | 2070-71 | 2071-72 | 2072-73 | 2073-74 | 2074-75 | 2075-76 | 2076-77 | 2077-78 | 2078-79 | 2079-80 | 2080-81 | 2081-82 | 2082-83 | 2083-84 | 2084-85 | 2085-86 | 2086-87 | 2087-88 | 2088-89 | 2089-90 | 2090-91 | 2091-92 | 2092-93 | 2093-94 | 2094-95 | 2095-96 | 2096-97 | 2097-98 | 2098-99 | 2099-100
| Measured HH consumption |  | Ml/d | 2 | 13.88 | 14 | 14.09 | 14.26 | 14.38 | 14.46 | 14 | 14.01 | 14.02 | 13.94 | 13.88 | 13.83 | 13.82 | 13.85 | 13.9 | 13.87 | 13.82 | 13.78 | 13.79 | 13.8 | 13.83 | 13.84 | 13.83 | 13.83 | 13.83 | 13.92 | 13.99 | 14.09 | 14.16 | 14.25 | 14.33 | 0 | 0 | 0 | 0 | 0 | 0 | 0 | 0 | 0 | 0 | 0 | 0 | 0 | 0 | 0 | 0 | 0 | 0 | 0 | 0 | 0 | 0 | 0 | 0 | 0 | 0 | 0 | 0 | 0 | 0 | 0 | 0 | 0 | 0 | 0 | 0 | 0 | 0 | 0 | 0 | 0 | 0 | 0 | 0 | 0 | 0 | 0 | 0 | 0 | 0
| Unmeasured HH consumption |  | Ml/d | 2 | 2.45 | 2.34 | 2.25 | 2.13 | 2.03 | 1.93 | 1.84 | 1.76 | 1.68 | 1.61 | 1.54 | 1.48 | 1.41 | 1.35 | 1.29 | 1.23 | 1.19 | 1.13 | 1.08 | 1.03 | 0.98 | 0.94 | 0.89 | 0.86 | 0.81 | 0.77 | 0.75 | 0.74 | 0.72 | 0.7 | 0.7 | 0 | 0 | 0 | 0 | 0 | 0 | 0 | 0 | 0 | 0 | 0 | 0 | 0 | 0 | 0 | 0 | 0 | 0 | 0 | 0 | 0 | 0 | 0 | 0 | 0 | 0 | 0 | 0 | 0 | 0 | 0 | 0 | 0 | 0 | 0 | 0 | 0 | 0 | 0 | 0 | 0 | 0 | 0 | 0 | 0 | 0 | 0 | 0 | 0 | 0
| Non-HH consumption |  | Ml/d | 2 | 7.59 | 7.57 | 7.58 | 7.57 | 7.54 | 7.55 | 7.5 | 7.44 | 7.42 | 7.39 | 7.34 | 7.28 | 7.23 | 7.17 | 7.16 | 7.1 | 7.04 | 6.97 | 6.9 | 6.81 | 6.75 | 6.69 | 6.63 | 6.56 | 6.5 | 6.45 | 6.39 | 6.34 | 6.28 | 6.23 | 6.19 | 0 | 0 | 0 | 0 | 0 | 0 | 0 | 0 | 0 | 0 | 0 | 0 | 0 | 0 | 0 | 0 | 0 | 0 | 0 | 0 | 0 | 0 | 0 | 0 | 0 | 0 | 0 | 0 | 0 | 0 | 0 | 0 | 0 | 0 | 0 | 0 | 0 | 0 | 0 | 0 | 0 | 0 | 0 | 0 | 0 | 0 | 0 | 0 | 0 | 0
| Total Leakage |  | Ml/d | 2 | 3.06 | 3.01 | 2.98 | 2.94 | 2.9 | 2.85 | 2.78 | 2.72 | 2.69 | 2.67 | 2.36 | 2.34 | 1.95 | 1.95 | 1.94 | 1.92 | 1.95 | 1.76 | 1.75 | 1.74 | 1.73 | 1.73 | 1.71 | 1.71 | 1.71 | 1.65 | 1.52 | 1.47 | 1.46 | 1.39 | 1.38 | 0 | 0 | 0 | 0 | 0 | 0 | 0 | 0 | 0 | 0 | 0 | 0 | 0 | 0 | 0 | 0 | 0 | 0 | 0 | 0 | 0 | 0 | 0 | 0 | 0 | 0 | 0 | 0 | 0 | 0 | 0 | 0 | 0 | 0 | 0 | 0 | 0 | 0 | 0 | 0 | 0 | 0 | 0 | 0 | 0 | 0 | 0 | 0 | 0 | 0
| Other demand components |  | Ml/d | 2 | 0.65 | 0.65 | 0.64 | 0.65 | 0.64 | 0.64 | 0.64 | 0.62 | 0.64 | 0.64 | 0.65 | 0.64 | 0.64 | 0.65 | 0.64 | 0.65 | 0.64 | 0.64 | 0.64 | 0.65 | 0.64 | 0.63 | 0.65 | 0.65 | 0.64 | 0.65 | 0.65 | 0.64 | 0.65 | 0.65 | 0.65 | 0 | 0 | 0 | 0 | 0 | 0 | 0 | 0 | 0 | 0 | 0 | 0 | 0 | 0 | 0 | 0 | 0 | 0 | 0 | 0 | 0 | 0 | 0 | 0 | 0 | 0 | 0 | 0 | 0 | 0 | 0 | 0 | 0 | 0 | 0 | 0 | 0 | 0 | 0 | 0 | 0 | 0 | 0 | 0 | 0 | 0 | 0 | 0 | 0 | 0
| Total Water Available for use |  | Ml/d | 2 | 28.62 | 28.62 | 28.62 | 28.62 | 28.62 | 28.62 | 27.76 | 27.59 | 27.45 | 27.28 | 27.004 | 26.86 | 26.4 | 26.33 | 26.31 | 26.25 | 25.96 | 25.67 | 25.61 | 25.54 | 25.13 | 25.07 | 24.98 | 24.92 | 24.86 | 24.89 | 24.61 | 24.56 | 24.55 | 24.49 | 24.54 | 0 | 0 | 0 | 0 | 0 | 0 | 0 | 0 | 0 | 0 | 0 | 0 | 0 | 0 | 0 | 0 | 0 | 0 | 0 | 0 | 0 | 0 | 0 | 0 | 0 | 0 | 0 | 0 | 0 | 0 | 0 | 0 | 0 | 0 | 0 | 0 | 0 | 0 | 0 | 0 | 0 | 0 | 0 | 0 | 0 | 0 | 0 | 0 | 0 | 0
| Total Demand + Target Headroom |  | Ml/d | 2 | 28.62 | 28.56 | 28.53 | 28.54 | 28.48 | 28.42 | 27.75 | 27.5567 | 27.4543 | 27.28 | 27.0065 | 26.8483 | 26.4001 | 26.3315 | 26.315 | 26.2401 | 25.9453 | 25.6707 | 25.6147 | 25.5314 | 25.114 | 25.0575 | 24.9698 | 24.9057 | 24.8371 | 24.8897 | 24.5967 | 24.5583 | 24.5398 | 24.4786 | 24.5277 | 0 | 0 | 0 | 0 | 0 | 0 | 0 | 0 | 0 | 0 | 0 | 0 | 0 | 0 | 0 | 0 | 0 | 0 | 0 | 0 | 0 | 0 | 0 | 0 | 0 | 0 | 0 | 0 | 0 | 0 | 0 | 0 | 0 | 0 | 0 | 0 | 0 | 0 | 0 | 0 | 0 | 0 | 0 | 0 | 0 | 0 | 0 | 0 | 0 | 0

## AWSSHB
Back to title page
Table 3a: DYAA - Baseline
Table 3b: DYAA - Final plan Options
Table 3c: DYAA - Final plan
Table 3d: DYCP - Baseline
Table 3e: DYCP - Final plan Options
Table 3f: DYCP - Final plan
Water Company | Anglian Water | Version | V3.0
WRZ | AWSSHB | Planning Scenario | DYAA
Table 3a: DYAA - Baseline | Back to top of sheet
WRMP24 reference | Component | Derivation | Unit | Decimal places | 2019-20 | 2020-21 | 2021-22 | 2022-23 | 2023-24 | 2024-25 | 2025-26 | 2026-27 | 2027-28 | 2028-29 | 2029-30 | 2030-31 | 2031-32 | 2032-33 | 2033-34 | 2034-35 | 2035-36 | 2036-37 | 2037-38 | 2038-39 | 2039-40 | 2040-41 | 2041-42 | 2042-43 | 2043-44 | 2044-45 | 2045-46 | 2046-47 | 2047-48 | 2048-49 | 2049-50 | 2050-51 | 2051-52 | 2052-53 | 2053-54 | 2054-55 | 2055-56 | 2056-57 | 2057-58 | 2058-59 | 2059-60 | 2060-61 | 2061-62 | 2062-63 | 2063-64 | 2064-65 | 2065-66 | 2066-67 | 2067-68 | 2068-69 | 2069-70 | 2070-71 | 2071-72 | 2072-73 | 2073-74 | 2074-75 | 2075-76 | 2076-77 | 2077-78 | 2078-79 | 2079-80 | 2080-81 | 2081-82 | 2082-83 | 2083-84 | 2084-85 | 2085-86 | 2086-87 | 2087-88 | 2088-89 | 2089-90 | 2090-91 | 2091-92 | 2092-93 | 2093-94 | 2094-95 | 2095-96 | 2096-97 | 2097-98 | 2098-99 | 2099-100
1BL | Raw water abstracted | Input | Ml/d | 2 | 2019-20: 0; 2020-21: 0; 2021-22: 0; 2022-23: 0; 2023-24: 0; 2024-25: 0; 2025-26: 0; 2026-27: 0; 2027-28: 0; 2028-29: 0; 2029-30: 0; 2030-31: 0; 2031-32: 0; 2032-33: 0; 2033-34: 0; 2034-35: 0; 2035-36: 0; 2036-37: 0; 2037-38: 0; 2038-39: 0; 2039-40: 0; 2040-41: 0; 2041-42: 0; 2042-43: 0; 2043-44: 0; 2044-45: 0; 2045-46: 0; 2046-47: 0; 2047-48: 0; 2048-49: 0; 2049-50: 0
1.1BL | Non-potable water supplies (if applicable) | Input | Ml/d | 2 | 2019-20: 60.8; 2020-21: 60.8; 2021-22: 60.8; 2022-23: 60.8; 2023-24: 60.8; 2024-25: 60.8; 2025-26: 50.8; 2026-27: 50.8; 2027-28: 50.8; 2028-29: 50.8; 2029-30: 50.8; 2030-31: 50.8; 2031-32: 50.8; 2032-33: 50.8; 2033-34: 50.8; 2034-35: 50.8; 2035-36: 50.8; 2036-37: 50.8; 2037-38: 50.8; 2038-39: 50.8; 2039-40: 50.8; 2040-41: 50.8; 2041-42: 50.8; 2042-43: 50.8; 2043-44: 50.8; 2044-45: 50.8; 2045-46: 50.8; 2046-47: 50.8; 2047-48: 50.8; 2048-49: 50.8; 2049-50: 50.8
2BL | Raw water imported | Input | Ml/d | 2 | 2019-20: 0; 2020-21: 0; 2021-22: 0; 2022-23: 0; 2023-24: 0; 2024-25: 0; 2025-26: 0; 2026-27: 0; 2027-28: 0; 2028-29: 0; 2029-30: 0; 2030-31: 0; 2031-32: 0; 2032-33: 0; 2033-34: 0; 2034-35: 0; 2035-36: 0; 2036-37: 0; 2037-38: 0; 2038-39: 0; 2039-40: 0; 2040-41: 0; 2041-42: 0; 2042-43: 0; 2043-44: 0; 2044-45: 0; 2045-46: 0; 2046-47: 0; 2047-48: 0; 2048-49: 0; 2049-50: 0
3BL | Potable water imported | Input | Ml/d | 2 | 2019-20: 0; 2020-21: 0; 2021-22: 0; 2022-23: 0; 2023-24: 0; 2024-25: 0; 2025-26: 0; 2026-27: 0; 2027-28: 0; 2028-29: 0; 2029-30: 0; 2030-31: 0; 2031-32: 0; 2032-33: 0; 2033-34: 0; 2034-35: 0; 2035-36: 0; 2036-37: 0; 2037-38: 0; 2038-39: 0; 2039-40: 0; 2040-41: 0; 2041-42: 0; 2042-43: 0; 2043-44: 0; 2044-45: 0; 2045-46: 0; 2046-47: 0; 2047-48: 0; 2048-49: 0; 2049-50: 0
4BL | Raw water exported enter as -ve | Input | Ml/d | 2 | 2019-20: 0; 2020-21: 0; 2021-22: 0; 2022-23: 0; 2023-24: 0; 2024-25: 0; 2025-26: 0; 2026-27: 0; 2027-28: 0; 2028-29: 0; 2029-30: 0; 2030-31: 0; 2031-32: 0; 2032-33: 0; 2033-34: 0; 2034-35: 0; 2035-36: 0; 2036-37: 0; 2037-38: 0; 2038-39: 0; 2039-40: 0; 2040-41: 0; 2041-42: 0; 2042-43: 0; 2043-44: 0; 2044-45: 0; 2045-46: 0; 2046-47: 0; 2047-48: 0; 2048-49: 0; 2049-50: 0
5BL | Potable water exported enter as -ve | Input | Ml/d | 2 | 2019-20: 0; 2020-21: 0; 2021-22: 0; 2022-23: 0; 2023-24: 0; 2024-25: 0; 2025-26: 0; 2026-27: 0; 2027-28: 0; 2028-29: 0; 2029-30: 0; 2030-31: 0; 2031-32: 0; 2032-33: 0; 2033-34: 0; 2034-35: 0; 2035-36: 0; 2036-37: 0; 2037-38: 0; 2038-39: 0; 2039-40: 0; 2040-41: 0; 2041-42: 0; 2042-43: 0; 2043-44: 0; 2044-45: 0; 2045-46: 0; 2046-47: 0; 2047-48: 0; 2048-49: 0; 2049-50: 0
6BL | Deployable Output before forecast changes | Input | Ml/d | 2 | 2019-20: 0; 2020-21: 0; 2021-22: 0; 2022-23: 0; 2023-24: 0; 2024-25: 0; 2025-26: 0; 2026-27: 0; 2027-28: 0; 2028-29: 0; 2029-30: 0; 2030-31: 0; 2031-32: 0; 2032-33: 0; 2033-34: 0; 2034-35: 0; 2035-36: 0; 2036-37: 0; 2037-38: 0; 2038-39: 0; 2039-40: 0; 2040-41: 0; 2041-42: 0; 2042-43: 0; 2043-44: 0; 2044-45: 0; 2045-46: 0; 2046-47: 0; 2047-48: 0; 2048-49: 0; 2049-50: 0
6.1BL | Deployable Output post forecast changes | 6BL + 7BL | Ml/d | 2 | 2019-20: 0; 2020-21: 0; 2021-22: 0; 2022-23: 0; 2023-24: 0; 2024-25: 0; 2025-26: 0; 2026-27: 0; 2027-28: 0; 2028-29: 0; 2029-30: 0; 2030-31: 0; 2031-32: 0; 2032-33: 0; 2033-34: 0; 2034-35: 0; 2035-36: 0; 2036-37: 0; 2037-38: 0; 2038-39: 0; 2039-40: 0; 2040-41: 0; 2041-42: 0; 2042-43: 0; 2043-44: 0; 2044-45: 0; 2045-46: 0; 2046-47: 0; 2047-48: 0; 2048-49: 0; 2049-50: 0
7BL | Baseline forecast changes to Deployable Output | sum (7.1BL:7.6BL) | Ml/d | 2 | 2019-20: 0; 2020-21: 0; 2021-22: 0; 2022-23: 0; 2023-24: 0; 2024-25: 0; 2025-26: 0; 2026-27: 0; 2027-28: 0; 2028-29: 0; 2029-30: 0; 2030-31: 0; 2031-32: 0; 2032-33: 0; 2033-34: 0; 2034-35: 0; 2035-36: 0; 2036-37: 0; 2037-38: 0; 2038-39: 0; 2039-40: 0; 2040-41: 0; 2041-42: 0; 2042-43: 0; 2043-44: 0; 2044-45: 0; 2045-46: 0; 2046-47: 0; 2047-48: 0; 2048-49: 0; 2049-50: 0
7.1BL | Change in DO due to climate change | Input | Ml/d | 2 | 2019-20: 0; 2020-21: 0; 2021-22: 0; 2022-23: 0; 2023-24: 0; 2024-25: 0; 2025-26: 0; 2026-27: 0; 2027-28: 0; 2028-29: 0; 2029-30: 0; 2030-31: 0; 2031-32: 0; 2032-33: 0; 2033-34: 0; 2034-35: 0; 2035-36: 0; 2036-37: 0; 2037-38: 0; 2038-39: 0; 2039-40: 0; 2040-41: 0; 2041-42: 0; 2042-43: 0; 2043-44: 0; 2044-45: 0; 2045-46: 0; 2046-47: 0; 2047-48: 0; 2048-49: 0; 2049-50: 0
7.2BL | Total confirmed DO reductions to restore sustainable abstraction enter as -ve | Input | Ml/d | 2 | 2019-20: 0; 2020-21: 0; 2021-22: 0; 2022-23: 0; 2023-24: 0; 2024-25: 0; 2025-26: 0; 2026-27: 0; 2027-28: 0; 2028-29: 0; 2029-30: 0; 2030-31: 0; 2031-32: 0; 2032-33: 0; 2033-34: 0; 2034-35: 0; 2035-36: 0; 2036-37: 0; 2037-38: 0; 2038-39: 0; 2039-40: 0; 2040-41: 0; 2041-42: 0; 2042-43: 0; 2043-44: 0; 2044-45: 0; 2045-46: 0; 2046-47: 0; 2047-48: 0; 2048-49: 0; 2049-50: 0
7.3BL | Total additional DO reductions for Environmental Destination (excl. any confirmed reductions) enter as -ve | Input | Ml/d | 2 | 2019-20: 0; 2020-21: 0; 2021-22: 0; 2022-23: 0; 2023-24: 0; 2024-25: 0; 2025-26: 0; 2026-27: 0; 2027-28: 0; 2028-29: 0; 2029-30: 0; 2030-31: 0; 2031-32: 0; 2032-33: 0; 2033-34: 0; 2034-35: 0; 2035-36: 0; 2036-37: 0; 2037-38: 0; 2038-39: 0; 2039-40: 0; 2040-41: 0; 2041-42: 0; 2042-43: 0; 2043-44: 0; 2044-45: 0; 2045-46: 0; 2046-47: 0; 2047-48: 0; 2048-49: 0; 2049-50: 0
7.4BL | Change in DO from prolonged Outage reduction enter as -ve | Input | Ml/d | 2 | 2019-20: 0; 2020-21: 0; 2021-22: 0; 2022-23: 0; 2023-24: 0; 2024-25: 0; 2025-26: 0; 2026-27: 0; 2027-28: 0; 2028-29: 0; 2029-30: 0; 2030-31: 0; 2031-32: 0; 2032-33: 0; 2033-34: 0; 2034-35: 0; 2035-36: 0; 2036-37: 0; 2037-38: 0; 2038-39: 0; 2039-40: 0; 2040-41: 0; 2041-42: 0; 2042-43: 0; 2043-44: 0; 2044-45: 0; 2045-46: 0; 2046-47: 0; 2047-48: 0; 2048-49: 0; 2049-50: 0
7.5BL | Change in DO from drought measures | Zero for baseline | Ml/d | 2 | 2019-20: 0; 2020-21: 0; 2021-22: 0; 2022-23: 0; 2023-24: 0; 2024-25: 0; 2025-26: 0; 2026-27: 0; 2027-28: 0; 2028-29: 0; 2029-30: 0; 2030-31: 0; 2031-32: 0; 2032-33: 0; 2033-34: 0; 2034-35: 0; 2035-36: 0; 2036-37: 0; 2037-38: 0; 2038-39: 0; 2039-40: 0; 2040-41: 0; 2041-42: 0; 2042-43: 0; 2043-44: 0; 2044-45: 0; 2045-46: 0; 2046-47: 0; 2047-48: 0; 2048-49: 0; 2049-50: 0
7.6BL | Total other changes to DO (e.g. nitrates/operational decline) | Input | Ml/d | 2 | 2019-20: 0; 2020-21: 0; 2021-22: 0; 2022-23: 0; 2023-24: 0; 2024-25: 0; 2025-26: 0; 2026-27: 0; 2027-28: 0; 2028-29: 0; 2029-30: 0; 2030-31: 0; 2031-32: 0; 2032-33: 0; 2033-34: 0; 2034-35: 0; 2035-36: 0; 2036-37: 0; 2037-38: 0; 2038-39: 0; 2039-40: 0; 2040-41: 0; 2041-42: 0; 2042-43: 0; 2043-44: 0; 2044-45: 0; 2045-46: 0; 2046-47: 0; 2047-48: 0; 2048-49: 0; 2049-50: 0
8BL | Raw water losses, treatment works losses and operational use | Input | Ml/d | 2 | 2019-20: 0; 2020-21: 0; 2021-22: 0; 2022-23: 0; 2023-24: 0; 2024-25: 0; 2025-26: 0; 2026-27: 0; 2027-28: 0; 2028-29: 0; 2029-30: 0; 2030-31: 0; 2031-32: 0; 2032-33: 0; 2033-34: 0; 2034-35: 0; 2035-36: 0; 2036-37: 0; 2037-38: 0; 2038-39: 0; 2039-40: 0; 2040-41: 0; 2041-42: 0; 2042-43: 0; 2043-44: 0; 2044-45: 0; 2045-46: 0; 2046-47: 0; 2047-48: 0; 2048-49: 0; 2049-50: 0
9BL | Total Outage Allowance | Input | Ml/d | 2 | 2019-20: 0; 2020-21: 0; 2021-22: 0; 2022-23: 0; 2023-24: 0; 2024-25: 0; 2025-26: 0; 2026-27: 0; 2027-28: 0; 2028-29: 0; 2029-30: 0; 2030-31: 0; 2031-32: 0; 2032-33: 0; 2033-34: 0; 2034-35: 0; 2035-36: 0; 2036-37: 0; 2037-38: 0; 2038-39: 0; 2039-40: 0; 2040-41: 0; 2041-42: 0; 2042-43: 0; 2043-44: 0; 2044-45: 0; 2045-46: 0; 2046-47: 0; 2047-48: 0; 2048-49: 0; 2049-50: 0
10BL | Water Available For Use (own sources) | (6BL + 7BL) - (8BL + 9BL) | Ml/d | 2 | 2019-20: 0; 2020-21: 0; 2021-22: 0; 2022-23: 0; 2023-24: 0; 2024-25: 0; 2025-26: 0; 2026-27: 0; 2027-28: 0; 2028-29: 0; 2029-30: 0; 2030-31: 0; 2031-32: 0; 2032-33: 0; 2033-34: 0; 2034-35: 0; 2035-36: 0; 2036-37: 0; 2037-38: 0; 2038-39: 0; 2039-40: 0; 2040-41: 0; 2041-42: 0; 2042-43: 0; 2043-44: 0; 2044-45: 0; 2045-46: 0; 2046-47: 0; 2047-48: 0; 2048-49: 0; 2049-50: 0
11BL | Total Water Available For Use | 10BL + sum (2BL:5BL) | Ml/d | 2 | 2019-20: 0; 2020-21: 0; 2021-22: 0; 2022-23: 0; 2023-24: 0; 2024-25: 0; 2025-26: 0; 2026-27: 0; 2027-28: 0; 2028-29: 0; 2029-30: 0; 2030-31: 0; 2031-32: 0; 2032-33: 0; 2033-34: 0; 2034-35: 0; 2035-36: 0; 2036-37: 0; 2037-38: 0; 2038-39: 0; 2039-40: 0; 2040-41: 0; 2041-42: 0; 2042-43: 0; 2043-44: 0; 2044-45: 0; 2045-46: 0; 2046-47: 0; 2047-48: 0; 2048-49: 0; 2049-50: 0
12BL | Water delivered measured non-household | Input | Ml/d | 2 | 2019-20: 0; 2020-21: 0; 2021-22: 0; 2022-23: 0; 2023-24: 0; 2024-25: 0; 2025-26: 0; 2026-27: 0; 2027-28: 0; 2028-29: 0; 2029-30: 0; 2030-31: 0; 2031-32: 0; 2032-33: 0; 2033-34: 0; 2034-35: 0; 2035-36: 0; 2036-37: 0; 2037-38: 0; 2038-39: 0; 2039-40: 0; 2040-41: 0; 2041-42: 0; 2042-43: 0; 2043-44: 0; 2044-45: 0; 2045-46: 0; 2046-47: 0; 2047-48: 0; 2048-49: 0; 2049-50: 0
12.1BL | Non-potable water consumption (if applicable) | Input | Ml/d | 2 | 2019-20: 0; 2020-21: 0; 2021-22: 0; 2022-23: 0; 2023-24: 0; 2024-25: 0; 2025-26: 49.6; 2026-27: 49.6; 2027-28: 49.6; 2028-29: 49.6; 2029-30: 49.6; 2030-31: 49.6; 2031-32: 49.6; 2032-33: 49.72; 2033-34: 49.84; 2034-35: 50.08; 2035-36: 50.56; 2036-37: 51.52; 2037-38: 53.44; 2038-39: 57.28; 2039-40: 64.96; 2040-41: 80.32; 2041-42: 109.78; 2042-43: 109.78; 2043-44: 109.78; 2044-45: 109.78; 2045-46: 109.78; 2046-47: 109.78; 2047-48: 109.78; 2048-49: 109.78; 2049-50: 109.78
13BL | Water delivered unmeasured non-household | Input | Ml/d | 2 | 2019-20: 0; 2020-21: 0; 2021-22: 0; 2022-23: 0; 2023-24: 0; 2024-25: 0; 2025-26: 0; 2026-27: 0; 2027-28: 0; 2028-29: 0; 2029-30: 0; 2030-31: 0; 2031-32: 0; 2032-33: 0; 2033-34: 0; 2034-35: 0; 2035-36: 0; 2036-37: 0; 2037-38: 0; 2038-39: 0; 2039-40: 0; 2040-41: 0; 2041-42: 0; 2042-43: 0; 2043-44: 0; 2044-45: 0; 2045-46: 0; 2046-47: 0; 2047-48: 0; 2048-49: 0; 2049-50: 0
14BL | Water delivered measured household | Input | Ml/d | 2 | 2019-20: 0; 2020-21: 0; 2021-22: 0; 2022-23: 0; 2023-24: 0; 2024-25: 0; 2025-26: 0; 2026-27: 0; 2027-28: 0; 2028-29: 0; 2029-30: 0; 2030-31: 0; 2031-32: 0; 2032-33: 0; 2033-34: 0; 2034-35: 0; 2035-36: 0; 2036-37: 0; 2037-38: 0; 2038-39: 0; 2039-40: 0; 2040-41: 0; 2041-42: 0; 2042-43: 0; 2043-44: 0; 2044-45: 0; 2045-46: 0; 2046-47: 0; 2047-48: 0; 2048-49: 0; 2049-50: 0
15BL | Water delivered unmeasured household | Input | Ml/d | 2 | 2019-20: 0; 2020-21: 0; 2021-22: 0; 2022-23: 0; 2023-24: 0; 2024-25: 0; 2025-26: 0; 2026-27: 0; 2027-28: 0; 2028-29: 0; 2029-30: 0; 2030-31: 0; 2031-32: 0; 2032-33: 0; 2033-34: 0; 2034-35: 0; 2035-36: 0; 2036-37: 0; 2037-38: 0; 2038-39: 0; 2039-40: 0; 2040-41: 0; 2041-42: 0; 2042-43: 0; 2043-44: 0; 2044-45: 0; 2045-46: 0; 2046-47: 0; 2047-48: 0; 2048-49: 0; 2049-50: 0
16BL | Percentage of consumption driven by climate change | Input | % | 1 | bar: 2019-20 to 2049-50
17BL | Volume of consumption driven by climate change | 16BL * (12BL + sum(13BL:15BL) - sum (23BL:26BL)) | Ml/d | 2 | 2019-20: 0; 2020-21: 0; 2021-22: 0; 2022-23: 0; 2023-24: 0; 2024-25: 0; 2025-26: 0; 2026-27: 0; 2027-28: 0; 2028-29: 0; 2029-30: 0; 2030-31: 0; 2031-32: 0; 2032-33: 0; 2033-34: 0; 2034-35: 0; 2035-36: 0; 2036-37: 0; 2037-38: 0; 2038-39: 0; 2039-40: 0; 2040-41: 0; 2041-42: 0; 2042-43: 0; 2043-44: 0; 2044-45: 0; 2045-46: 0; 2046-47: 0; 2047-48: 0; 2048-49: 0; 2049-50: 0
18BL | Measured Household - PCC | ((14BL - 25BL) * 1,000,000) / (39BL *1,000) | l/h/d | 1 | 2019-20: #DIV/0!; 2020-21: #DIV/0!; 2021-22: #DIV/0!; 2022-23: #DIV/0!; 2023-24: #DIV/0!; 2024-25: #DIV/0!; 2025-26: #DIV/0!; 2026-27: #DIV/0!; 2027-28: #DIV/0!; 2028-29: #DIV/0!; 2029-30: #DIV/0!; 2030-31: #DIV/0!; 2031-32: #DIV/0!; 2032-33: #DIV/0!; 2033-34: #DIV/0!; 2034-35: #DIV/0!; 2035-36: #DIV/0!; 2036-37: #DIV/0!; 2037-38: #DIV/0!; 2038-39: #DIV/0!; 2039-40: #DIV/0!; 2040-41: #DIV/0!; 2041-42: #DIV/0!; 2042-43: #DIV/0!; 2043-44: #DIV/0!; 2044-45: #DIV/0!; 2045-46: #DIV/0!; 2046-47: #DIV/0!; 2047-48: #DIV/0!; 2048-49: #DIV/0!; 2049-50: #DIV/0!
19BL | Unmeasured Household - PCC | ((15BL - 26BL) * 1,000,000) / (40BL *1,000) | l/h/d | 1 | 2019-20: #DIV/0!; 2020-21: #DIV/0!; 2021-22: #DIV/0!; 2022-23: #DIV/0!; 2023-24: #DIV/0!; 2024-25: #DIV/0!; 2025-26: #DIV/0!; 2026-27: #DIV/0!; 2027-28: #DIV/0!; 2028-29: #DIV/0!; 2029-30: #DIV/0!; 2030-31: #DIV/0!; 2031-32: #DIV/0!; 2032-33: #DIV/0!; 2033-34: #DIV/0!; 2034-35: #DIV/0!; 2035-36: #DIV/0!; 2036-37: #DIV/0!; 2037-38: #DIV/0!; 2038-39: #DIV/0!; 2039-40: #DIV/0!; 2040-41: #DIV/0!; 2041-42: #DIV/0!; 2042-43: #DIV/0!; 2043-44: #DIV/0!; 2044-45: #DIV/0!; 2045-46: #DIV/0!; 2046-47: #DIV/0!; 2047-48: #DIV/0!; 2048-49: #DIV/0!; 2049-50: #DIV/0!
20BL | Average Household - PCC | (((14BL - 25BL) + (15BL - 26BL)) * 1,000,000) / ((39BL + 40BL) *1,000) | l/h/d | 1 | 2019-20: #DIV/0!; 2020-21: #DIV/0!; 2021-22: #DIV/0!; 2022-23: #DIV/0!; 2023-24: #DIV/0!; 2024-25: #DIV/0!; 2025-26: #DIV/0!; 2026-27: #DIV/0!; 2027-28: #DIV/0!; 2028-29: #DIV/0!; 2029-30: #DIV/0!; 2030-31: #DIV/0!; 2031-32: #DIV/0!; 2032-33: #DIV/0!; 2033-34: #DIV/0!; 2034-35: #DIV/0!; 2035-36: #DIV/0!; 2036-37: #DIV/0!; 2037-38: #DIV/0!; 2038-39: #DIV/0!; 2039-40: #DIV/0!; 2040-41: #DIV/0!; 2041-42: #DIV/0!; 2042-43: #DIV/0!; 2043-44: #DIV/0!; 2044-45: #DIV/0!; 2045-46: #DIV/0!; 2046-47: #DIV/0!; 2047-48: #DIV/0!; 2048-49: #DIV/0!; 2049-50: #DIV/0!
21BL | Water taken unbilled | Input | Ml/d | 2 | 2019-20: 0; 2020-21: 0; 2021-22: 0; 2022-23: 0; 2023-24: 0; 2024-25: 0; 2025-26: 0; 2026-27: 0; 2027-28: 0; 2028-29: 0; 2029-30: 0; 2030-31: 0; 2031-32: 0; 2032-33: 0; 2033-34: 0; 2034-35: 0; 2035-36: 0; 2036-37: 0; 2037-38: 0; 2038-39: 0; 2039-40: 0; 2040-41: 0; 2041-42: 0; 2042-43: 0; 2043-44: 0; 2044-45: 0; 2045-46: 0; 2046-47: 0; 2047-48: 0; 2048-49: 0; 2049-50: 0
22BL | Distribution system operational use | Input | Ml/d | 2 | 2019-20: 0; 2020-21: 0; 2021-22: 0; 2022-23: 0; 2023-24: 0; 2024-25: 0; 2025-26: 0; 2026-27: 0; 2027-28: 0; 2028-29: 0; 2029-30: 0; 2030-31: 0; 2031-32: 0; 2032-33: 0; 2033-34: 0; 2034-35: 0; 2035-36: 0; 2036-37: 0; 2037-38: 0; 2038-39: 0; 2039-40: 0; 2040-41: 0; 2041-42: 0; 2042-43: 0; 2043-44: 0; 2044-45: 0; 2045-46: 0; 2046-47: 0; 2047-48: 0; 2048-49: 0; 2049-50: 0
23BL | Measured Non Household - USPL | Input | Ml/d | 2 | 2019-20: 0; 2020-21: 0; 2021-22: 0; 2022-23: 0; 2023-24: 0; 2024-25: 0; 2025-26: 0; 2026-27: 0; 2027-28: 0; 2028-29: 0; 2029-30: 0; 2030-31: 0; 2031-32: 0; 2032-33: 0; 2033-34: 0; 2034-35: 0; 2035-36: 0; 2036-37: 0; 2037-38: 0; 2038-39: 0; 2039-40: 0; 2040-41: 0; 2041-42: 0; 2042-43: 0; 2043-44: 0; 2044-45: 0; 2045-46: 0; 2046-47: 0; 2047-48: 0; 2048-49: 0; 2049-50: 0
24BL | Unmeasured Non Household - USPL | Input | Ml/d | 2 | 2019-20: 0; 2020-21: 0; 2021-22: 0; 2022-23: 0; 2023-24: 0; 2024-25: 0; 2025-26: 0; 2026-27: 0; 2027-28: 0; 2028-29: 0; 2029-30: 0; 2030-31: 0; 2031-32: 0; 2032-33: 0; 2033-34: 0; 2034-35: 0; 2035-36: 0; 2036-37: 0; 2037-38: 0; 2038-39: 0; 2039-40: 0; 2040-41: 0; 2041-42: 0; 2042-43: 0; 2043-44: 0; 2044-45: 0; 2045-46: 0; 2046-47: 0; 2047-48: 0; 2048-49: 0; 2049-50: 0
25BL | Measured Household - USPL | Input | Ml/d | 2 | 2019-20: 0; 2020-21: 0; 2021-22: 0; 2022-23: 0; 2023-24: 0; 2024-25: 0; 2025-26: 0; 2026-27: 0; 2027-28: 0; 2028-29: 0; 2029-30: 0; 2030-31: 0; 2031-32: 0; 2032-33: 0; 2033-34: 0; 2034-35: 0; 2035-36: 0; 2036-37: 0; 2037-38: 0; 2038-39: 0; 2039-40: 0; 2040-41: 0; 2041-42: 0; 2042-43: 0; 2043-44: 0; 2044-45: 0; 2045-46: 0; 2046-47: 0; 2047-48: 0; 2048-49: 0; 2049-50: 0
26BL | Unmeasured Household - USPL | Input | Ml/d | 2 | 2019-20: 0; 2020-21: 0; 2021-22: 0; 2022-23: 0; 2023-24: 0; 2024-25: 0; 2025-26: 0; 2026-27: 0; 2027-28: 0; 2028-29: 0; 2029-30: 0; 2030-31: 0; 2031-32: 0; 2032-33: 0; 2033-34: 0; 2034-35: 0; 2035-36: 0; 2036-37: 0; 2037-38: 0; 2038-39: 0; 2039-40: 0; 2040-41: 0; 2041-42: 0; 2042-43: 0; 2043-44: 0; 2044-45: 0; 2045-46: 0; 2046-47: 0; 2047-48: 0; 2048-49: 0; 2049-50: 0
27BL | Void Properties - USPL | Input | Ml/d | 2 | 2019-20: 0; 2020-21: 0; 2021-22: 0; 2022-23: 0; 2023-24: 0; 2024-25: 0; 2025-26: 0; 2026-27: 0; 2027-28: 0; 2028-29: 0; 2029-30: 0; 2030-31: 0; 2031-32: 0; 2032-33: 0; 2033-34: 0; 2034-35: 0; 2035-36: 0; 2036-37: 0; 2037-38: 0; 2038-39: 0; 2039-40: 0; 2040-41: 0; 2041-42: 0; 2042-43: 0; 2043-44: 0; 2044-45: 0; 2045-46: 0; 2046-47: 0; 2047-48: 0; 2048-49: 0; 2049-50: 0
28BL | Distribution losses | Input | Ml/d | 2 | 2019-20: 0; 2020-21: 0; 2021-22: 0; 2022-23: 0; 2023-24: 0; 2024-25: 0; 2025-26: 0; 2026-27: 0; 2027-28: 0; 2028-29: 0; 2029-30: 0; 2030-31: 0; 2031-32: 0; 2032-33: 0; 2033-34: 0; 2034-35: 0; 2035-36: 0; 2036-37: 0; 2037-38: 0; 2038-39: 0; 2039-40: 0; 2040-41: 0; 2041-42: 0; 2042-43: 0; 2043-44: 0; 2044-45: 0; 2045-46: 0; 2046-47: 0; 2047-48: 0; 2048-49: 0; 2049-50: 0
29BL | Total Leakage | sum (23BL:28BL) | Ml/d | 2 | 2019-20: 0; 2020-21: 0; 2021-22: 0; 2022-23: 0; 2023-24: 0; 2024-25: 0; 2025-26: 0; 2026-27: 0; 2027-28: 0; 2028-29: 0; 2029-30: 0; 2030-31: 0; 2031-32: 0; 2032-33: 0; 2033-34: 0; 2034-35: 0; 2035-36: 0; 2036-37: 0; 2037-38: 0; 2038-39: 0; 2039-40: 0; 2040-41: 0; 2041-42: 0; 2042-43: 0; 2043-44: 0; 2044-45: 0; 2045-46: 0; 2046-47: 0; 2047-48: 0; 2048-49: 0; 2049-50: 0
30BL | Leakage/property | (29BL * 1,000,000) / (36BL * 1,000) | l/prop/d | 2 | 2019-20: #DIV/0!; 2020-21: #DIV/0!; 2021-22: #DIV/0!; 2022-23: #DIV/0!; 2023-24: #DIV/0!; 2024-25: #DIV/0!; 2025-26: #DIV/0!; 2026-27: #DIV/0!; 2027-28: #DIV/0!; 2028-29: #DIV/0!; 2029-30: #DIV/0!; 2030-31: #DIV/0!; 2031-32: #DIV/0!; 2032-33: #DIV/0!; 2033-34: #DIV/0!; 2034-35: #DIV/0!; 2035-36: #DIV/0!; 2036-37: #DIV/0!; 2037-38: #DIV/0!; 2038-39: #DIV/0!; 2039-40: #DIV/0!; 2040-41: #DIV/0!; 2041-42: #DIV/0!; 2042-43: #DIV/0!; 2043-44: #DIV/0!; 2044-45: #DIV/0!; 2045-46: #DIV/0!; 2046-47: #DIV/0!; 2047-48: #DIV/0!; 2048-49: #DIV/0!; 2049-50: #DIV/0!
31BL | Measured Non Household - properties | Input | 000's | 2 | 2019-20: 0; 2020-21: 0; 2021-22: 0; 2022-23: 0; 2023-24: 0; 2024-25: 0; 2025-26: 0; 2026-27: 0; 2027-28: 0; 2028-29: 0; 2029-30: 0; 2030-31: 0; 2031-32: 0; 2032-33: 0; 2033-34: 0; 2034-35: 0; 2035-36: 0; 2036-37: 0; 2037-38: 0; 2038-39: 0; 2039-40: 0; 2040-41: 0; 2041-42: 0; 2042-43: 0; 2043-44: 0; 2044-45: 0; 2045-46: 0; 2046-47: 0; 2047-48: 0; 2048-49: 0; 2049-50: 0
32BL | Unmeasured Non Household - properties | Input | 000's | 2 | 2019-20: 0; 2020-21: 0; 2021-22: 0; 2022-23: 0; 2023-24: 0; 2024-25: 0; 2025-26: 0; 2026-27: 0; 2027-28: 0; 2028-29: 0; 2029-30: 0; 2030-31: 0; 2031-32: 0; 2032-33: 0; 2033-34: 0; 2034-35: 0; 2035-36: 0; 2036-37: 0; 2037-38: 0; 2038-39: 0; 2039-40: 0; 2040-41: 0; 2041-42: 0; 2042-43: 0; 2043-44: 0; 2044-45: 0; 2045-46: 0; 2046-47: 0; 2047-48: 0; 2048-49: 0; 2049-50: 0
33BL | All void non-households - properties | Input | 000's | 2 | 2019-20: 0; 2020-21: 0; 2021-22: 0; 2022-23: 0; 2023-24: 0; 2024-25: 0; 2025-26: 0; 2026-27: 0; 2027-28: 0; 2028-29: 0; 2029-30: 0; 2030-31: 0; 2031-32: 0; 2032-33: 0; 2033-34: 0; 2034-35: 0; 2035-36: 0; 2036-37: 0; 2037-38: 0; 2038-39: 0; 2039-40: 0; 2040-41: 0; 2041-42: 0; 2042-43: 0; 2043-44: 0; 2044-45: 0; 2045-46: 0; 2046-47: 0; 2047-48: 0; 2048-49: 0; 2049-50: 0
34BL | Measured households - properties (excl. void) | Year before + sum (34.1BL:34.6BL) | 000's | 2 | 2020-21: 0; 2021-22: 0; 2022-23: 0; 2023-24: 0; 2024-25: 0; 2025-26: 0; 2026-27: 0; 2027-28: 0; 2028-29: 0; 2029-30: 0; 2030-31: 0; 2031-32: 0; 2032-33: 0; 2033-34: 0; 2034-35: 0; 2035-36: 0; 2036-37: 0; 2037-38: 0; 2038-39: 0; 2039-40: 0; 2040-41: 0; 2041-42: 0; 2042-43: 0; 2043-44: 0; 2044-45: 0; 2045-46: 0; 2046-47: 0; 2047-48: 0; 2048-49: 0; 2049-50: 0
34.1BL | New build properties - properties | Input (new builds in each year) | 000's | 2 | 2019-20: 0; 2020-21: 0; 2021-22: 0; 2022-23: 0; 2023-24: 0; 2024-25: 0; 2025-26: 0; 2026-27: 0; 2027-28: 0; 2028-29: 0; 2029-30: 0; 2030-31: 0; 2031-32: 0; 2032-33: 0; 2033-34: 0; 2034-35: 0; 2035-36: 0; 2036-37: 0; 2037-38: 0; 2038-39: 0; 2039-40: 0; 2040-41: 0; 2041-42: 0; 2042-43: 0; 2043-44: 0; 2044-45: 0; 2045-46: 0; 2046-47: 0; 2047-48: 0; 2048-49: 0; 2049-50: 0
34.2BL | Meter optants - properties | Input (meter optants in each year) | 000's | 2 | 2019-20: 0; 2020-21: 0; 2021-22: 0; 2022-23: 0; 2023-24: 0; 2024-25: 0; 2025-26: 0; 2026-27: 0; 2027-28: 0; 2028-29: 0; 2029-30: 0; 2030-31: 0; 2031-32: 0; 2032-33: 0; 2033-34: 0; 2034-35: 0; 2035-36: 0; 2036-37: 0; 2037-38: 0; 2038-39: 0; 2039-40: 0; 2040-41: 0; 2041-42: 0; 2042-43: 0; 2043-44: 0; 2044-45: 0; 2045-46: 0; 2046-47: 0; 2047-48: 0; 2048-49: 0; 2049-50: 0
34.3BL | Compulsory metering - properties | Input (compulsory meters in each year) | 000's | 2 | 2019-20: 0; 2020-21: 0; 2021-22: 0; 2022-23: 0; 2023-24: 0; 2024-25: 0; 2025-26: 0; 2026-27: 0; 2027-28: 0; 2028-29: 0; 2029-30: 0; 2030-31: 0; 2031-32: 0; 2032-33: 0; 2033-34: 0; 2034-35: 0; 2035-36: 0; 2036-37: 0; 2037-38: 0; 2038-39: 0; 2039-40: 0; 2040-41: 0; 2041-42: 0; 2042-43: 0; 2043-44: 0; 2044-45: 0; 2045-46: 0; 2046-47: 0; 2047-48: 0; 2048-49: 0; 2049-50: 0
34.4BL | Metering on change of occupancy - properties | Input (change of occupancy meters in each year) | 000's | 2 | 2019-20: 0; 2020-21: 0; 2021-22: 0; 2022-23: 0; 2023-24: 0; 2024-25: 0; 2025-26: 0; 2026-27: 0; 2027-28: 0; 2028-29: 0; 2029-30: 0; 2030-31: 0; 2031-32: 0; 2032-33: 0; 2033-34: 0; 2034-35: 0; 2035-36: 0; 2036-37: 0; 2037-38: 0; 2038-39: 0; 2039-40: 0; 2040-41: 0; 2041-42: 0; 2042-43: 0; 2043-44: 0; 2044-45: 0; 2045-46: 0; 2046-47: 0; 2047-48: 0; 2048-49: 0; 2049-50: 0
34.5BL | Selective metering - properties | Input (selective meters in each year) | 000's | 2 | 2019-20: 0; 2020-21: 0; 2021-22: 0; 2022-23: 0; 2023-24: 0; 2024-25: 0; 2025-26: 0; 2026-27: 0; 2027-28: 0; 2028-29: 0; 2029-30: 0; 2030-31: 0; 2031-32: 0; 2032-33: 0; 2033-34: 0; 2034-35: 0; 2035-36: 0; 2036-37: 0; 2037-38: 0; 2038-39: 0; 2039-40: 0; 2040-41: 0; 2041-42: 0; 2042-43: 0; 2043-44: 0; 2044-45: 0; 2045-46: 0; 2046-47: 0; 2047-48: 0; 2048-49: 0; 2049-50: 0
34.6BL | Other changes to existing metering - properties | Input (other changes to meters in each year) | 000's | 2 | 2019-20: 0; 2020-21: 0; 2021-22: 0; 2022-23: 0; 2023-24: 0; 2024-25: 0; 2025-26: 0; 2026-27: 0; 2027-28: 0; 2028-29: 0; 2029-30: 0; 2030-31: 0; 2031-32: 0; 2032-33: 0; 2033-34: 0; 2034-35: 0; 2035-36: 0; 2036-37: 0; 2037-38: 0; 2038-39: 0; 2039-40: 0; 2040-41: 0; 2041-42: 0; 2042-43: 0; 2043-44: 0; 2044-45: 0; 2045-46: 0; 2046-47: 0; 2047-48: 0; 2048-49: 0; 2049-50: 0
34.7BL | Measured household void properties | Input | 000's | 2 | 2019-20: 0; 2020-21: 0; 2021-22: 0; 2022-23: 0; 2023-24: 0; 2024-25: 0; 2025-26: 0; 2026-27: 0; 2027-28: 0; 2028-29: 0; 2029-30: 0; 2030-31: 0; 2031-32: 0; 2032-33: 0; 2033-34: 0; 2034-35: 0; 2035-36: 0; 2036-37: 0; 2037-38: 0; 2038-39: 0; 2039-40: 0; 2040-41: 0; 2041-42: 0; 2042-43: 0; 2043-44: 0; 2044-45: 0; 2045-46: 0; 2046-47: 0; 2047-48: 0; 2048-49: 0; 2049-50: 0
35BL | Unmeasured households - properties (excl. void) | Input | 000's | 2 | 2019-20: 0; 2020-21: 0; 2021-22: 0; 2022-23: 0; 2023-24: 0; 2024-25: 0; 2025-26: 0; 2026-27: 0; 2027-28: 0; 2028-29: 0; 2029-30: 0; 2030-31: 0; 2031-32: 0; 2032-33: 0; 2033-34: 0; 2034-35: 0; 2035-36: 0; 2036-37: 0; 2037-38: 0; 2038-39: 0; 2039-40: 0; 2040-41: 0; 2041-42: 0; 2042-43: 0; 2043-44: 0; 2044-45: 0; 2045-46: 0; 2046-47: 0; 2047-48: 0; 2048-49: 0; 2049-50: 0
35.1BL | Unmeasured household void properties | Input | 000's | 2 | 2019-20: 0; 2020-21: 0; 2021-22: 0; 2022-23: 0; 2023-24: 0; 2024-25: 0; 2025-26: 0; 2026-27: 0; 2027-28: 0; 2028-29: 0; 2029-30: 0; 2030-31: 0; 2031-32: 0; 2032-33: 0; 2033-34: 0; 2034-35: 0; 2035-36: 0; 2036-37: 0; 2037-38: 0; 2038-39: 0; 2039-40: 0; 2040-41: 0; 2041-42: 0; 2042-43: 0; 2043-44: 0; 2044-45: 0; 2045-46: 0; 2046-47: 0; 2047-48: 0; 2048-49: 0; 2049-50: 0
36BL | Total Resource Zone Properties (incl. voids) | sum (31BL:34BL) + 34.7BL + 35BL + 35.1BL | 000's | 2 | 2019-20: 0; 2020-21: 0; 2021-22: 0; 2022-23: 0; 2023-24: 0; 2024-25: 0; 2025-26: 0; 2026-27: 0; 2027-28: 0; 2028-29: 0; 2029-30: 0; 2030-31: 0; 2031-32: 0; 2032-33: 0; 2033-34: 0; 2034-35: 0; 2035-36: 0; 2036-37: 0; 2037-38: 0; 2038-39: 0; 2039-40: 0; 2040-41: 0; 2041-42: 0; 2042-43: 0; 2043-44: 0; 2044-45: 0; 2045-46: 0; 2046-47: 0; 2047-48: 0; 2048-49: 0; 2049-50: 0
37BL | Measured Non Household - Population | Input | 000's | 2 | 2019-20: 0; 2020-21: 0; 2021-22: 0; 2022-23: 0; 2023-24: 0; 2024-25: 0; 2025-26: 0; 2026-27: 0; 2027-28: 0; 2028-29: 0; 2029-30: 0; 2030-31: 0; 2031-32: 0; 2032-33: 0; 2033-34: 0; 2034-35: 0; 2035-36: 0; 2036-37: 0; 2037-38: 0; 2038-39: 0; 2039-40: 0; 2040-41: 0; 2041-42: 0; 2042-43: 0; 2043-44: 0; 2044-45: 0; 2045-46: 0; 2046-47: 0; 2047-48: 0; 2048-49: 0; 2049-50: 0
38BL | Unmeasured Non Household - Population | Input | 000's | 2 | 2019-20: 0; 2020-21: 0; 2021-22: 0; 2022-23: 0; 2023-24: 0; 2024-25: 0; 2025-26: 0; 2026-27: 0; 2027-28: 0; 2028-29: 0; 2029-30: 0; 2030-31: 0; 2031-32: 0; 2032-33: 0; 2033-34: 0; 2034-35: 0; 2035-36: 0; 2036-37: 0; 2037-38: 0; 2038-39: 0; 2039-40: 0; 2040-41: 0; 2041-42: 0; 2042-43: 0; 2043-44: 0; 2044-45: 0; 2045-46: 0; 2046-47: 0; 2047-48: 0; 2048-49: 0; 2049-50: 0
39BL | Measured Household - Population | Input | 000's | 2 | 2019-20: 0; 2020-21: 0; 2021-22: 0; 2022-23: 0; 2023-24: 0; 2024-25: 0; 2025-26: 0; 2026-27: 0; 2027-28: 0; 2028-29: 0; 2029-30: 0; 2030-31: 0; 2031-32: 0; 2032-33: 0; 2033-34: 0; 2034-35: 0; 2035-36: 0; 2036-37: 0; 2037-38: 0; 2038-39: 0; 2039-40: 0; 2040-41: 0; 2041-42: 0; 2042-43: 0; 2043-44: 0; 2044-45: 0; 2045-46: 0; 2046-47: 0; 2047-48: 0; 2048-49: 0; 2049-50: 0
40BL | Unmeasured Household - Population | Input | 000's | 2 | 2019-20: 0; 2020-21: 0; 2021-22: 0; 2022-23: 0; 2023-24: 0; 2024-25: 0; 2025-26: 0; 2026-27: 0; 2027-28: 0; 2028-29: 0; 2029-30: 0; 2030-31: 0; 2031-32: 0; 2032-33: 0; 2033-34: 0; 2034-35: 0; 2035-36: 0; 2036-37: 0; 2037-38: 0; 2038-39: 0; 2039-40: 0; 2040-41: 0; 2041-42: 0; 2042-43: 0; 2043-44: 0; 2044-45: 0; 2045-46: 0; 2046-47: 0; 2047-48: 0; 2048-49: 0; 2049-50: 0
41BL | Total Resource Zone Population | sum (37BL:40BL) | 000's | 2 | 2019-20: 0; 2020-21: 0; 2021-22: 0; 2022-23: 0; 2023-24: 0; 2024-25: 0; 2025-26: 0; 2026-27: 0; 2027-28: 0; 2028-29: 0; 2029-30: 0; 2030-31: 0; 2031-32: 0; 2032-33: 0; 2033-34: 0; 2034-35: 0; 2035-36: 0; 2036-37: 0; 2037-38: 0; 2038-39: 0; 2039-40: 0; 2040-41: 0; 2041-42: 0; 2042-43: 0; 2043-44: 0; 2044-45: 0; 2045-46: 0; 2046-47: 0; 2047-48: 0; 2048-49: 0; 2049-50: 0
42BL | Average household occupancy rate (excl. voids) | (39BL + 40BL) / (34BL + 35BL) | h/prop | 1 | 2019-20: #DIV/0!; 2020-21: #DIV/0!; 2021-22: #DIV/0!; 2022-23: #DIV/0!; 2023-24: #DIV/0!; 2024-25: #DIV/0!; 2025-26: #DIV/0!; 2026-27: #DIV/0!; 2027-28: #DIV/0!; 2028-29: #DIV/0!; 2029-30: #DIV/0!; 2030-31: #DIV/0!; 2031-32: #DIV/0!; 2032-33: #DIV/0!; 2033-34: #DIV/0!; 2034-35: #DIV/0!; 2035-36: #DIV/0!; 2036-37: #DIV/0!; 2037-38: #DIV/0!; 2038-39: #DIV/0!; 2039-40: #DIV/0!; 2040-41: #DIV/0!; 2041-42: #DIV/0!; 2042-43: #DIV/0!; 2043-44: #DIV/0!; 2044-45: #DIV/0!; 2045-46: #DIV/0!; 2046-47: #DIV/0!; 2047-48: #DIV/0!; 2048-49: #DIV/0!; 2049-50: #DIV/0!
43BL | Total Household Metering penetration (excl. voids) | 34BL / (34BL + 35BL) | % | 1 | 2019-20: #DIV/0!; 2020-21: #DIV/0!; 2021-22: #DIV/0!; 2022-23: #DIV/0!; 2023-24: #DIV/0!; 2024-25: #DIV/0!; 2025-26: #DIV/0!; 2026-27: #DIV/0!; 2027-28: #DIV/0!; 2028-29: #DIV/0!; 2029-30: #DIV/0!; 2030-31: #DIV/0!; 2031-32: #DIV/0!; 2032-33: #DIV/0!; 2033-34: #DIV/0!; 2034-35: #DIV/0!; 2035-36: #DIV/0!; 2036-37: #DIV/0!; 2037-38: #DIV/0!; 2038-39: #DIV/0!; 2039-40: #DIV/0!; 2040-41: #DIV/0!; 2041-42: #DIV/0!; 2042-43: #DIV/0!; 2043-44: #DIV/0!; 2044-45: #DIV/0!; 2045-46: #DIV/0!; 2046-47: #DIV/0!; 2047-48: #DIV/0!; 2048-49: #DIV/0!; 2049-50: #DIV/0!
44BL | Total Household Metering penetration (incl. voids) | (34BL) / (34BL + 34.7BL + 35BL + 35.1BL) | % | 1 | 2019-20: #DIV/0!; 2020-21: #DIV/0!; 2021-22: #DIV/0!; 2022-23: #DIV/0!; 2023-24: #DIV/0!; 2024-25: #DIV/0!; 2025-26: #DIV/0!; 2026-27: #DIV/0!; 2027-28: #DIV/0!; 2028-29: #DIV/0!; 2029-30: #DIV/0!; 2030-31: #DIV/0!; 2031-32: #DIV/0!; 2032-33: #DIV/0!; 2033-34: #DIV/0!; 2034-35: #DIV/0!; 2035-36: #DIV/0!; 2036-37: #DIV/0!; 2037-38: #DIV/0!; 2038-39: #DIV/0!; 2039-40: #DIV/0!; 2040-41: #DIV/0!; 2041-42: #DIV/0!; 2042-43: #DIV/0!; 2043-44: #DIV/0!; 2044-45: #DIV/0!; 2045-46: #DIV/0!; 2046-47: #DIV/0!; 2047-48: #DIV/0!; 2048-49: #DIV/0!; 2049-50: #DIV/0!
45BL | Distribution input | sum (12BL:15BL) +21BL + 22BL + 27BL + 28BL | Ml/d | 2 | 2019-20: 0; 2020-21: 0; 2021-22: 0; 2022-23: 0; 2023-24: 0; 2024-25: 0; 2025-26: 0; 2026-27: 0; 2027-28: 0; 2028-29: 0; 2029-30: 0; 2030-31: 0; 2031-32: 0; 2032-33: 0; 2033-34: 0; 2034-35: 0; 2035-36: 0; 2036-37: 0; 2037-38: 0; 2038-39: 0; 2039-40: 0; 2040-41: 0; 2041-42: 0; 2042-43: 0; 2043-44: 0; 2044-45: 0; 2045-46: 0; 2046-47: 0; 2047-48: 0; 2048-49: 0; 2049-50: 0
46BL | Target headroom (climate change component) | Input | Ml/d | 2 | 2019-20: 0; 2020-21: 0; 2021-22: 0; 2022-23: 0; 2023-24: 0; 2024-25: 0; 2025-26: 0; 2026-27: 0; 2027-28: 0; 2028-29: 0; 2029-30: 0; 2030-31: 0; 2031-32: 0; 2032-33: 0; 2033-34: 0; 2034-35: 0; 2035-36: 0; 2036-37: 0; 2037-38: 0; 2038-39: 0; 2039-40: 0; 2040-41: 0; 2041-42: 0; 2042-43: 0; 2043-44: 0; 2044-45: 0; 2045-46: 0; 2046-47: 0; 2047-48: 0; 2048-49: 0; 2049-50: 0
47BL | Target headroom (All other components) | Input | Ml/d | 2 | 2019-20: 0; 2020-21: 0; 2021-22: 0; 2022-23: 0; 2023-24: 0; 2024-25: 0; 2025-26: 0; 2026-27: 0; 2027-28: 0; 2028-29: 0; 2029-30: 0; 2030-31: 0; 2031-32: 0; 2032-33: 0; 2033-34: 0; 2034-35: 0; 2035-36: 0; 2036-37: 0; 2037-38: 0; 2038-39: 0; 2039-40: 0; 2040-41: 0; 2041-42: 0; 2042-43: 0; 2043-44: 0; 2044-45: 0; 2045-46: 0; 2046-47: 0; 2047-48: 0; 2048-49: 0; 2049-50: 0
48BL | Target Headroom | 46BL + 47BL | Ml/d | 2 | 2019-20: 0; 2020-21: 0; 2021-22: 0; 2022-23: 0; 2023-24: 0; 2024-25: 0; 2025-26: 0; 2026-27: 0; 2027-28: 0; 2028-29: 0; 2029-30: 0; 2030-31: 0; 2031-32: 0; 2032-33: 0; 2033-34: 0; 2034-35: 0; 2035-36: 0; 2036-37: 0; 2037-38: 0; 2038-39: 0; 2039-40: 0; 2040-41: 0; 2041-42: 0; 2042-43: 0; 2043-44: 0; 2044-45: 0; 2045-46: 0; 2046-47: 0; 2047-48: 0; 2048-49: 0; 2049-50: 0
49BL | Available Headroom | 11BL - 45BL | Ml/d | 2 | 2019-20: 0; 2020-21: 0; 2021-22: 0; 2022-23: 0; 2023-24: 0; 2024-25: 0; 2025-26: 0; 2026-27: 0; 2027-28: 0; 2028-29: 0; 2029-30: 0; 2030-31: 0; 2031-32: 0; 2032-33: 0; 2033-34: 0; 2034-35: 0; 2035-36: 0; 2036-37: 0; 2037-38: 0; 2038-39: 0; 2039-40: 0; 2040-41: 0; 2041-42: 0; 2042-43: 0; 2043-44: 0; 2044-45: 0; 2045-46: 0; 2046-47: 0; 2047-48: 0; 2048-49: 0; 2049-50: 0
49.1BL | Available non-potable balance (if applicable) | 1.1BL -12.1BL | Ml/d | 2 | 2019-20: 60.8; 2020-21: 60.8; 2021-22: 60.8; 2022-23: 60.8; 2023-24: 60.8; 2024-25: 60.8; 2025-26: 1.2; 2026-27: 1.2; 2027-28: 1.2; 2028-29: 1.2; 2029-30: 1.2; 2030-31: 1.2; 2031-32: 1.2; 2032-33: 1.08; 2033-34: 0.96; 2034-35: 0.72; 2035-36: 0.24; 2036-37: -0.72; 2037-38: -2.64; 2038-39: -6.48; 2039-40: -14.16; 2040-41: -29.52; 2041-42: -58.98; 2042-43: -58.98; 2043-44: -58.98; 2044-45: -58.98; 2045-46: -58.98; 2046-47: -58.98; 2047-48: -58.98; 2048-49: -58.98; 2049-50: -58.98
50BL | Supply Demand Balance | 49BL - 48BL | Ml/d | 2 | 2019-20: 0; 2020-21: 0; 2021-22: 0; 2022-23: 0; 2023-24: 0; 2024-25: 0; 2025-26: 0; 2026-27: 0; 2027-28: 0; 2028-29: 0; 2029-30: 0; 2030-31: 0; 2031-32: 0; 2032-33: 0; 2033-34: 0; 2034-35: 0; 2035-36: 0; 2036-37: 0; 2037-38: 0; 2038-39: 0; 2039-40: 0; 2040-41: 0; 2041-42: 0; 2042-43: 0; 2043-44: 0; 2044-45: 0; 2045-46: 0; 2046-47: 0; 2047-48: 0; 2048-49: 0; 2049-50: 0
Table 3b: DYAA - Final plan Options | Back to top of sheet |  |  |  | 2019-20: 0.1
WRMP24 reference | Option type | Cat ID | Unit | Decimal places | 2019-20 | 2020-21 | 2021-22 | 2022-23 | 2023-24 | 2024-25 | 2025-26 | 2026-27 | 2027-28 | 2028-29 | 2029-30 | 2030-31 | 2031-32 | 2032-33 | 2033-34 | 2034-35 | 2035-36 | 2036-37 | 2037-38 | 2038-39 | 2039-40 | 2040-41 | 2041-42 | 2042-43 | 2043-44 | 2044-45 | 2045-46 | 2046-47 | 2047-48 | 2048-49 | 2049-50 | 2050-51 | 2051-52 | 2052-53 | 2053-54 | 2054-55 | 2055-56 | 2056-57 | 2057-58 | 2058-59 | 2059-60 | 2060-61 | 2061-62 | 2062-63 | 2063-64 | 2064-65 | 2065-66 | 2066-67 | 2067-68 | 2068-69 | 2069-70 | 2070-71 | 2071-72 | 2072-73 | 2073-74 | 2074-75 | 2075-76 | 2076-77 | 2077-78 | 2078-79 | 2079-80 | 2080-81 | 2081-82 | 2082-83 | 2083-84 | 2084-85 | 2085-86 | 2086-87 | 2087-88 | 2088-89 | 2089-90 | 2090-91 | 2091-92 | 2092-93 | 2093-94 | 2094-95 | 2095-96 | 2096-97 | 2097-98 | 2098-99 | 2099-100
1.11FP | Non potable supplies input reductions as -ve and increases as +ve | RSNPS | Ml/d | 2 | 0.1 2019-20: 0; 0.1 2020-21: 0; 0.1 2021-22: 0; 0.1 2022-23: 0; 0.1 2023-24: 0; 0.1 2024-25: 0; 0.1 2025-26: 0; 0.1 2026-27: 0; 0.1 2027-28: 0; 0.1 2028-29: 0; 0.1 2029-30: 0; 0.1 2030-31: 0; 0.1 2031-32: 0; 0.1 2032-33: 0; 0.1 2033-34: 0; 0.1 2034-35: 0; 0.1 2035-36: 0; 0.1 2036-37: 60; 0.1 2037-38: 60; 0.1 2038-39: 60; 0.1 2039-40: 60; 0.1 2040-41: 60; 0.1 2041-42: 60; 0.1 2042-43: 60; 0.1 2043-44: 60; 0.1 2044-45: 60; 0.1 2045-46: 60; 0.1 2046-47: 60; 0.1 2047-48: 60; 0.1 2048-49: 60; 0.1 2049-50: 60
2.1FP | Raw water imports input reductions as -ve | RSRWI | Ml/d | 2 | 0.1 2019-20: 0; 0.1 2020-21: 0; 0.1 2021-22: 0; 0.1 2022-23: 0; 0.1 2023-24: 0; 0.1 2024-25: 0; 0.1 2025-26: 0; 0.1 2026-27: 0; 0.1 2027-28: 0; 0.1 2028-29: 0; 0.1 2029-30: 0; 0.1 2030-31: 0; 0.1 2031-32: 0; 0.1 2032-33: 0; 0.1 2033-34: 0; 0.1 2034-35: 0; 0.1 2035-36: 0; 0.1 2036-37: 0; 0.1 2037-38: 0; 0.1 2038-39: 0; 0.1 2039-40: 0; 0.1 2040-41: 0; 0.1 2041-42: 0; 0.1 2042-43: 0; 0.1 2043-44: 0; 0.1 2044-45: 0; 0.1 2045-46: 0; 0.1 2046-47: 0; 0.1 2047-48: 0; 0.1 2048-49: 0; 0.1 2049-50: 0
3.1FP | Potable water imports input reductions as -ve | RSPWI | Ml/d | 2 | 0.1 2019-20: 0; 0.1 2020-21: 0; 0.1 2021-22: 0; 0.1 2022-23: 0; 0.1 2023-24: 0; 0.1 2024-25: 0; 0.1 2025-26: 0; 0.1 2026-27: 0; 0.1 2027-28: 0; 0.1 2028-29: 0; 0.1 2029-30: 0; 0.1 2030-31: 0; 0.1 2031-32: 0; 0.1 2032-33: 0; 0.1 2033-34: 0; 0.1 2034-35: 0; 0.1 2035-36: 0; 0.1 2036-37: 0; 0.1 2037-38: 0; 0.1 2038-39: 0; 0.1 2039-40: 0; 0.1 2040-41: 0; 0.1 2041-42: 0; 0.1 2042-43: 0; 0.1 2043-44: 0; 0.1 2044-45: 0; 0.1 2045-46: 0; 0.1 2046-47: 0; 0.1 2047-48: 0; 0.1 2048-49: 0; 0.1 2049-50: 0
4.1FP | Raw water exports input reductions as +ve and increases as -ve | RSRWE | Ml/d | 2 | 0.1 2019-20: 0; 0.1 2020-21: 0; 0.1 2021-22: 0; 0.1 2022-23: 0; 0.1 2023-24: 0; 0.1 2024-25: 0; 0.1 2025-26: 0; 0.1 2026-27: 0; 0.1 2027-28: 0; 0.1 2028-29: 0; 0.1 2029-30: 0; 0.1 2030-31: 0; 0.1 2031-32: 0; 0.1 2032-33: 0; 0.1 2033-34: 0; 0.1 2034-35: 0; 0.1 2035-36: 0; 0.1 2036-37: 0; 0.1 2037-38: 0; 0.1 2038-39: 0; 0.1 2039-40: 0; 0.1 2040-41: 0; 0.1 2041-42: 0; 0.1 2042-43: 0; 0.1 2043-44: 0; 0.1 2044-45: 0; 0.1 2045-46: 0; 0.1 2046-47: 0; 0.1 2047-48: 0; 0.1 2048-49: 0; 0.1 2049-50: 0
5.1FP | Potable water exports input reductions as +ve and increases as -ve | RSPWE | Ml/d | 2 | 0.1 2019-20: 0; 0.1 2020-21: 0; 0.1 2021-22: 0; 0.1 2022-23: 0; 0.1 2023-24: 0; 0.1 2024-25: 0; 0.1 2025-26: 0; 0.1 2026-27: 0; 0.1 2027-28: 0; 0.1 2028-29: 0; 0.1 2029-30: 0; 0.1 2030-31: 0; 0.1 2031-32: 0; 0.1 2032-33: 0; 0.1 2033-34: 0; 0.1 2034-35: 0; 0.1 2035-36: 0; 0.1 2036-37: 0; 0.1 2037-38: 0; 0.1 2038-39: 0; 0.1 2039-40: 0; 0.1 2040-41: 0; 0.1 2041-42: 0; 0.1 2042-43: 0; 0.1 2043-44: 0; 0.1 2044-45: 0; 0.1 2045-46: 0; 0.1 2046-47: 0; 0.1 2047-48: 0; 0.1 2048-49: 0; 0.1 2049-50: 0
6.2FP | DO benefit from increase raw water abstractions | RSRWA | Ml/d | 2 | 0.1 2019-20: 0; 0.1 2020-21: 0; 0.1 2021-22: 0; 0.1 2022-23: 0; 0.1 2023-24: 0; 0.1 2024-25: 0; 0.1 2025-26: 0; 0.1 2026-27: 0; 0.1 2027-28: 0; 0.1 2028-29: 0; 0.1 2029-30: 0; 0.1 2030-31: 0; 0.1 2031-32: 0; 0.1 2032-33: 0; 0.1 2033-34: 0; 0.1 2034-35: 0; 0.1 2035-36: 0; 0.1 2036-37: 0; 0.1 2037-38: 0; 0.1 2038-39: 0; 0.1 2039-40: 0; 0.1 2040-41: 0; 0.1 2041-42: 0; 0.1 2042-43: 0; 0.1 2043-44: 0; 0.1 2044-45: 0; 0.1 2045-46: 0; 0.1 2046-47: 0; 0.1 2047-48: 0; 0.1 2048-49: 0; 0.1 2049-50: 0
6.3FP | Other options to increase deployable output | RSIPO | Ml/d | 2 | 0.1 2019-20: 0; 0.1 2020-21: 0; 0.1 2021-22: 0; 0.1 2022-23: 0; 0.1 2023-24: 0; 0.1 2024-25: 0; 0.1 2025-26: 0; 0.1 2026-27: 0; 0.1 2027-28: 0; 0.1 2028-29: 0; 0.1 2029-30: 0; 0.1 2030-31: 0; 0.1 2031-32: 0; 0.1 2032-33: 0; 0.1 2033-34: 0; 0.1 2034-35: 0; 0.1 2035-36: 0; 0.1 2036-37: 0; 0.1 2037-38: 0; 0.1 2038-39: 0; 0.1 2039-40: 0; 0.1 2040-41: 0; 0.1 2041-42: 0; 0.1 2042-43: 0; 0.1 2043-44: 0; 0.1 2044-45: 0; 0.1 2045-46: 0; 0.1 2046-47: 0; 0.1 2047-48: 0; 0.1 2048-49: 0; 0.1 2049-50: 0
7.01FP | DO benefit from supply side drought measures | RSDPS | Ml/d | 2 | 0.1 2019-20: 0; 0.1 2020-21: 0; 0.1 2021-22: 0; 0.1 2022-23: 0; 0.1 2023-24: 0; 0.1 2024-25: 0; 0.1 2025-26: 0; 0.1 2026-27: 0; 0.1 2027-28: 0; 0.1 2028-29: 0; 0.1 2029-30: 0; 0.1 2030-31: 0; 0.1 2031-32: 0; 0.1 2032-33: 0; 0.1 2033-34: 0; 0.1 2034-35: 0; 0.1 2035-36: 0; 0.1 2036-37: 0; 0.1 2037-38: 0; 0.1 2038-39: 0; 0.1 2039-40: 0; 0.1 2040-41: 0; 0.1 2041-42: 0; 0.1 2042-43: 0; 0.1 2043-44: 0; 0.1 2044-45: 0; 0.1 2045-46: 0; 0.1 2046-47: 0; 0.1 2047-48: 0; 0.1 2048-49: 0; 0.1 2049-50: 0
7.02FP | Benefit from demand side drought measures | RSDPD | Ml/d | 2 | 0.1 2019-20: 0; 0.1 2020-21: 0; 0.1 2021-22: 0; 0.1 2022-23: 0; 0.1 2023-24: 0; 0.1 2024-25: 0; 0.1 2025-26: 0; 0.1 2026-27: 0; 0.1 2027-28: 0; 0.1 2028-29: 0; 0.1 2029-30: 0; 0.1 2030-31: 0; 0.1 2031-32: 0; 0.1 2032-33: 0; 0.1 2033-34: 0; 0.1 2034-35: 0; 0.1 2035-36: 0; 0.1 2036-37: 0; 0.1 2037-38: 0; 0.1 2038-39: 0; 0.1 2039-40: 0; 0.1 2040-41: 0; 0.1 2041-42: 0; 0.1 2042-43: 0; 0.1 2043-44: 0; 0.1 2044-45: 0; 0.1 2045-46: 0; 0.1 2046-47: 0; 0.1 2047-48: 0; 0.1 2048-49: 0; 0.1 2049-50: 0
8.1FP | Reduce raw water losses and operational use input as -ve | RSLOU | Ml/d | 2 | 0.1 2019-20: 0; 0.1 2020-21: 0; 0.1 2021-22: 0; 0.1 2022-23: 0; 0.1 2023-24: 0; 0.1 2024-25: 0; 0.1 2025-26: 0; 0.1 2026-27: 0; 0.1 2027-28: 0; 0.1 2028-29: 0; 0.1 2029-30: 0; 0.1 2030-31: 0; 0.1 2031-32: 0; 0.1 2032-33: 0; 0.1 2033-34: 0; 0.1 2034-35: 0; 0.1 2035-36: 0; 0.1 2036-37: 0; 0.1 2037-38: 0; 0.1 2038-39: 0; 0.1 2039-40: 0; 0.1 2040-41: 0; 0.1 2041-42: 0; 0.1 2042-43: 0; 0.1 2043-44: 0; 0.1 2044-45: 0; 0.1 2045-46: 0; 0.1 2046-47: 0; 0.1 2047-48: 0; 0.1 2048-49: 0; 0.1 2049-50: 0
8.2FP | Reduce treatment works losses input as -ve | PSTWL | Ml/d | 2 | 0.1 2019-20: 0; 0.1 2020-21: 0; 0.1 2021-22: 0; 0.1 2022-23: 0; 0.1 2023-24: 0; 0.1 2024-25: 0; 0.1 2025-26: 0; 0.1 2026-27: 0; 0.1 2027-28: 0; 0.1 2028-29: 0; 0.1 2029-30: 0; 0.1 2030-31: 0; 0.1 2031-32: 0; 0.1 2032-33: 0; 0.1 2033-34: 0; 0.1 2034-35: 0; 0.1 2035-36: 0; 0.1 2036-37: 0; 0.1 2037-38: 0; 0.1 2038-39: 0; 0.1 2039-40: 0; 0.1 2040-41: 0; 0.1 2041-42: 0; 0.1 2042-43: 0; 0.1 2043-44: 0; 0.1 2044-45: 0; 0.1 2045-46: 0; 0.1 2046-47: 0; 0.1 2047-48: 0; 0.1 2048-49: 0; 0.1 2049-50: 0
9.1FP | Reduce outages input as -ve | PSROU | Ml/d | 2 | 0.1 2019-20: 0; 0.1 2020-21: 0; 0.1 2021-22: 0; 0.1 2022-23: 0; 0.1 2023-24: 0; 0.1 2024-25: 0; 0.1 2025-26: 0; 0.1 2026-27: 0; 0.1 2027-28: 0; 0.1 2028-29: 0; 0.1 2029-30: 0; 0.1 2030-31: 0; 0.1 2031-32: 0; 0.1 2032-33: 0; 0.1 2033-34: 0; 0.1 2034-35: 0; 0.1 2035-36: 0; 0.1 2036-37: 0; 0.1 2037-38: 0; 0.1 2038-39: 0; 0.1 2039-40: 0; 0.1 2040-41: 0; 0.1 2041-42: 0; 0.1 2042-43: 0; 0.1 2043-44: 0; 0.1 2044-45: 0; 0.1 2045-46: 0; 0.1 2046-47: 0; 0.1 2047-48: 0; 0.1 2048-49: 0; 0.1 2049-50: 0
12.2FP | Change volume delivered to measured non households input reductions as -ve, line to include both measured non-household consumption and USPL options | CVMNH | Ml/d | 2 | 0.1 2019-20: 0; 0.1 2020-21: 0; 0.1 2021-22: 0; 0.1 2022-23: 0; 0.1 2023-24: 0; 0.1 2024-25: 0; 0.1 2025-26: 0; 0.1 2026-27: 0; 0.1 2027-28: 0; 0.1 2028-29: 0; 0.1 2029-30: 0; 0.1 2030-31: 0; 0.1 2031-32: 0; 0.1 2032-33: 0; 0.1 2033-34: 0; 0.1 2034-35: 0; 0.1 2035-36: 0; 0.1 2036-37: 0; 0.1 2037-38: 0; 0.1 2038-39: 0; 0.1 2039-40: 0; 0.1 2040-41: 0; 0.1 2041-42: 0; 0.1 2042-43: 0; 0.1 2043-44: 0; 0.1 2044-45: 0; 0.1 2045-46: 0; 0.1 2046-47: 0; 0.1 2047-48: 0; 0.1 2048-49: 0; 0.1 2049-50: 0
13.1FP | Change volume delivered to unmeasured non households input reductions as -ve, line to include both unmeasured non-household consumption and USPL options | CVUNH | Ml/d | 2 | 0.1 2019-20: 0; 0.1 2020-21: 0; 0.1 2021-22: 0; 0.1 2022-23: 0; 0.1 2023-24: 0; 0.1 2024-25: 0; 0.1 2025-26: 0; 0.1 2026-27: 0; 0.1 2027-28: 0; 0.1 2028-29: 0; 0.1 2029-30: 0; 0.1 2030-31: 0; 0.1 2031-32: 0; 0.1 2032-33: 0; 0.1 2033-34: 0; 0.1 2034-35: 0; 0.1 2035-36: 0; 0.1 2036-37: 0; 0.1 2037-38: 0; 0.1 2038-39: 0; 0.1 2039-40: 0; 0.1 2040-41: 0; 0.1 2041-42: 0; 0.1 2042-43: 0; 0.1 2043-44: 0; 0.1 2044-45: 0; 0.1 2045-46: 0; 0.1 2046-47: 0; 0.1 2047-48: 0; 0.1 2048-49: 0; 0.1 2049-50: 0
14.1FP | Change volume delivered to measured households input reductions as -ve, line to include both measured household consumption and USPL options | CVMHH | Ml/d | 2 | 0.1 2019-20: 0; 0.1 2020-21: 0; 0.1 2021-22: 0; 0.1 2022-23: 0; 0.1 2023-24: 0; 0.1 2024-25: 0; 0.1 2025-26: 0; 0.1 2026-27: 0; 0.1 2027-28: 0; 0.1 2028-29: 0; 0.1 2029-30: 0; 0.1 2030-31: 0; 0.1 2031-32: 0; 0.1 2032-33: 0; 0.1 2033-34: 0; 0.1 2034-35: 0; 0.1 2035-36: 0; 0.1 2036-37: 0; 0.1 2037-38: 0; 0.1 2038-39: 0; 0.1 2039-40: 0; 0.1 2040-41: 0; 0.1 2041-42: 0; 0.1 2042-43: 0; 0.1 2043-44: 0; 0.1 2044-45: 0; 0.1 2045-46: 0; 0.1 2046-47: 0; 0.1 2047-48: 0; 0.1 2048-49: 0; 0.1 2049-50: 0
15.1FP | Change volume delivered to unmeasured households input reductions as -ve, line to include both unmeasured household consumption and USPL options | CVUHH | Ml/d | 2 | 0.1 2019-20: 0; 0.1 2020-21: 0; 0.1 2021-22: 0; 0.1 2022-23: 0; 0.1 2023-24: 0; 0.1 2024-25: 0; 0.1 2025-26: 0; 0.1 2026-27: 0; 0.1 2027-28: 0; 0.1 2028-29: 0; 0.1 2029-30: 0; 0.1 2030-31: 0; 0.1 2031-32: 0; 0.1 2032-33: 0; 0.1 2033-34: 0; 0.1 2034-35: 0; 0.1 2035-36: 0; 0.1 2036-37: 0; 0.1 2037-38: 0; 0.1 2038-39: 0; 0.1 2039-40: 0; 0.1 2040-41: 0; 0.1 2041-42: 0; 0.1 2042-43: 0; 0.1 2043-44: 0; 0.1 2044-45: 0; 0.1 2045-46: 0; 0.1 2046-47: 0; 0.1 2047-48: 0; 0.1 2048-49: 0; 0.1 2049-50: 0
21.1FP | Options to reduce water taken unbilled input as -ve | CSWTU | Ml/d | 2 | 0.1 2019-20: 0; 0.1 2020-21: 0; 0.1 2021-22: 0; 0.1 2022-23: 0; 0.1 2023-24: 0; 0.1 2024-25: 0; 0.1 2025-26: 0; 0.1 2026-27: 0; 0.1 2027-28: 0; 0.1 2028-29: 0; 0.1 2029-30: 0; 0.1 2030-31: 0; 0.1 2031-32: 0; 0.1 2032-33: 0; 0.1 2033-34: 0; 0.1 2034-35: 0; 0.1 2035-36: 0; 0.1 2036-37: 0; 0.1 2037-38: 0; 0.1 2038-39: 0; 0.1 2039-40: 0; 0.1 2040-41: 0; 0.1 2041-42: 0; 0.1 2042-43: 0; 0.1 2043-44: 0; 0.1 2044-45: 0; 0.1 2045-46: 0; 0.1 2046-47: 0; 0.1 2047-48: 0; 0.1 2048-49: 0; 0.1 2049-50: 0
22.1FP | Reduce distribution system operational use (DSOU) input as -ve | DSDOU | Ml/d | 2 | 0.1 2019-20: 0; 0.1 2020-21: 0; 0.1 2021-22: 0; 0.1 2022-23: 0; 0.1 2023-24: 0; 0.1 2024-25: 0; 0.1 2025-26: 0; 0.1 2026-27: 0; 0.1 2027-28: 0; 0.1 2028-29: 0; 0.1 2029-30: 0; 0.1 2030-31: 0; 0.1 2031-32: 0; 0.1 2032-33: 0; 0.1 2033-34: 0; 0.1 2034-35: 0; 0.1 2035-36: 0; 0.1 2036-37: 0; 0.1 2037-38: 0; 0.1 2038-39: 0; 0.1 2039-40: 0; 0.1 2040-41: 0; 0.1 2041-42: 0; 0.1 2042-43: 0; 0.1 2043-44: 0; 0.1 2044-45: 0; 0.1 2045-46: 0; 0.1 2046-47: 0; 0.1 2047-48: 0; 0.1 2048-49: 0; 0.1 2049-50: 0
23.1FP | Options impacting on measured Non Household - USPL input reductions as -ve | CUMNH | Ml/d | 2 | 0.1 2019-20: 0; 0.1 2020-21: 0; 0.1 2021-22: 0; 0.1 2022-23: 0; 0.1 2023-24: 0; 0.1 2024-25: 0; 0.1 2025-26: 0; 0.1 2026-27: 0; 0.1 2027-28: 0; 0.1 2028-29: 0; 0.1 2029-30: 0; 0.1 2030-31: 0; 0.1 2031-32: 0; 0.1 2032-33: 0; 0.1 2033-34: 0; 0.1 2034-35: 0; 0.1 2035-36: 0; 0.1 2036-37: 0; 0.1 2037-38: 0; 0.1 2038-39: 0; 0.1 2039-40: 0; 0.1 2040-41: 0; 0.1 2041-42: 0; 0.1 2042-43: 0; 0.1 2043-44: 0; 0.1 2044-45: 0; 0.1 2045-46: 0; 0.1 2046-47: 0; 0.1 2047-48: 0; 0.1 2048-49: 0; 0.1 2049-50: 0
24.1FP | Options impacting on unmeasured Non Household - USPL input reductions as -ve | CUUNH | Ml/d | 2 | 0.1 2019-20: 0; 0.1 2020-21: 0; 0.1 2021-22: 0; 0.1 2022-23: 0; 0.1 2023-24: 0; 0.1 2024-25: 0; 0.1 2025-26: 0; 0.1 2026-27: 0; 0.1 2027-28: 0; 0.1 2028-29: 0; 0.1 2029-30: 0; 0.1 2030-31: 0; 0.1 2031-32: 0; 0.1 2032-33: 0; 0.1 2033-34: 0; 0.1 2034-35: 0; 0.1 2035-36: 0; 0.1 2036-37: 0; 0.1 2037-38: 0; 0.1 2038-39: 0; 0.1 2039-40: 0; 0.1 2040-41: 0; 0.1 2041-42: 0; 0.1 2042-43: 0; 0.1 2043-44: 0; 0.1 2044-45: 0; 0.1 2045-46: 0; 0.1 2046-47: 0; 0.1 2047-48: 0; 0.1 2048-49: 0; 0.1 2049-50: 0
25.1FP | Options impacting on measured Household - USPL input reductions as -ve | CUMHH | Ml/d | 2 | 0.1 2019-20: 0; 0.1 2020-21: 0; 0.1 2021-22: 0; 0.1 2022-23: 0; 0.1 2023-24: 0; 0.1 2024-25: 0; 0.1 2025-26: 0; 0.1 2026-27: 0; 0.1 2027-28: 0; 0.1 2028-29: 0; 0.1 2029-30: 0; 0.1 2030-31: 0; 0.1 2031-32: 0; 0.1 2032-33: 0; 0.1 2033-34: 0; 0.1 2034-35: 0; 0.1 2035-36: 0; 0.1 2036-37: 0; 0.1 2037-38: 0; 0.1 2038-39: 0; 0.1 2039-40: 0; 0.1 2040-41: 0; 0.1 2041-42: 0; 0.1 2042-43: 0; 0.1 2043-44: 0; 0.1 2044-45: 0; 0.1 2045-46: 0; 0.1 2046-47: 0; 0.1 2047-48: 0; 0.1 2048-49: 0; 0.1 2049-50: 0
26.1FP | Options impacting on unmeasured Household - USPL input reductions as -ve | CUUHH | Ml/d | 2 | 0.1 2019-20: 0; 0.1 2020-21: 0; 0.1 2021-22: 0; 0.1 2022-23: 0; 0.1 2023-24: 0; 0.1 2024-25: 0; 0.1 2025-26: 0; 0.1 2026-27: 0; 0.1 2027-28: 0; 0.1 2028-29: 0; 0.1 2029-30: 0; 0.1 2030-31: 0; 0.1 2031-32: 0; 0.1 2032-33: 0; 0.1 2033-34: 0; 0.1 2034-35: 0; 0.1 2035-36: 0; 0.1 2036-37: 0; 0.1 2037-38: 0; 0.1 2038-39: 0; 0.1 2039-40: 0; 0.1 2040-41: 0; 0.1 2041-42: 0; 0.1 2042-43: 0; 0.1 2043-44: 0; 0.1 2044-45: 0; 0.1 2045-46: 0; 0.1 2046-47: 0; 0.1 2047-48: 0; 0.1 2048-49: 0; 0.1 2049-50: 0
27.1FP | Options impacting on Void properties - USPL input reductions as -ve | CUVPP | Ml/d | 2 | 0.1 2019-20: 0; 0.1 2020-21: 0; 0.1 2021-22: 0; 0.1 2022-23: 0; 0.1 2023-24: 0; 0.1 2024-25: 0; 0.1 2025-26: 0; 0.1 2026-27: 0; 0.1 2027-28: 0; 0.1 2028-29: 0; 0.1 2029-30: 0; 0.1 2030-31: 0; 0.1 2031-32: 0; 0.1 2032-33: 0; 0.1 2033-34: 0; 0.1 2034-35: 0; 0.1 2035-36: 0; 0.1 2036-37: 0; 0.1 2037-38: 0; 0.1 2038-39: 0; 0.1 2039-40: 0; 0.1 2040-41: 0; 0.1 2041-42: 0; 0.1 2042-43: 0; 0.1 2043-44: 0; 0.1 2044-45: 0; 0.1 2045-46: 0; 0.1 2046-47: 0; 0.1 2047-48: 0; 0.1 2048-49: 0; 0.1 2049-50: 0
28.1FP | Reduce distribution losses input as -ve | DSRDL | Ml/d | 2 | 0.1 2019-20: 0; 0.1 2020-21: 0; 0.1 2021-22: 0; 0.1 2022-23: 0; 0.1 2023-24: 0; 0.1 2024-25: 0; 0.1 2025-26: 0; 0.1 2026-27: 0; 0.1 2027-28: 0; 0.1 2028-29: 0; 0.1 2029-30: 0; 0.1 2030-31: 0; 0.1 2031-32: 0; 0.1 2032-33: 0; 0.1 2033-34: 0; 0.1 2034-35: 0; 0.1 2035-36: 0; 0.1 2036-37: 0; 0.1 2037-38: 0; 0.1 2038-39: 0; 0.1 2039-40: 0; 0.1 2040-41: 0; 0.1 2041-42: 0; 0.1 2042-43: 0; 0.1 2043-44: 0; 0.1 2044-45: 0; 0.1 2045-46: 0; 0.1 2046-47: 0; 0.1 2047-48: 0; 0.1 2048-49: 0; 0.1 2049-50: 0
Table 3c: DYAA - Final plan | Back to top of sheet
WRMP24 reference | Component | Derivation | Unit | Decimal places | 2019-20 | 2020-21 | 2021-22 | 2022-23 | 2023-24 | 2024-25 | 2025-26 | 2026-27 | 2027-28 | 2028-29 | 2029-30 | 2030-31 | 2031-32 | 2032-33 | 2033-34 | 2034-35 | 2035-36 | 2036-37 | 2037-38 | 2038-39 | 2039-40 | 2040-41 | 2041-42 | 2042-43 | 2043-44 | 2044-45 | 2045-46 | 2046-47 | 2047-48 | 2048-49 | 2049-50 | 2050-51 | 2051-52 | 2052-53 | 2053-54 | 2054-55 | 2055-56 | 2056-57 | 2057-58 | 2058-59 | 2059-60 | 2060-61 | 2061-62 | 2062-63 | 2063-64 | 2064-65 | 2065-66 | 2066-67 | 2067-68 | 2068-69 | 2069-70 | 2070-71 | 2071-72 | 2072-73 | 2073-74 | 2074-75 | 2075-76 | 2076-77 | 2077-78 | 2078-79 | 2079-80 | 2080-81 | 2081-82 | 2082-83 | 2083-84 | 2084-85 | 2085-86 | 2086-87 | 2087-88 | 2088-89 | 2089-90 | 2090-91 | 2091-92 | 2092-93 | 2093-94 | 2094-95 | 2095-96 | 2096-97 | 2097-98 | 2098-99 | 2099-100
1FP | Raw water abstracted | Input | Ml/d | 2 | 2019-20: 0; 2020-21: 0; 2021-22: 0; 2022-23: 0; 2023-24: 0; 2024-25: 0; 2025-26: 0; 2026-27: 0; 2027-28: 0; 2028-29: 0; 2029-30: 0; 2030-31: 0; 2031-32: 0; 2032-33: 0; 2033-34: 0; 2034-35: 0; 2035-36: 0; 2036-37: 0; 2037-38: 0; 2038-39: 0; 2039-40: 0; 2040-41: 0; 2041-42: 0; 2042-43: 0; 2043-44: 0; 2044-45: 0; 2045-46: 0; 2046-47: 0; 2047-48: 0; 2048-49: 0; 2049-50: 0
1.1FP | Non-potable water supplies | 1.1BL + 1.11FP | Ml/d | 2 | 2019-20: 60.8; 2020-21: 60.8; 2021-22: 60.8; 2022-23: 60.8; 2023-24: 60.8; 2024-25: 60.8; 2025-26: 50.8; 2026-27: 50.8; 2027-28: 50.8; 2028-29: 50.8; 2029-30: 50.8; 2030-31: 50.8; 2031-32: 50.8; 2032-33: 50.8; 2033-34: 50.8; 2034-35: 50.8; 2035-36: 50.8; 2036-37: 110.8; 2037-38: 110.8; 2038-39: 110.8; 2039-40: 110.8; 2040-41: 110.8; 2041-42: 110.8; 2042-43: 110.8; 2043-44: 110.8; 2044-45: 110.8; 2045-46: 110.8; 2046-47: 110.8; 2047-48: 110.8; 2048-49: 110.8; 2049-50: 110.8
2FP | Raw water imported | 2BL + 2.1FP | Ml/d | 2 | 2019-20: 0; 2020-21: 0; 2021-22: 0; 2022-23: 0; 2023-24: 0; 2024-25: 0; 2025-26: 0; 2026-27: 0; 2027-28: 0; 2028-29: 0; 2029-30: 0; 2030-31: 0; 2031-32: 0; 2032-33: 0; 2033-34: 0; 2034-35: 0; 2035-36: 0; 2036-37: 0; 2037-38: 0; 2038-39: 0; 2039-40: 0; 2040-41: 0; 2041-42: 0; 2042-43: 0; 2043-44: 0; 2044-45: 0; 2045-46: 0; 2046-47: 0; 2047-48: 0; 2048-49: 0; 2049-50: 0
3FP | Potable water imported | 3BL + 3.1FP | Ml/d | 2 | 2019-20: 0; 2020-21: 0; 2021-22: 0; 2022-23: 0; 2023-24: 0; 2024-25: 0; 2025-26: 0; 2026-27: 0; 2027-28: 0; 2028-29: 0; 2029-30: 0; 2030-31: 0; 2031-32: 0; 2032-33: 0; 2033-34: 0; 2034-35: 0; 2035-36: 0; 2036-37: 0; 2037-38: 0; 2038-39: 0; 2039-40: 0; 2040-41: 0; 2041-42: 0; 2042-43: 0; 2043-44: 0; 2044-45: 0; 2045-46: 0; 2046-47: 0; 2047-48: 0; 2048-49: 0; 2049-50: 0
4FP | Raw water exported enter as -ve | 4BL + 4.1FP | Ml/d | 2 | 2019-20: 0; 2020-21: 0; 2021-22: 0; 2022-23: 0; 2023-24: 0; 2024-25: 0; 2025-26: 0; 2026-27: 0; 2027-28: 0; 2028-29: 0; 2029-30: 0; 2030-31: 0; 2031-32: 0; 2032-33: 0; 2033-34: 0; 2034-35: 0; 2035-36: 0; 2036-37: 0; 2037-38: 0; 2038-39: 0; 2039-40: 0; 2040-41: 0; 2041-42: 0; 2042-43: 0; 2043-44: 0; 2044-45: 0; 2045-46: 0; 2046-47: 0; 2047-48: 0; 2048-49: 0; 2049-50: 0
5FP | Potable water exported enter as -ve | 5BL + 5.1FP | Ml/d | 2 | 2019-20: 0; 2020-21: 0; 2021-22: 0; 2022-23: 0; 2023-24: 0; 2024-25: 0; 2025-26: 0; 2026-27: 0; 2027-28: 0; 2028-29: 0; 2029-30: 0; 2030-31: 0; 2031-32: 0; 2032-33: 0; 2033-34: 0; 2034-35: 0; 2035-36: 0; 2036-37: 0; 2037-38: 0; 2038-39: 0; 2039-40: 0; 2040-41: 0; 2041-42: 0; 2042-43: 0; 2043-44: 0; 2044-45: 0; 2045-46: 0; 2046-47: 0; 2047-48: 0; 2048-49: 0; 2049-50: 0
6.1FP | Deployable Output post forecast changes | 6.1BL + 6.2FP + 6.3FP +7.01FP +7.02FP | Ml/d | 2 | 2019-20: 0; 2020-21: 0; 2021-22: 0; 2022-23: 0; 2023-24: 0; 2024-25: 0; 2025-26: 0; 2026-27: 0; 2027-28: 0; 2028-29: 0; 2029-30: 0; 2030-31: 0; 2031-32: 0; 2032-33: 0; 2033-34: 0; 2034-35: 0; 2035-36: 0; 2036-37: 0; 2037-38: 0; 2038-39: 0; 2039-40: 0; 2040-41: 0; 2041-42: 0; 2042-43: 0; 2043-44: 0; 2044-45: 0; 2045-46: 0; 2046-47: 0; 2047-48: 0; 2048-49: 0; 2049-50: 0
8FP | Raw water losses, treatment works losses and operational use | 8BL + 8.1FP + 8.2FP | Ml/d | 2 | 2019-20: 0; 2020-21: 0; 2021-22: 0; 2022-23: 0; 2023-24: 0; 2024-25: 0; 2025-26: 0; 2026-27: 0; 2027-28: 0; 2028-29: 0; 2029-30: 0; 2030-31: 0; 2031-32: 0; 2032-33: 0; 2033-34: 0; 2034-35: 0; 2035-36: 0; 2036-37: 0; 2037-38: 0; 2038-39: 0; 2039-40: 0; 2040-41: 0; 2041-42: 0; 2042-43: 0; 2043-44: 0; 2044-45: 0; 2045-46: 0; 2046-47: 0; 2047-48: 0; 2048-49: 0; 2049-50: 0
9FP | Total Outage Allowance | 9BL + 9.1FP | Ml/d | 2 | 2019-20: 0; 2020-21: 0; 2021-22: 0; 2022-23: 0; 2023-24: 0; 2024-25: 0; 2025-26: 0; 2026-27: 0; 2027-28: 0; 2028-29: 0; 2029-30: 0; 2030-31: 0; 2031-32: 0; 2032-33: 0; 2033-34: 0; 2034-35: 0; 2035-36: 0; 2036-37: 0; 2037-38: 0; 2038-39: 0; 2039-40: 0; 2040-41: 0; 2041-42: 0; 2042-43: 0; 2043-44: 0; 2044-45: 0; 2045-46: 0; 2046-47: 0; 2047-48: 0; 2048-49: 0; 2049-50: 0
10FP | Water Available For Use (own sources) | (6.1FP) - (8FP + 9FP) | Ml/d | 2 | 2019-20: 0; 2020-21: 0; 2021-22: 0; 2022-23: 0; 2023-24: 0; 2024-25: 0; 2025-26: 0; 2026-27: 0; 2027-28: 0; 2028-29: 0; 2029-30: 0; 2030-31: 0; 2031-32: 0; 2032-33: 0; 2033-34: 0; 2034-35: 0; 2035-36: 0; 2036-37: 0; 2037-38: 0; 2038-39: 0; 2039-40: 0; 2040-41: 0; 2041-42: 0; 2042-43: 0; 2043-44: 0; 2044-45: 0; 2045-46: 0; 2046-47: 0; 2047-48: 0; 2048-49: 0; 2049-50: 0
11FP | Total Water Available For Use | 10FP + sum (2FP:5FP) | Ml/d | 2 | 2019-20: 0; 2020-21: 0; 2021-22: 0; 2022-23: 0; 2023-24: 0; 2024-25: 0; 2025-26: 0; 2026-27: 0; 2027-28: 0; 2028-29: 0; 2029-30: 0; 2030-31: 0; 2031-32: 0; 2032-33: 0; 2033-34: 0; 2034-35: 0; 2035-36: 0; 2036-37: 0; 2037-38: 0; 2038-39: 0; 2039-40: 0; 2040-41: 0; 2041-42: 0; 2042-43: 0; 2043-44: 0; 2044-45: 0; 2045-46: 0; 2046-47: 0; 2047-48: 0; 2048-49: 0; 2049-50: 0
12FP | Water delivered measured non-household | 12BL + 12.2FP | Ml/d | 2 | 2019-20: 0; 2020-21: 0; 2021-22: 0; 2022-23: 0; 2023-24: 0; 2024-25: 0; 2025-26: 0; 2026-27: 0; 2027-28: 0; 2028-29: 0; 2029-30: 0; 2030-31: 0; 2031-32: 0; 2032-33: 0; 2033-34: 0; 2034-35: 0; 2035-36: 0; 2036-37: 0; 2037-38: 0; 2038-39: 0; 2039-40: 0; 2040-41: 0; 2041-42: 0; 2042-43: 0; 2043-44: 0; 2044-45: 0; 2045-46: 0; 2046-47: 0; 2047-48: 0; 2048-49: 0; 2049-50: 0
12.1FP | Non-potable water consumption | Input | Ml/d | 2 | 2019-20: 0; 2020-21: 0; 2021-22: 0; 2022-23: 0; 2023-24: 0; 2024-25: 0; 2025-26: 49.6; 2026-27: 49.6; 2027-28: 49.6; 2028-29: 49.6; 2029-30: 49.6; 2030-31: 49.6; 2031-32: 49.6; 2032-33: 49.72; 2033-34: 49.84; 2034-35: 50.08; 2035-36: 50.56; 2036-37: 51.52; 2037-38: 53.44; 2038-39: 57.28; 2039-40: 64.96; 2040-41: 80.32; 2041-42: 109.78; 2042-43: 109.78; 2043-44: 109.78; 2044-45: 109.78; 2045-46: 109.78; 2046-47: 109.78; 2047-48: 109.78; 2048-49: 109.78; 2049-50: 109.78
13FP | Water delivered unmeasured non-household | 13BL + 13.1FP | Ml/d | 2 | 2019-20: 0; 2020-21: 0; 2021-22: 0; 2022-23: 0; 2023-24: 0; 2024-25: 0; 2025-26: 0; 2026-27: 0; 2027-28: 0; 2028-29: 0; 2029-30: 0; 2030-31: 0; 2031-32: 0; 2032-33: 0; 2033-34: 0; 2034-35: 0; 2035-36: 0; 2036-37: 0; 2037-38: 0; 2038-39: 0; 2039-40: 0; 2040-41: 0; 2041-42: 0; 2042-43: 0; 2043-44: 0; 2044-45: 0; 2045-46: 0; 2046-47: 0; 2047-48: 0; 2048-49: 0; 2049-50: 0
14FP | Water delivered measured household | 14BL + 14.1FP | Ml/d | 2 | 2019-20: 0; 2020-21: 0; 2021-22: 0; 2022-23: 0; 2023-24: 0; 2024-25: 0; 2025-26: 0; 2026-27: 0; 2027-28: 0; 2028-29: 0; 2029-30: 0; 2030-31: 0; 2031-32: 0; 2032-33: 0; 2033-34: 0; 2034-35: 0; 2035-36: 0; 2036-37: 0; 2037-38: 0; 2038-39: 0; 2039-40: 0; 2040-41: 0; 2041-42: 0; 2042-43: 0; 2043-44: 0; 2044-45: 0; 2045-46: 0; 2046-47: 0; 2047-48: 0; 2048-49: 0; 2049-50: 0
15FP | Water delivered unmeasured household | 15BL + 15.1FP | Ml/d | 2 | 2019-20: 0; 2020-21: 0; 2021-22: 0; 2022-23: 0; 2023-24: 0; 2024-25: 0; 2025-26: 0; 2026-27: 0; 2027-28: 0; 2028-29: 0; 2029-30: 0; 2030-31: 0; 2031-32: 0; 2032-33: 0; 2033-34: 0; 2034-35: 0; 2035-36: 0; 2036-37: 0; 2037-38: 0; 2038-39: 0; 2039-40: 0; 2040-41: 0; 2041-42: 0; 2042-43: 0; 2043-44: 0; 2044-45: 0; 2045-46: 0; 2046-47: 0; 2047-48: 0; 2048-49: 0; 2049-50: 0
16FP | Percentage of consumption driven by climate change | 16BL | % | 1 | bar: 2019-20 to 2049-50
17FP | Volume of consumption driven by climate change | 16FP * (12FP + sum(13FP:15FP) - sum (23FP:26FP)) | Ml/d | 2 | 2019-20: 0; 2020-21: 0; 2021-22: 0; 2022-23: 0; 2023-24: 0; 2024-25: 0; 2025-26: 0; 2026-27: 0; 2027-28: 0; 2028-29: 0; 2029-30: 0; 2030-31: 0; 2031-32: 0; 2032-33: 0; 2033-34: 0; 2034-35: 0; 2035-36: 0; 2036-37: 0; 2037-38: 0; 2038-39: 0; 2039-40: 0; 2040-41: 0; 2041-42: 0; 2042-43: 0; 2043-44: 0; 2044-45: 0; 2045-46: 0; 2046-47: 0; 2047-48: 0; 2048-49: 0; 2049-50: 0
18FP | Measured Household - PCC | ((14FP - 25FP) * 1,000,000) / (39FP * 1000) | l/h/d | 1 | 2019-20: #DIV/0!; 2020-21: #DIV/0!; 2021-22: #DIV/0!; 2022-23: #DIV/0!; 2023-24: #DIV/0!; 2024-25: #DIV/0!; 2025-26: #DIV/0!; 2026-27: #DIV/0!; 2027-28: #DIV/0!; 2028-29: #DIV/0!; 2029-30: #DIV/0!; 2030-31: #DIV/0!; 2031-32: #DIV/0!; 2032-33: #DIV/0!; 2033-34: #DIV/0!; 2034-35: #DIV/0!; 2035-36: #DIV/0!; 2036-37: #DIV/0!; 2037-38: #DIV/0!; 2038-39: #DIV/0!; 2039-40: #DIV/0!; 2040-41: #DIV/0!; 2041-42: #DIV/0!; 2042-43: #DIV/0!; 2043-44: #DIV/0!; 2044-45: #DIV/0!; 2045-46: #DIV/0!; 2046-47: #DIV/0!; 2047-48: #DIV/0!; 2048-49: #DIV/0!; 2049-50: #DIV/0!
19FP | Unmeasured Household - PCC | ((15FP - 26FP) * 1,000,000) / (40FP * 1000) | l/h/d | 1 | 2019-20: #DIV/0!; 2020-21: #DIV/0!; 2021-22: #DIV/0!; 2022-23: #DIV/0!; 2023-24: #DIV/0!; 2024-25: #DIV/0!; 2025-26: #DIV/0!; 2026-27: #DIV/0!; 2027-28: #DIV/0!; 2028-29: #DIV/0!; 2029-30: #DIV/0!; 2030-31: #DIV/0!; 2031-32: #DIV/0!; 2032-33: #DIV/0!; 2033-34: #DIV/0!; 2034-35: #DIV/0!; 2035-36: #DIV/0!; 2036-37: #DIV/0!; 2037-38: #DIV/0!; 2038-39: #DIV/0!; 2039-40: #DIV/0!; 2040-41: #DIV/0!; 2041-42: #DIV/0!; 2042-43: #DIV/0!; 2043-44: #DIV/0!; 2044-45: #DIV/0!; 2045-46: #DIV/0!; 2046-47: #DIV/0!; 2047-48: #DIV/0!; 2048-49: #DIV/0!; 2049-50: #DIV/0!
20FP | Average Household - PCC | (((14FP - 25FP) + (15FP - 26FP)) * 1,000,000)/ ((39FP + 40FP) * 1,000) | l/h/d | 1 | 2019-20: #DIV/0!; 2020-21: #DIV/0!; 2021-22: #DIV/0!; 2022-23: #DIV/0!; 2023-24: #DIV/0!; 2024-25: #DIV/0!; 2025-26: #DIV/0!; 2026-27: #DIV/0!; 2027-28: #DIV/0!; 2028-29: #DIV/0!; 2029-30: #DIV/0!; 2030-31: #DIV/0!; 2031-32: #DIV/0!; 2032-33: #DIV/0!; 2033-34: #DIV/0!; 2034-35: #DIV/0!; 2035-36: #DIV/0!; 2036-37: #DIV/0!; 2037-38: #DIV/0!; 2038-39: #DIV/0!; 2039-40: #DIV/0!; 2040-41: #DIV/0!; 2041-42: #DIV/0!; 2042-43: #DIV/0!; 2043-44: #DIV/0!; 2044-45: #DIV/0!; 2045-46: #DIV/0!; 2046-47: #DIV/0!; 2047-48: #DIV/0!; 2048-49: #DIV/0!; 2049-50: #DIV/0!
21FP | Water taken unbilled | 21BL + 21.1FP | Ml/d | 2 | 2019-20: 0; 2020-21: 0; 2021-22: 0; 2022-23: 0; 2023-24: 0; 2024-25: 0; 2025-26: 0; 2026-27: 0; 2027-28: 0; 2028-29: 0; 2029-30: 0; 2030-31: 0; 2031-32: 0; 2032-33: 0; 2033-34: 0; 2034-35: 0; 2035-36: 0; 2036-37: 0; 2037-38: 0; 2038-39: 0; 2039-40: 0; 2040-41: 0; 2041-42: 0; 2042-43: 0; 2043-44: 0; 2044-45: 0; 2045-46: 0; 2046-47: 0; 2047-48: 0; 2048-49: 0; 2049-50: 0
22FP | Distribution system operational use | 22BL + 22.1FP | Ml/d | 2 | 2019-20: 0; 2020-21: 0; 2021-22: 0; 2022-23: 0; 2023-24: 0; 2024-25: 0; 2025-26: 0; 2026-27: 0; 2027-28: 0; 2028-29: 0; 2029-30: 0; 2030-31: 0; 2031-32: 0; 2032-33: 0; 2033-34: 0; 2034-35: 0; 2035-36: 0; 2036-37: 0; 2037-38: 0; 2038-39: 0; 2039-40: 0; 2040-41: 0; 2041-42: 0; 2042-43: 0; 2043-44: 0; 2044-45: 0; 2045-46: 0; 2046-47: 0; 2047-48: 0; 2048-49: 0; 2049-50: 0
23FP | Measured Non Household - USPL | 23BL + 23.1FP | Ml/d | 2 | 2019-20: 0; 2020-21: 0; 2021-22: 0; 2022-23: 0; 2023-24: 0; 2024-25: 0; 2025-26: 0; 2026-27: 0; 2027-28: 0; 2028-29: 0; 2029-30: 0; 2030-31: 0; 2031-32: 0; 2032-33: 0; 2033-34: 0; 2034-35: 0; 2035-36: 0; 2036-37: 0; 2037-38: 0; 2038-39: 0; 2039-40: 0; 2040-41: 0; 2041-42: 0; 2042-43: 0; 2043-44: 0; 2044-45: 0; 2045-46: 0; 2046-47: 0; 2047-48: 0; 2048-49: 0; 2049-50: 0
24FP | Unmeasured Non Household - USPL | 24BL + 24.1FP | Ml/d | 2 | 2019-20: 0; 2020-21: 0; 2021-22: 0; 2022-23: 0; 2023-24: 0; 2024-25: 0; 2025-26: 0; 2026-27: 0; 2027-28: 0; 2028-29: 0; 2029-30: 0; 2030-31: 0; 2031-32: 0; 2032-33: 0; 2033-34: 0; 2034-35: 0; 2035-36: 0; 2036-37: 0; 2037-38: 0; 2038-39: 0; 2039-40: 0; 2040-41: 0; 2041-42: 0; 2042-43: 0; 2043-44: 0; 2044-45: 0; 2045-46: 0; 2046-47: 0; 2047-48: 0; 2048-49: 0; 2049-50: 0
25FP | Measured Household - USPL | 25BL + 25.1FP | Ml/d | 2 | 2019-20: 0; 2020-21: 0; 2021-22: 0; 2022-23: 0; 2023-24: 0; 2024-25: 0; 2025-26: 0; 2026-27: 0; 2027-28: 0; 2028-29: 0; 2029-30: 0; 2030-31: 0; 2031-32: 0; 2032-33: 0; 2033-34: 0; 2034-35: 0; 2035-36: 0; 2036-37: 0; 2037-38: 0; 2038-39: 0; 2039-40: 0; 2040-41: 0; 2041-42: 0; 2042-43: 0; 2043-44: 0; 2044-45: 0; 2045-46: 0; 2046-47: 0; 2047-48: 0; 2048-49: 0; 2049-50: 0
26FP | Unmeasured Household - USPL | 26BL + 26.1BL | Ml/d | 2 | 2019-20: 0; 2020-21: 0; 2021-22: 0; 2022-23: 0; 2023-24: 0; 2024-25: 0; 2025-26: 0; 2026-27: 0; 2027-28: 0; 2028-29: 0; 2029-30: 0; 2030-31: 0; 2031-32: 0; 2032-33: 0; 2033-34: 0; 2034-35: 0; 2035-36: 0; 2036-37: 0; 2037-38: 0; 2038-39: 0; 2039-40: 0; 2040-41: 0; 2041-42: 0; 2042-43: 0; 2043-44: 0; 2044-45: 0; 2045-46: 0; 2046-47: 0; 2047-48: 0; 2048-49: 0; 2049-50: 0
27FP | Void Properties - USPL | 27BL + 27.1FP | Ml/d | 2 | 2019-20: 0; 2020-21: 0; 2021-22: 0; 2022-23: 0; 2023-24: 0; 2024-25: 0; 2025-26: 0; 2026-27: 0; 2027-28: 0; 2028-29: 0; 2029-30: 0; 2030-31: 0; 2031-32: 0; 2032-33: 0; 2033-34: 0; 2034-35: 0; 2035-36: 0; 2036-37: 0; 2037-38: 0; 2038-39: 0; 2039-40: 0; 2040-41: 0; 2041-42: 0; 2042-43: 0; 2043-44: 0; 2044-45: 0; 2045-46: 0; 2046-47: 0; 2047-48: 0; 2048-49: 0; 2049-50: 0
28FP | Distribution losses | 28BL + 28.1FP | Ml/d | 2 | 2019-20: 0; 2020-21: 0; 2021-22: 0; 2022-23: 0; 2023-24: 0; 2024-25: 0; 2025-26: 0; 2026-27: 0; 2027-28: 0; 2028-29: 0; 2029-30: 0; 2030-31: 0; 2031-32: 0; 2032-33: 0; 2033-34: 0; 2034-35: 0; 2035-36: 0; 2036-37: 0; 2037-38: 0; 2038-39: 0; 2039-40: 0; 2040-41: 0; 2041-42: 0; 2042-43: 0; 2043-44: 0; 2044-45: 0; 2045-46: 0; 2046-47: 0; 2047-48: 0; 2048-49: 0; 2049-50: 0
29FP | Total Leakage | sum (23FP:28FP) | Ml/d | 2 | 2019-20: 0; 2020-21: 0; 2021-22: 0; 2022-23: 0; 2023-24: 0; 2024-25: 0; 2025-26: 0; 2026-27: 0; 2027-28: 0; 2028-29: 0; 2029-30: 0; 2030-31: 0; 2031-32: 0; 2032-33: 0; 2033-34: 0; 2034-35: 0; 2035-36: 0; 2036-37: 0; 2037-38: 0; 2038-39: 0; 2039-40: 0; 2040-41: 0; 2041-42: 0; 2042-43: 0; 2043-44: 0; 2044-45: 0; 2045-46: 0; 2046-47: 0; 2047-48: 0; 2048-49: 0; 2049-50: 0
30FP | Leakage/property | (29FP * 1,000,000) / (36FP * 1,000) | l/prop/d | 2 | 2019-20: #DIV/0!; 2020-21: #DIV/0!; 2021-22: #DIV/0!; 2022-23: #DIV/0!; 2023-24: #DIV/0!; 2024-25: #DIV/0!; 2025-26: #DIV/0!; 2026-27: #DIV/0!; 2027-28: #DIV/0!; 2028-29: #DIV/0!; 2029-30: #DIV/0!; 2030-31: #DIV/0!; 2031-32: #DIV/0!; 2032-33: #DIV/0!; 2033-34: #DIV/0!; 2034-35: #DIV/0!; 2035-36: #DIV/0!; 2036-37: #DIV/0!; 2037-38: #DIV/0!; 2038-39: #DIV/0!; 2039-40: #DIV/0!; 2040-41: #DIV/0!; 2041-42: #DIV/0!; 2042-43: #DIV/0!; 2043-44: #DIV/0!; 2044-45: #DIV/0!; 2045-46: #DIV/0!; 2046-47: #DIV/0!; 2047-48: #DIV/0!; 2048-49: #DIV/0!; 2049-50: #DIV/0!
31FP | Measured Non Household - properties | Input | 000's | 2 | 2019-20: 0; 2020-21: 0; 2021-22: 0; 2022-23: 0; 2023-24: 0; 2024-25: 0; 2025-26: 0; 2026-27: 0; 2027-28: 0; 2028-29: 0; 2029-30: 0; 2030-31: 0; 2031-32: 0; 2032-33: 0; 2033-34: 0; 2034-35: 0; 2035-36: 0; 2036-37: 0; 2037-38: 0; 2038-39: 0; 2039-40: 0; 2040-41: 0; 2041-42: 0; 2042-43: 0; 2043-44: 0; 2044-45: 0; 2045-46: 0; 2046-47: 0; 2047-48: 0; 2048-49: 0; 2049-50: 0
32FP | Unmeasured Non Household - properties | Input | 000's | 2 | 2019-20: 0; 2020-21: 0; 2021-22: 0; 2022-23: 0; 2023-24: 0; 2024-25: 0; 2025-26: 0; 2026-27: 0; 2027-28: 0; 2028-29: 0; 2029-30: 0; 2030-31: 0; 2031-32: 0; 2032-33: 0; 2033-34: 0; 2034-35: 0; 2035-36: 0; 2036-37: 0; 2037-38: 0; 2038-39: 0; 2039-40: 0; 2040-41: 0; 2041-42: 0; 2042-43: 0; 2043-44: 0; 2044-45: 0; 2045-46: 0; 2046-47: 0; 2047-48: 0; 2048-49: 0; 2049-50: 0
33FP | All void non-households - properties | Input | 000's | 2 | 2019-20: 0; 2020-21: 0; 2021-22: 0; 2022-23: 0; 2023-24: 0; 2024-25: 0; 2025-26: 0; 2026-27: 0; 2027-28: 0; 2028-29: 0; 2029-30: 0; 2030-31: 0; 2031-32: 0; 2032-33: 0; 2033-34: 0; 2034-35: 0; 2035-36: 0; 2036-37: 0; 2037-38: 0; 2038-39: 0; 2039-40: 0; 2040-41: 0; 2041-42: 0; 2042-43: 0; 2043-44: 0; 2044-45: 0; 2045-46: 0; 2046-47: 0; 2047-48: 0; 2048-49: 0; 2049-50: 0
34FP | Measured households - properties (excl. void) | Year before + sum (34.1BL:34.6BL) | 000's | 2 | 2020-21: 0; 2021-22: 0; 2022-23: 0; 2023-24: 0; 2024-25: 0; 2025-26: 0; 2026-27: 0; 2027-28: 0; 2028-29: 0; 2029-30: 0; 2030-31: 0; 2031-32: 0; 2032-33: 0; 2033-34: 0; 2034-35: 0; 2035-36: 0; 2036-37: 0; 2037-38: 0; 2038-39: 0; 2039-40: 0; 2040-41: 0; 2041-42: 0; 2042-43: 0; 2043-44: 0; 2044-45: 0; 2045-46: 0; 2046-47: 0; 2047-48: 0; 2048-49: 0; 2049-50: 0
34.1FP | New build properties - properties | Input (new builds in each year) | 000's | 2 | 2019-20: 0; 2020-21: 0; 2021-22: 0; 2022-23: 0; 2023-24: 0; 2024-25: 0; 2025-26: 0; 2026-27: 0; 2027-28: 0; 2028-29: 0; 2029-30: 0; 2030-31: 0; 2031-32: 0; 2032-33: 0; 2033-34: 0; 2034-35: 0; 2035-36: 0; 2036-37: 0; 2037-38: 0; 2038-39: 0; 2039-40: 0; 2040-41: 0; 2041-42: 0; 2042-43: 0; 2043-44: 0; 2044-45: 0; 2045-46: 0; 2046-47: 0; 2047-48: 0; 2048-49: 0; 2049-50: 0
34.2FP | Meter optants - properties | Input (meter optants in each year) | 000's | 2 | 2019-20: 0; 2020-21: 0; 2021-22: 0; 2022-23: 0; 2023-24: 0; 2024-25: 0; 2025-26: 0; 2026-27: 0; 2027-28: 0; 2028-29: 0; 2029-30: 0; 2030-31: 0; 2031-32: 0; 2032-33: 0; 2033-34: 0; 2034-35: 0; 2035-36: 0; 2036-37: 0; 2037-38: 0; 2038-39: 0; 2039-40: 0; 2040-41: 0; 2041-42: 0; 2042-43: 0; 2043-44: 0; 2044-45: 0; 2045-46: 0; 2046-47: 0; 2047-48: 0; 2048-49: 0; 2049-50: 0
34.3FP | Compulsory metering - properties | Input (compulsory meters in each year) | 000's | 2 | 2019-20: 0; 2020-21: 0; 2021-22: 0; 2022-23: 0; 2023-24: 0; 2024-25: 0; 2025-26: 0; 2026-27: 0; 2027-28: 0; 2028-29: 0; 2029-30: 0; 2030-31: 0; 2031-32: 0; 2032-33: 0; 2033-34: 0; 2034-35: 0; 2035-36: 0; 2036-37: 0; 2037-38: 0; 2038-39: 0; 2039-40: 0; 2040-41: 0; 2041-42: 0; 2042-43: 0; 2043-44: 0; 2044-45: 0; 2045-46: 0; 2046-47: 0; 2047-48: 0; 2048-49: 0; 2049-50: 0
34.4FP | Metering on change of occupancy - properties | Input (change of occupancy meters in each year) | 000's | 2 | 2019-20: 0; 2020-21: 0; 2021-22: 0; 2022-23: 0; 2023-24: 0; 2024-25: 0; 2025-26: 0; 2026-27: 0; 2027-28: 0; 2028-29: 0; 2029-30: 0; 2030-31: 0; 2031-32: 0; 2032-33: 0; 2033-34: 0; 2034-35: 0; 2035-36: 0; 2036-37: 0; 2037-38: 0; 2038-39: 0; 2039-40: 0; 2040-41: 0; 2041-42: 0; 2042-43: 0; 2043-44: 0; 2044-45: 0; 2045-46: 0; 2046-47: 0; 2047-48: 0; 2048-49: 0; 2049-50: 0
34.5FP | Selective metering - properties | Input (selective meters in each year) | 000's | 2 | 2019-20: 0; 2020-21: 0; 2021-22: 0; 2022-23: 0; 2023-24: 0; 2024-25: 0; 2025-26: 0; 2026-27: 0; 2027-28: 0; 2028-29: 0; 2029-30: 0; 2030-31: 0; 2031-32: 0; 2032-33: 0; 2033-34: 0; 2034-35: 0; 2035-36: 0; 2036-37: 0; 2037-38: 0; 2038-39: 0; 2039-40: 0; 2040-41: 0; 2041-42: 0; 2042-43: 0; 2043-44: 0; 2044-45: 0; 2045-46: 0; 2046-47: 0; 2047-48: 0; 2048-49: 0; 2049-50: 0
34.6FP | Other changes to existing metering - properties | Input (other changes to meters in each year) | 000's | 2 | 2019-20: 0; 2020-21: 0; 2021-22: 0; 2022-23: 0; 2023-24: 0; 2024-25: 0; 2025-26: 0; 2026-27: 0; 2027-28: 0; 2028-29: 0; 2029-30: 0; 2030-31: 0; 2031-32: 0; 2032-33: 0; 2033-34: 0; 2034-35: 0; 2035-36: 0; 2036-37: 0; 2037-38: 0; 2038-39: 0; 2039-40: 0; 2040-41: 0; 2041-42: 0; 2042-43: 0; 2043-44: 0; 2044-45: 0; 2045-46: 0; 2046-47: 0; 2047-48: 0; 2048-49: 0; 2049-50: 0
34.7FP | Measured household void properties | Input | 000's | 2 | 2019-20: 0; 2020-21: 0; 2021-22: 0; 2022-23: 0; 2023-24: 0; 2024-25: 0; 2025-26: 0; 2026-27: 0; 2027-28: 0; 2028-29: 0; 2029-30: 0; 2030-31: 0; 2031-32: 0; 2032-33: 0; 2033-34: 0; 2034-35: 0; 2035-36: 0; 2036-37: 0; 2037-38: 0; 2038-39: 0; 2039-40: 0; 2040-41: 0; 2041-42: 0; 2042-43: 0; 2043-44: 0; 2044-45: 0; 2045-46: 0; 2046-47: 0; 2047-48: 0; 2048-49: 0; 2049-50: 0
35FP | Unmeasured households - properties (excl. void) | Input | 000's | 2 | 2019-20: 0; 2020-21: 0; 2021-22: 0; 2022-23: 0; 2023-24: 0; 2024-25: 0; 2025-26: 0; 2026-27: 0; 2027-28: 0; 2028-29: 0; 2029-30: 0; 2030-31: 0; 2031-32: 0; 2032-33: 0; 2033-34: 0; 2034-35: 0; 2035-36: 0; 2036-37: 0; 2037-38: 0; 2038-39: 0; 2039-40: 0; 2040-41: 0; 2041-42: 0; 2042-43: 0; 2043-44: 0; 2044-45: 0; 2045-46: 0; 2046-47: 0; 2047-48: 0; 2048-49: 0; 2049-50: 0
35.1FP | Unmeasured household void properties | Input | 000's | 2 | 2019-20: 0; 2020-21: 0; 2021-22: 0; 2022-23: 0; 2023-24: 0; 2024-25: 0; 2025-26: 0; 2026-27: 0; 2027-28: 0; 2028-29: 0; 2029-30: 0; 2030-31: 0; 2031-32: 0; 2032-33: 0; 2033-34: 0; 2034-35: 0; 2035-36: 0; 2036-37: 0; 2037-38: 0; 2038-39: 0; 2039-40: 0; 2040-41: 0; 2041-42: 0; 2042-43: 0; 2043-44: 0; 2044-45: 0; 2045-46: 0; 2046-47: 0; 2047-48: 0; 2048-49: 0; 2049-50: 0
36FP | Total Resource Zone Properties (incl. voids) | sum (31FP:34FP) + 34.7FP + 35BL + 35.1BL | 000's | 2 | 2019-20: 0; 2020-21: 0; 2021-22: 0; 2022-23: 0; 2023-24: 0; 2024-25: 0; 2025-26: 0; 2026-27: 0; 2027-28: 0; 2028-29: 0; 2029-30: 0; 2030-31: 0; 2031-32: 0; 2032-33: 0; 2033-34: 0; 2034-35: 0; 2035-36: 0; 2036-37: 0; 2037-38: 0; 2038-39: 0; 2039-40: 0; 2040-41: 0; 2041-42: 0; 2042-43: 0; 2043-44: 0; 2044-45: 0; 2045-46: 0; 2046-47: 0; 2047-48: 0; 2048-49: 0; 2049-50: 0
37FP | Measured Non Household - Population | Input | 000's | 2 | 2019-20: 0; 2020-21: 0; 2021-22: 0; 2022-23: 0; 2023-24: 0; 2024-25: 0; 2025-26: 0; 2026-27: 0; 2027-28: 0; 2028-29: 0; 2029-30: 0; 2030-31: 0; 2031-32: 0; 2032-33: 0; 2033-34: 0; 2034-35: 0; 2035-36: 0; 2036-37: 0; 2037-38: 0; 2038-39: 0; 2039-40: 0; 2040-41: 0; 2041-42: 0; 2042-43: 0; 2043-44: 0; 2044-45: 0; 2045-46: 0; 2046-47: 0; 2047-48: 0; 2048-49: 0; 2049-50: 0
38FP | Unmeasured Non Household - Population | Input | 000's | 2 | 2019-20: 0; 2020-21: 0; 2021-22: 0; 2022-23: 0; 2023-24: 0; 2024-25: 0; 2025-26: 0; 2026-27: 0; 2027-28: 0; 2028-29: 0; 2029-30: 0; 2030-31: 0; 2031-32: 0; 2032-33: 0; 2033-34: 0; 2034-35: 0; 2035-36: 0; 2036-37: 0; 2037-38: 0; 2038-39: 0; 2039-40: 0; 2040-41: 0; 2041-42: 0; 2042-43: 0; 2043-44: 0; 2044-45: 0; 2045-46: 0; 2046-47: 0; 2047-48: 0; 2048-49: 0; 2049-50: 0
39FP | Measured Household - Population | Input | 000's | 2 | 2019-20: 0; 2020-21: 0; 2021-22: 0; 2022-23: 0; 2023-24: 0; 2024-25: 0; 2025-26: 0; 2026-27: 0; 2027-28: 0; 2028-29: 0; 2029-30: 0; 2030-31: 0; 2031-32: 0; 2032-33: 0; 2033-34: 0; 2034-35: 0; 2035-36: 0; 2036-37: 0; 2037-38: 0; 2038-39: 0; 2039-40: 0; 2040-41: 0; 2041-42: 0; 2042-43: 0; 2043-44: 0; 2044-45: 0; 2045-46: 0; 2046-47: 0; 2047-48: 0; 2048-49: 0; 2049-50: 0
40FP | Unmeasured Household - Population | Input | 000's | 2 | 2019-20: 0; 2020-21: 0; 2021-22: 0; 2022-23: 0; 2023-24: 0; 2024-25: 0; 2025-26: 0; 2026-27: 0; 2027-28: 0; 2028-29: 0; 2029-30: 0; 2030-31: 0; 2031-32: 0; 2032-33: 0; 2033-34: 0; 2034-35: 0; 2035-36: 0; 2036-37: 0; 2037-38: 0; 2038-39: 0; 2039-40: 0; 2040-41: 0; 2041-42: 0; 2042-43: 0; 2043-44: 0; 2044-45: 0; 2045-46: 0; 2046-47: 0; 2047-48: 0; 2048-49: 0; 2049-50: 0
41FP | Total Resource Zone Population | sum (37FP:40FP) | 000's | 2 | 2019-20: 0; 2020-21: 0; 2021-22: 0; 2022-23: 0; 2023-24: 0; 2024-25: 0; 2025-26: 0; 2026-27: 0; 2027-28: 0; 2028-29: 0; 2029-30: 0; 2030-31: 0; 2031-32: 0; 2032-33: 0; 2033-34: 0; 2034-35: 0; 2035-36: 0; 2036-37: 0; 2037-38: 0; 2038-39: 0; 2039-40: 0; 2040-41: 0; 2041-42: 0; 2042-43: 0; 2043-44: 0; 2044-45: 0; 2045-46: 0; 2046-47: 0; 2047-48: 0; 2048-49: 0; 2049-50: 0
42FP | Average household occupancy rate (excl. voids) | (39FP + 40FP) / (34FP + 35FP) | h/prop | 1 | 2019-20: #DIV/0!; 2020-21: #DIV/0!; 2021-22: #DIV/0!; 2022-23: #DIV/0!; 2023-24: #DIV/0!; 2024-25: #DIV/0!; 2025-26: #DIV/0!; 2026-27: #DIV/0!; 2027-28: #DIV/0!; 2028-29: #DIV/0!; 2029-30: #DIV/0!; 2030-31: #DIV/0!; 2031-32: #DIV/0!; 2032-33: #DIV/0!; 2033-34: #DIV/0!; 2034-35: #DIV/0!; 2035-36: #DIV/0!; 2036-37: #DIV/0!; 2037-38: #DIV/0!; 2038-39: #DIV/0!; 2039-40: #DIV/0!; 2040-41: #DIV/0!; 2041-42: #DIV/0!; 2042-43: #DIV/0!; 2043-44: #DIV/0!; 2044-45: #DIV/0!; 2045-46: #DIV/0!; 2046-47: #DIV/0!; 2047-48: #DIV/0!; 2048-49: #DIV/0!; 2049-50: #DIV/0!
43FP | Total Household Metering penetration (excl. voids) | 34FP / (34FP + 35FP) | % | 1 | 2019-20: #DIV/0!; 2020-21: #DIV/0!; 2021-22: #DIV/0!; 2022-23: #DIV/0!; 2023-24: #DIV/0!; 2024-25: #DIV/0!; 2025-26: #DIV/0!; 2026-27: #DIV/0!; 2027-28: #DIV/0!; 2028-29: #DIV/0!; 2029-30: #DIV/0!; 2030-31: #DIV/0!; 2031-32: #DIV/0!; 2032-33: #DIV/0!; 2033-34: #DIV/0!; 2034-35: #DIV/0!; 2035-36: #DIV/0!; 2036-37: #DIV/0!; 2037-38: #DIV/0!; 2038-39: #DIV/0!; 2039-40: #DIV/0!; 2040-41: #DIV/0!; 2041-42: #DIV/0!; 2042-43: #DIV/0!; 2043-44: #DIV/0!; 2044-45: #DIV/0!; 2045-46: #DIV/0!; 2046-47: #DIV/0!; 2047-48: #DIV/0!; 2048-49: #DIV/0!; 2049-50: #DIV/0!
44FP | Total Household Metering penetration (incl. voids) | (34FP) / (34FP + 34.7FP + 35FP + 35.1FP) | % | 1 | 2019-20: #DIV/0!; 2020-21: #DIV/0!; 2021-22: #DIV/0!; 2022-23: #DIV/0!; 2023-24: #DIV/0!; 2024-25: #DIV/0!; 2025-26: #DIV/0!; 2026-27: #DIV/0!; 2027-28: #DIV/0!; 2028-29: #DIV/0!; 2029-30: #DIV/0!; 2030-31: #DIV/0!; 2031-32: #DIV/0!; 2032-33: #DIV/0!; 2033-34: #DIV/0!; 2034-35: #DIV/0!; 2035-36: #DIV/0!; 2036-37: #DIV/0!; 2037-38: #DIV/0!; 2038-39: #DIV/0!; 2039-40: #DIV/0!; 2040-41: #DIV/0!; 2041-42: #DIV/0!; 2042-43: #DIV/0!; 2043-44: #DIV/0!; 2044-45: #DIV/0!; 2045-46: #DIV/0!; 2046-47: #DIV/0!; 2047-48: #DIV/0!; 2048-49: #DIV/0!; 2049-50: #DIV/0!
45FP | Distribution input | sum (12FP:15FP) + 21FP + 22FP + 27FP + 28FP | Ml/d | 2 | 2019-20: 0; 2020-21: 0; 2021-22: 0; 2022-23: 0; 2023-24: 0; 2024-25: 0; 2025-26: 0; 2026-27: 0; 2027-28: 0; 2028-29: 0; 2029-30: 0; 2030-31: 0; 2031-32: 0; 2032-33: 0; 2033-34: 0; 2034-35: 0; 2035-36: 0; 2036-37: 0; 2037-38: 0; 2038-39: 0; 2039-40: 0; 2040-41: 0; 2041-42: 0; 2042-43: 0; 2043-44: 0; 2044-45: 0; 2045-46: 0; 2046-47: 0; 2047-48: 0; 2048-49: 0; 2049-50: 0
46FP | Target headroom (climate change component) | Input | Ml/d | 2 | 2019-20: 0; 2020-21: 0; 2021-22: 0; 2022-23: 0; 2023-24: 0; 2024-25: 0; 2025-26: 0; 2026-27: 0; 2027-28: 0; 2028-29: 0; 2029-30: 0; 2030-31: 0; 2031-32: 0; 2032-33: 0; 2033-34: 0; 2034-35: 0; 2035-36: 0; 2036-37: 0; 2037-38: 0; 2038-39: 0; 2039-40: 0; 2040-41: 0; 2041-42: 0; 2042-43: 0; 2043-44: 0; 2044-45: 0; 2045-46: 0; 2046-47: 0; 2047-48: 0; 2048-49: 0; 2049-50: 0
47FP | Target headroom (All other components) | Input | Ml/d | 2 | 2019-20: 0; 2020-21: 0; 2021-22: 0; 2022-23: 0; 2023-24: 0; 2024-25: 0; 2025-26: 0; 2026-27: 0; 2027-28: 0; 2028-29: 0; 2029-30: 0; 2030-31: 0; 2031-32: 0; 2032-33: 0; 2033-34: 0; 2034-35: 0; 2035-36: 0; 2036-37: 0; 2037-38: 0; 2038-39: 0; 2039-40: 0; 2040-41: 0; 2041-42: 0; 2042-43: 0; 2043-44: 0; 2044-45: 0; 2045-46: 0; 2046-47: 0; 2047-48: 0; 2048-49: 0; 2049-50: 0
48FP | Target Headroom | 46FP + 47FP | Ml/d | 2 | 2019-20: 0; 2020-21: 0; 2021-22: 0; 2022-23: 0; 2023-24: 0; 2024-25: 0; 2025-26: 0; 2026-27: 0; 2027-28: 0; 2028-29: 0; 2029-30: 0; 2030-31: 0; 2031-32: 0; 2032-33: 0; 2033-34: 0; 2034-35: 0; 2035-36: 0; 2036-37: 0; 2037-38: 0; 2038-39: 0; 2039-40: 0; 2040-41: 0; 2041-42: 0; 2042-43: 0; 2043-44: 0; 2044-45: 0; 2045-46: 0; 2046-47: 0; 2047-48: 0; 2048-49: 0; 2049-50: 0
49FP | Available Headroom | 11FP - 45FP | Ml/d | 2 | 2019-20: 0; 2020-21: 0; 2021-22: 0; 2022-23: 0; 2023-24: 0; 2024-25: 0; 2025-26: 0; 2026-27: 0; 2027-28: 0; 2028-29: 0; 2029-30: 0; 2030-31: 0; 2031-32: 0; 2032-33: 0; 2033-34: 0; 2034-35: 0; 2035-36: 0; 2036-37: 0; 2037-38: 0; 2038-39: 0; 2039-40: 0; 2040-41: 0; 2041-42: 0; 2042-43: 0; 2043-44: 0; 2044-45: 0; 2045-46: 0; 2046-47: 0; 2047-48: 0; 2048-49: 0; 2049-50: 0
49.1FP | Available non-potable balance (if applicable) | 1.1FP - 12.1FP | Ml/d | 2 | 2019-20: 60.8; 2020-21: 60.8; 2021-22: 60.8; 2022-23: 60.8; 2023-24: 60.8; 2024-25: 60.8; 2025-26: 1.2; 2026-27: 1.2; 2027-28: 1.2; 2028-29: 1.2; 2029-30: 1.2; 2030-31: 1.2; 2031-32: 1.2; 2032-33: 1.08; 2033-34: 0.96; 2034-35: 0.72; 2035-36: 0.24; 2036-37: 59.28; 2037-38: 57.36; 2038-39: 53.52; 2039-40: 45.84; 2040-41: 30.48; 2041-42: 1.02; 2042-43: 1.02; 2043-44: 1.02; 2044-45: 1.02; 2045-46: 1.02; 2046-47: 1.02; 2047-48: 1.02; 2048-49: 1.02; 2049-50: 1.02
50FP | Supply Demand Balance | 49FP - 48FP | Ml/d | 2 | 2019-20: 0; 2020-21: 0; 2021-22: 0; 2022-23: 0; 2023-24: 0; 2024-25: 0; 2025-26: 0; 2026-27: 0; 2027-28: 0; 2028-29: 0; 2029-30: 0; 2030-31: 0; 2031-32: 0; 2032-33: 0; 2033-34: 0; 2034-35: 0; 2035-36: 0; 2036-37: 0; 2037-38: 0; 2038-39: 0; 2039-40: 0; 2040-41: 0; 2041-42: 0; 2042-43: 0; 2043-44: 0; 2044-45: 0; 2045-46: 0; 2046-47: 0; 2047-48: 0; 2048-49: 0; 2049-50: 0
Water Company | Anglian Water | Version | V3.0
WRZ | AWSSHB | Planning Scenario | DYCP
Table 3d: DYCP - Baseline | Back to top of sheet
WRMP24 reference | Component | Derivation | Unit | Decimal places | 2019-20 | 2020-21 | 2021-22 | 2022-23 | 2023-24 | 2024-25 | 2025-26 | 2026-27 | 2027-28 | 2028-29 | 2029-30 | 2030-31 | 2031-32 | 2032-33 | 2033-34 | 2034-35 | 2035-36 | 2036-37 | 2037-38 | 2038-39 | 2039-40 | 2040-41 | 2041-42 | 2042-43 | 2043-44 | 2044-45 | 2045-46 | 2046-47 | 2047-48 | 2048-49 | 2049-50 | 2050-51 | 2051-52 | 2052-53 | 2053-54 | 2054-55 | 2055-56 | 2056-57 | 2057-58 | 2058-59 | 2059-60 | 2060-61 | 2061-62 | 2062-63 | 2063-64 | 2064-65 | 2065-66 | 2066-67 | 2067-68 | 2068-69 | 2069-70 | 2070-71 | 2071-72 | 2072-73 | 2073-74 | 2074-75 | 2075-76 | 2076-77 | 2077-78 | 2078-79 | 2079-80 | 2080-81 | 2081-82 | 2082-83 | 2083-84 | 2084-85 | 2085-86 | 2086-87 | 2087-88 | 2088-89 | 2089-90 | 2090-91 | 2091-92 | 2092-93 | 2093-94 | 2094-95 | 2095-96 | 2096-97 | 2097-98 | 2098-99 | 2099-100
1BL | Raw water abstracted | Input | Ml/d | 2 | 2019-20: 0; 2020-21: 0; 2021-22: 0; 2022-23: 0; 2023-24: 0; 2024-25: 0; 2025-26: 0; 2026-27: 0; 2027-28: 0; 2028-29: 0; 2029-30: 0; 2030-31: 0; 2031-32: 0; 2032-33: 0; 2033-34: 0; 2034-35: 0; 2035-36: 0; 2036-37: 0; 2037-38: 0; 2038-39: 0; 2039-40: 0; 2040-41: 0; 2041-42: 0; 2042-43: 0; 2043-44: 0; 2044-45: 0; 2045-46: 0; 2046-47: 0; 2047-48: 0; 2048-49: 0; 2049-50: 0
1.1BL | Non-potable water supplies | Input | Ml/d | 2 | 2019-20: 0; 2020-21: 0; 2021-22: 0; 2022-23: 0; 2023-24: 0; 2024-25: 0; 2025-26: 50.8; 2026-27: 50.8; 2027-28: 50.8; 2028-29: 50.8; 2029-30: 50.8; 2030-31: 50.8; 2031-32: 50.8; 2032-33: 50.8; 2033-34: 50.8; 2034-35: 50.8; 2035-36: 50.8; 2036-37: 50.8; 2037-38: 50.8; 2038-39: 50.8; 2039-40: 50.8; 2040-41: 50.8; 2041-42: 50.8; 2042-43: 50.8; 2043-44: 50.8; 2044-45: 50.8; 2045-46: 50.8; 2046-47: 50.8; 2047-48: 50.8; 2048-49: 50.8; 2049-50: 50.8
2BL | Raw water imported | Input | Ml/d | 2 | 2019-20: 0; 2020-21: 0; 2021-22: 0; 2022-23: 0; 2023-24: 0; 2024-25: 0; 2025-26: 0; 2026-27: 0; 2027-28: 0; 2028-29: 0; 2029-30: 0; 2030-31: 0; 2031-32: 0; 2032-33: 0; 2033-34: 0; 2034-35: 0; 2035-36: 0; 2036-37: 0; 2037-38: 0; 2038-39: 0; 2039-40: 0; 2040-41: 0; 2041-42: 0; 2042-43: 0; 2043-44: 0; 2044-45: 0; 2045-46: 0; 2046-47: 0; 2047-48: 0; 2048-49: 0; 2049-50: 0
3BL | Potable water imported | Input | Ml/d | 2 | 2019-20: 0; 2020-21: 0; 2021-22: 0; 2022-23: 0; 2023-24: 0; 2024-25: 0; 2025-26: 0; 2026-27: 0; 2027-28: 0; 2028-29: 0; 2029-30: 0; 2030-31: 0; 2031-32: 0; 2032-33: 0; 2033-34: 0; 2034-35: 0; 2035-36: 0; 2036-37: 0; 2037-38: 0; 2038-39: 0; 2039-40: 0; 2040-41: 0; 2041-42: 0; 2042-43: 0; 2043-44: 0; 2044-45: 0; 2045-46: 0; 2046-47: 0; 2047-48: 0; 2048-49: 0; 2049-50: 0
4BL | Raw water exported enter as -ve | Input | Ml/d | 2 | 2019-20: 0; 2020-21: 0; 2021-22: 0; 2022-23: 0; 2023-24: 0; 2024-25: 0; 2025-26: 0; 2026-27: 0; 2027-28: 0; 2028-29: 0; 2029-30: 0; 2030-31: 0; 2031-32: 0; 2032-33: 0; 2033-34: 0; 2034-35: 0; 2035-36: 0; 2036-37: 0; 2037-38: 0; 2038-39: 0; 2039-40: 0; 2040-41: 0; 2041-42: 0; 2042-43: 0; 2043-44: 0; 2044-45: 0; 2045-46: 0; 2046-47: 0; 2047-48: 0; 2048-49: 0; 2049-50: 0
5BL | Potable water exported enter as -ve | Input | Ml/d | 2 | 2019-20: 0; 2020-21: 0; 2021-22: 0; 2022-23: 0; 2023-24: 0; 2024-25: 0; 2025-26: 0; 2026-27: 0; 2027-28: 0; 2028-29: 0; 2029-30: 0; 2030-31: 0; 2031-32: 0; 2032-33: 0; 2033-34: 0; 2034-35: 0; 2035-36: 0; 2036-37: 0; 2037-38: 0; 2038-39: 0; 2039-40: 0; 2040-41: 0; 2041-42: 0; 2042-43: 0; 2043-44: 0; 2044-45: 0; 2045-46: 0; 2046-47: 0; 2047-48: 0; 2048-49: 0; 2049-50: 0
6BL | Deployable Output before forecast changes | Input | Ml/d | 2 | 2019-20: 0; 2020-21: 0; 2021-22: 0; 2022-23: 0; 2023-24: 0; 2024-25: 0; 2025-26: 0; 2026-27: 0; 2027-28: 0; 2028-29: 0; 2029-30: 0; 2030-31: 0; 2031-32: 0; 2032-33: 0; 2033-34: 0; 2034-35: 0; 2035-36: 0; 2036-37: 0; 2037-38: 0; 2038-39: 0; 2039-40: 0; 2040-41: 0; 2041-42: 0; 2042-43: 0; 2043-44: 0; 2044-45: 0; 2045-46: 0; 2046-47: 0; 2047-48: 0; 2048-49: 0; 2049-50: 0
6.1BL | Deployable Output post forecast changes | 6BL + 7BL | Ml/d | 2 | 2019-20: 0; 2020-21: 0; 2021-22: 0; 2022-23: 0; 2023-24: 0; 2024-25: 0; 2025-26: 0; 2026-27: 0; 2027-28: 0; 2028-29: 0; 2029-30: 0; 2030-31: 0; 2031-32: 0; 2032-33: 0; 2033-34: 0; 2034-35: 0; 2035-36: 0; 2036-37: 0; 2037-38: 0; 2038-39: 0; 2039-40: 0; 2040-41: 0; 2041-42: 0; 2042-43: 0; 2043-44: 0; 2044-45: 0; 2045-46: 0; 2046-47: 0; 2047-48: 0; 2048-49: 0; 2049-50: 0
7BL | Baseline forecast changes to Deployable Output | sum (7.1BL:7.6BL) | Ml/d | 2 | 2019-20: 0; 2020-21: 0; 2021-22: 0; 2022-23: 0; 2023-24: 0; 2024-25: 0; 2025-26: 0; 2026-27: 0; 2027-28: 0; 2028-29: 0; 2029-30: 0; 2030-31: 0; 2031-32: 0; 2032-33: 0; 2033-34: 0; 2034-35: 0; 2035-36: 0; 2036-37: 0; 2037-38: 0; 2038-39: 0; 2039-40: 0; 2040-41: 0; 2041-42: 0; 2042-43: 0; 2043-44: 0; 2044-45: 0; 2045-46: 0; 2046-47: 0; 2047-48: 0; 2048-49: 0; 2049-50: 0
7.1BL | Change in DO due to climate change | Input | Ml/d | 2 | 2019-20: 0; 2020-21: 0; 2021-22: 0; 2022-23: 0; 2023-24: 0; 2024-25: 0; 2025-26: 0; 2026-27: 0; 2027-28: 0; 2028-29: 0; 2029-30: 0; 2030-31: 0; 2031-32: 0; 2032-33: 0; 2033-34: 0; 2034-35: 0; 2035-36: 0; 2036-37: 0; 2037-38: 0; 2038-39: 0; 2039-40: 0; 2040-41: 0; 2041-42: 0; 2042-43: 0; 2043-44: 0; 2044-45: 0; 2045-46: 0; 2046-47: 0; 2047-48: 0; 2048-49: 0; 2049-50: 0
7.2BL | Total confirmed DO reductions to restore sustainable abstraction enter as -ve | Input | Ml/d | 2 | 2019-20: 0; 2020-21: 0; 2021-22: 0; 2022-23: 0; 2023-24: 0; 2024-25: 0; 2025-26: 0; 2026-27: 0; 2027-28: 0; 2028-29: 0; 2029-30: 0; 2030-31: 0; 2031-32: 0; 2032-33: 0; 2033-34: 0; 2034-35: 0; 2035-36: 0; 2036-37: 0; 2037-38: 0; 2038-39: 0; 2039-40: 0; 2040-41: 0; 2041-42: 0; 2042-43: 0; 2043-44: 0; 2044-45: 0; 2045-46: 0; 2046-47: 0; 2047-48: 0; 2048-49: 0; 2049-50: 0
7.3BL | Total expected DO reductions to restore sustainable abstraction (Environmental Destination) (excl. any confirmed reductions) enter as -ve | Input | Ml/d | 2 | 2019-20: 0; 2020-21: 0; 2021-22: 0; 2022-23: 0; 2023-24: 0; 2024-25: 0; 2025-26: 0; 2026-27: 0; 2027-28: 0; 2028-29: 0; 2029-30: 0; 2030-31: 0; 2031-32: 0; 2032-33: 0; 2033-34: 0; 2034-35: 0; 2035-36: 0; 2036-37: 0; 2037-38: 0; 2038-39: 0; 2039-40: 0; 2040-41: 0; 2041-42: 0; 2042-43: 0; 2043-44: 0; 2044-45: 0; 2045-46: 0; 2046-47: 0; 2047-48: 0; 2048-49: 0; 2049-50: 0
7.4BL | Change in DO from prolonged Outage reduction enter as -ve | Input | Ml/d | 2 | 2019-20: 0; 2020-21: 0; 2021-22: 0; 2022-23: 0; 2023-24: 0; 2024-25: 0; 2025-26: 0; 2026-27: 0; 2027-28: 0; 2028-29: 0; 2029-30: 0; 2030-31: 0; 2031-32: 0; 2032-33: 0; 2033-34: 0; 2034-35: 0; 2035-36: 0; 2036-37: 0; 2037-38: 0; 2038-39: 0; 2039-40: 0; 2040-41: 0; 2041-42: 0; 2042-43: 0; 2043-44: 0; 2044-45: 0; 2045-46: 0; 2046-47: 0; 2047-48: 0; 2048-49: 0; 2049-50: 0
7.5BL | Change in DO from drought measures | Zero for baseline | Ml/d | 2 | 2019-20: 0; 2020-21: 0; 2021-22: 0; 2022-23: 0; 2023-24: 0; 2024-25: 0; 2025-26: 0; 2026-27: 0; 2027-28: 0; 2028-29: 0; 2029-30: 0; 2030-31: 0; 2031-32: 0; 2032-33: 0; 2033-34: 0; 2034-35: 0; 2035-36: 0; 2036-37: 0; 2037-38: 0; 2038-39: 0; 2039-40: 0; 2040-41: 0; 2041-42: 0; 2042-43: 0; 2043-44: 0; 2044-45: 0; 2045-46: 0; 2046-47: 0; 2047-48: 0; 2048-49: 0; 2049-50: 0
7.6BL | Total other changes to DO (specify e.g. Nitrates) | Input | Ml/d | 2 | 2019-20: 0; 2020-21: 0; 2021-22: 0; 2022-23: 0; 2023-24: 0; 2024-25: 0; 2025-26: 0; 2026-27: 0; 2027-28: 0; 2028-29: 0; 2029-30: 0; 2030-31: 0; 2031-32: 0; 2032-33: 0; 2033-34: 0; 2034-35: 0; 2035-36: 0; 2036-37: 0; 2037-38: 0; 2038-39: 0; 2039-40: 0; 2040-41: 0; 2041-42: 0; 2042-43: 0; 2043-44: 0; 2044-45: 0; 2045-46: 0; 2046-47: 0; 2047-48: 0; 2048-49: 0; 2049-50: 0
8BL | Raw water losses, treatment works losses and operational use | Input | Ml/d | 2 | 2019-20: 0; 2020-21: 0; 2021-22: 0; 2022-23: 0; 2023-24: 0; 2024-25: 0; 2025-26: 0; 2026-27: 0; 2027-28: 0; 2028-29: 0; 2029-30: 0; 2030-31: 0; 2031-32: 0; 2032-33: 0; 2033-34: 0; 2034-35: 0; 2035-36: 0; 2036-37: 0; 2037-38: 0; 2038-39: 0; 2039-40: 0; 2040-41: 0; 2041-42: 0; 2042-43: 0; 2043-44: 0; 2044-45: 0; 2045-46: 0; 2046-47: 0; 2047-48: 0; 2048-49: 0; 2049-50: 0
9BL | Total Outage Allowance | Input | Ml/d | 2 | 2019-20: 0; 2020-21: 0; 2021-22: 0; 2022-23: 0; 2023-24: 0; 2024-25: 0; 2025-26: 0; 2026-27: 0; 2027-28: 0; 2028-29: 0; 2029-30: 0; 2030-31: 0; 2031-32: 0; 2032-33: 0; 2033-34: 0; 2034-35: 0; 2035-36: 0; 2036-37: 0; 2037-38: 0; 2038-39: 0; 2039-40: 0; 2040-41: 0; 2041-42: 0; 2042-43: 0; 2043-44: 0; 2044-45: 0; 2045-46: 0; 2046-47: 0; 2047-48: 0; 2048-49: 0; 2049-50: 0
10BL | Water Available For Use (own sources) | (6BL + 7BL) - (8BL + 9BL) | Ml/d | 2 | 2019-20: 0; 2020-21: 0; 2021-22: 0; 2022-23: 0; 2023-24: 0; 2024-25: 0; 2025-26: 0; 2026-27: 0; 2027-28: 0; 2028-29: 0; 2029-30: 0; 2030-31: 0; 2031-32: 0; 2032-33: 0; 2033-34: 0; 2034-35: 0; 2035-36: 0; 2036-37: 0; 2037-38: 0; 2038-39: 0; 2039-40: 0; 2040-41: 0; 2041-42: 0; 2042-43: 0; 2043-44: 0; 2044-45: 0; 2045-46: 0; 2046-47: 0; 2047-48: 0; 2048-49: 0; 2049-50: 0
11BL | Total Water Available For Use | 10BL + sum (2BL:5BL) | Ml/d | 2 | 2019-20: 0; 2020-21: 0; 2021-22: 0; 2022-23: 0; 2023-24: 0; 2024-25: 0; 2025-26: 0; 2026-27: 0; 2027-28: 0; 2028-29: 0; 2029-30: 0; 2030-31: 0; 2031-32: 0; 2032-33: 0; 2033-34: 0; 2034-35: 0; 2035-36: 0; 2036-37: 0; 2037-38: 0; 2038-39: 0; 2039-40: 0; 2040-41: 0; 2041-42: 0; 2042-43: 0; 2043-44: 0; 2044-45: 0; 2045-46: 0; 2046-47: 0; 2047-48: 0; 2048-49: 0; 2049-50: 0
12BL | Water delivered measured non-household | Input Note - consumption & uspl | Ml/d | 2 | 2019-20: 0; 2020-21: 0; 2021-22: 0; 2022-23: 0; 2023-24: 0; 2024-25: 0; 2025-26: 0; 2026-27: 0; 2027-28: 0; 2028-29: 0; 2029-30: 0; 2030-31: 0; 2031-32: 0; 2032-33: 0; 2033-34: 0; 2034-35: 0; 2035-36: 0; 2036-37: 0; 2037-38: 0; 2038-39: 0; 2039-40: 0; 2040-41: 0; 2041-42: 0; 2042-43: 0; 2043-44: 0; 2044-45: 0; 2045-46: 0; 2046-47: 0; 2047-48: 0; 2048-49: 0; 2049-50: 0
12.1BL | Non-potable water consumption | Input | Ml/d | 2 | 2019-20: 0; 2020-21: 0; 2021-22: 0; 2022-23: 0; 2023-24: 0; 2024-25: 0; 2025-26: 49.6; 2026-27: 49.6; 2027-28: 49.6; 2028-29: 49.6; 2029-30: 49.6; 2030-31: 49.6; 2031-32: 49.6; 2032-33: 49.72; 2033-34: 49.84; 2034-35: 50.08; 2035-36: 50.56; 2036-37: 51.52; 2037-38: 53.44; 2038-39: 57.28; 2039-40: 64.96; 2040-41: 80.32; 2041-42: 109.78; 2042-43: 109.78; 2043-44: 109.78; 2044-45: 109.78; 2045-46: 109.78; 2046-47: 109.78; 2047-48: 109.78; 2048-49: 109.78; 2049-50: 109.78
13BL | Water delivered unmeasured non-household | Input Note - consumption & uspl | Ml/d | 2 | 2019-20: 0; 2020-21: 0; 2021-22: 0; 2022-23: 0; 2023-24: 0; 2024-25: 0; 2025-26: 0; 2026-27: 0; 2027-28: 0; 2028-29: 0; 2029-30: 0; 2030-31: 0; 2031-32: 0; 2032-33: 0; 2033-34: 0; 2034-35: 0; 2035-36: 0; 2036-37: 0; 2037-38: 0; 2038-39: 0; 2039-40: 0; 2040-41: 0; 2041-42: 0; 2042-43: 0; 2043-44: 0; 2044-45: 0; 2045-46: 0; 2046-47: 0; 2047-48: 0; 2048-49: 0; 2049-50: 0
14BL | Water delivered measured household | Input Note - consumption & uspl | Ml/d | 2 | 2019-20: 0; 2020-21: 0; 2021-22: 0; 2022-23: 0; 2023-24: 0; 2024-25: 0; 2025-26: 0; 2026-27: 0; 2027-28: 0; 2028-29: 0; 2029-30: 0; 2030-31: 0; 2031-32: 0; 2032-33: 0; 2033-34: 0; 2034-35: 0; 2035-36: 0; 2036-37: 0; 2037-38: 0; 2038-39: 0; 2039-40: 0; 2040-41: 0; 2041-42: 0; 2042-43: 0; 2043-44: 0; 2044-45: 0; 2045-46: 0; 2046-47: 0; 2047-48: 0; 2048-49: 0; 2049-50: 0
15BL | Water delivered unmeasured household | Input Note - consumption & uspl | Ml/d | 2 | 2019-20: 0; 2020-21: 0; 2021-22: 0; 2022-23: 0; 2023-24: 0; 2024-25: 0; 2025-26: 0; 2026-27: 0; 2027-28: 0; 2028-29: 0; 2029-30: 0; 2030-31: 0; 2031-32: 0; 2032-33: 0; 2033-34: 0; 2034-35: 0; 2035-36: 0; 2036-37: 0; 2037-38: 0; 2038-39: 0; 2039-40: 0; 2040-41: 0; 2041-42: 0; 2042-43: 0; 2043-44: 0; 2044-45: 0; 2045-46: 0; 2046-47: 0; 2047-48: 0; 2048-49: 0; 2049-50: 0
16BL | Percentage of consumption driven by climate change | Input | % | 1 | bar: 2019-20 to 2049-50
17BL | Volume of consumption driven by climate change | 16BL * (12BL + sum(13BL:15BL) - sum (23BL:26BL)) | Ml/d | 2 | 2019-20: 0; 2020-21: 0; 2021-22: 0; 2022-23: 0; 2023-24: 0; 2024-25: 0; 2025-26: 0; 2026-27: 0; 2027-28: 0; 2028-29: 0; 2029-30: 0; 2030-31: 0; 2031-32: 0; 2032-33: 0; 2033-34: 0; 2034-35: 0; 2035-36: 0; 2036-37: 0; 2037-38: 0; 2038-39: 0; 2039-40: 0; 2040-41: 0; 2041-42: 0; 2042-43: 0; 2043-44: 0; 2044-45: 0; 2045-46: 0; 2046-47: 0; 2047-48: 0; 2048-49: 0; 2049-50: 0
18BL | Measured Household - PCC | ((14BL - 25BL) * 1,000,000) / (39BL *1,000) | l/h/d | 1 | 2019-20: #DIV/0!; 2020-21: #DIV/0!; 2021-22: #DIV/0!; 2022-23: #DIV/0!; 2023-24: #DIV/0!; 2024-25: #DIV/0!; 2025-26: #DIV/0!; 2026-27: #DIV/0!; 2027-28: #DIV/0!; 2028-29: #DIV/0!; 2029-30: #DIV/0!; 2030-31: #DIV/0!; 2031-32: #DIV/0!; 2032-33: #DIV/0!; 2033-34: #DIV/0!; 2034-35: #DIV/0!; 2035-36: #DIV/0!; 2036-37: #DIV/0!; 2037-38: #DIV/0!; 2038-39: #DIV/0!; 2039-40: #DIV/0!; 2040-41: #DIV/0!; 2041-42: #DIV/0!; 2042-43: #DIV/0!; 2043-44: #DIV/0!; 2044-45: #DIV/0!; 2045-46: #DIV/0!; 2046-47: #DIV/0!; 2047-48: #DIV/0!; 2048-49: #DIV/0!; 2049-50: #DIV/0!
19BL | Unmeasured Household - PCC | ((15BL - 26BL) * 1,000,000) / (40BL *1,000) | l/h/d | 1 | 2019-20: #DIV/0!; 2020-21: #DIV/0!; 2021-22: #DIV/0!; 2022-23: #DIV/0!; 2023-24: #DIV/0!; 2024-25: #DIV/0!; 2025-26: #DIV/0!; 2026-27: #DIV/0!; 2027-28: #DIV/0!; 2028-29: #DIV/0!; 2029-30: #DIV/0!; 2030-31: #DIV/0!; 2031-32: #DIV/0!; 2032-33: #DIV/0!; 2033-34: #DIV/0!; 2034-35: #DIV/0!; 2035-36: #DIV/0!; 2036-37: #DIV/0!; 2037-38: #DIV/0!; 2038-39: #DIV/0!; 2039-40: #DIV/0!; 2040-41: #DIV/0!; 2041-42: #DIV/0!; 2042-43: #DIV/0!; 2043-44: #DIV/0!; 2044-45: #DIV/0!; 2045-46: #DIV/0!; 2046-47: #DIV/0!; 2047-48: #DIV/0!; 2048-49: #DIV/0!; 2049-50: #DIV/0!
20BL | Average Household - PCC | (((14BL - 25BL) + (15BL - 26BL)) * 1,000,000) / ((39BL + 40BL) *1,000) | l/h/d | 1 | 2019-20: #DIV/0!; 2020-21: #DIV/0!; 2021-22: #DIV/0!; 2022-23: #DIV/0!; 2023-24: #DIV/0!; 2024-25: #DIV/0!; 2025-26: #DIV/0!; 2026-27: #DIV/0!; 2027-28: #DIV/0!; 2028-29: #DIV/0!; 2029-30: #DIV/0!; 2030-31: #DIV/0!; 2031-32: #DIV/0!; 2032-33: #DIV/0!; 2033-34: #DIV/0!; 2034-35: #DIV/0!; 2035-36: #DIV/0!; 2036-37: #DIV/0!; 2037-38: #DIV/0!; 2038-39: #DIV/0!; 2039-40: #DIV/0!; 2040-41: #DIV/0!; 2041-42: #DIV/0!; 2042-43: #DIV/0!; 2043-44: #DIV/0!; 2044-45: #DIV/0!; 2045-46: #DIV/0!; 2046-47: #DIV/0!; 2047-48: #DIV/0!; 2048-49: #DIV/0!; 2049-50: #DIV/0!
21BL | Water taken unbilled | Input | Ml/d | 2 | 2019-20: 0; 2020-21: 0; 2021-22: 0; 2022-23: 0; 2023-24: 0; 2024-25: 0; 2025-26: 0; 2026-27: 0; 2027-28: 0; 2028-29: 0; 2029-30: 0; 2030-31: 0; 2031-32: 0; 2032-33: 0; 2033-34: 0; 2034-35: 0; 2035-36: 0; 2036-37: 0; 2037-38: 0; 2038-39: 0; 2039-40: 0; 2040-41: 0; 2041-42: 0; 2042-43: 0; 2043-44: 0; 2044-45: 0; 2045-46: 0; 2046-47: 0; 2047-48: 0; 2048-49: 0; 2049-50: 0
22BL | Distribution system operational use | Input | Ml/d | 2 | 2019-20: 0; 2020-21: 0; 2021-22: 0; 2022-23: 0; 2023-24: 0; 2024-25: 0; 2025-26: 0; 2026-27: 0; 2027-28: 0; 2028-29: 0; 2029-30: 0; 2030-31: 0; 2031-32: 0; 2032-33: 0; 2033-34: 0; 2034-35: 0; 2035-36: 0; 2036-37: 0; 2037-38: 0; 2038-39: 0; 2039-40: 0; 2040-41: 0; 2041-42: 0; 2042-43: 0; 2043-44: 0; 2044-45: 0; 2045-46: 0; 2046-47: 0; 2047-48: 0; 2048-49: 0; 2049-50: 0
23BL | Measured Non Household - USPL | Input | Ml/d | 2 | 2019-20: 0; 2020-21: 0; 2021-22: 0; 2022-23: 0; 2023-24: 0; 2024-25: 0; 2025-26: 0; 2026-27: 0; 2027-28: 0; 2028-29: 0; 2029-30: 0; 2030-31: 0; 2031-32: 0; 2032-33: 0; 2033-34: 0; 2034-35: 0; 2035-36: 0; 2036-37: 0; 2037-38: 0; 2038-39: 0; 2039-40: 0; 2040-41: 0; 2041-42: 0; 2042-43: 0; 2043-44: 0; 2044-45: 0; 2045-46: 0; 2046-47: 0; 2047-48: 0; 2048-49: 0; 2049-50: 0
24BL | Unmeasured Non Household - USPL | Input | Ml/d | 2 | 2019-20: 0; 2020-21: 0; 2021-22: 0; 2022-23: 0; 2023-24: 0; 2024-25: 0; 2025-26: 0; 2026-27: 0; 2027-28: 0; 2028-29: 0; 2029-30: 0; 2030-31: 0; 2031-32: 0; 2032-33: 0; 2033-34: 0; 2034-35: 0; 2035-36: 0; 2036-37: 0; 2037-38: 0; 2038-39: 0; 2039-40: 0; 2040-41: 0; 2041-42: 0; 2042-43: 0; 2043-44: 0; 2044-45: 0; 2045-46: 0; 2046-47: 0; 2047-48: 0; 2048-49: 0; 2049-50: 0
25BL | Measured Household - USPL | Input | Ml/d | 2 | 2019-20: 0; 2020-21: 0; 2021-22: 0; 2022-23: 0; 2023-24: 0; 2024-25: 0; 2025-26: 0; 2026-27: 0; 2027-28: 0; 2028-29: 0; 2029-30: 0; 2030-31: 0; 2031-32: 0; 2032-33: 0; 2033-34: 0; 2034-35: 0; 2035-36: 0; 2036-37: 0; 2037-38: 0; 2038-39: 0; 2039-40: 0; 2040-41: 0; 2041-42: 0; 2042-43: 0; 2043-44: 0; 2044-45: 0; 2045-46: 0; 2046-47: 0; 2047-48: 0; 2048-49: 0; 2049-50: 0
26BL | Unmeasured Household - USPL | Input | Ml/d | 2 | 2019-20: 0; 2020-21: 0; 2021-22: 0; 2022-23: 0; 2023-24: 0; 2024-25: 0; 2025-26: 0; 2026-27: 0; 2027-28: 0; 2028-29: 0; 2029-30: 0; 2030-31: 0; 2031-32: 0; 2032-33: 0; 2033-34: 0; 2034-35: 0; 2035-36: 0; 2036-37: 0; 2037-38: 0; 2038-39: 0; 2039-40: 0; 2040-41: 0; 2041-42: 0; 2042-43: 0; 2043-44: 0; 2044-45: 0; 2045-46: 0; 2046-47: 0; 2047-48: 0; 2048-49: 0; 2049-50: 0
27BL | Void Properties - USPL | Input | Ml/d | 2 | 2019-20: 0; 2020-21: 0; 2021-22: 0; 2022-23: 0; 2023-24: 0; 2024-25: 0; 2025-26: 0; 2026-27: 0; 2027-28: 0; 2028-29: 0; 2029-30: 0; 2030-31: 0; 2031-32: 0; 2032-33: 0; 2033-34: 0; 2034-35: 0; 2035-36: 0; 2036-37: 0; 2037-38: 0; 2038-39: 0; 2039-40: 0; 2040-41: 0; 2041-42: 0; 2042-43: 0; 2043-44: 0; 2044-45: 0; 2045-46: 0; 2046-47: 0; 2047-48: 0; 2048-49: 0; 2049-50: 0
28BL | Distribution losses | Input | Ml/d | 2 | 2019-20: 0; 2020-21: 0; 2021-22: 0; 2022-23: 0; 2023-24: 0; 2024-25: 0; 2025-26: 0; 2026-27: 0; 2027-28: 0; 2028-29: 0; 2029-30: 0; 2030-31: 0; 2031-32: 0; 2032-33: 0; 2033-34: 0; 2034-35: 0; 2035-36: 0; 2036-37: 0; 2037-38: 0; 2038-39: 0; 2039-40: 0; 2040-41: 0; 2041-42: 0; 2042-43: 0; 2043-44: 0; 2044-45: 0; 2045-46: 0; 2046-47: 0; 2047-48: 0; 2048-49: 0; 2049-50: 0
29BL | Total Leakage | sum (23BL:28BL) | Ml/d | 2 | 2019-20: 0; 2020-21: 0; 2021-22: 0; 2022-23: 0; 2023-24: 0; 2024-25: 0; 2025-26: 0; 2026-27: 0; 2027-28: 0; 2028-29: 0; 2029-30: 0; 2030-31: 0; 2031-32: 0; 2032-33: 0; 2033-34: 0; 2034-35: 0; 2035-36: 0; 2036-37: 0; 2037-38: 0; 2038-39: 0; 2039-40: 0; 2040-41: 0; 2041-42: 0; 2042-43: 0; 2043-44: 0; 2044-45: 0; 2045-46: 0; 2046-47: 0; 2047-48: 0; 2048-49: 0; 2049-50: 0
30BL | Leakage/property | (29BL * 1,000,000) / (36BL * 1,000) | l/prop/d | 2 | 2019-20: #DIV/0!; 2020-21: #DIV/0!; 2021-22: #DIV/0!; 2022-23: #DIV/0!; 2023-24: #DIV/0!; 2024-25: #DIV/0!; 2025-26: #DIV/0!; 2026-27: #DIV/0!; 2027-28: #DIV/0!; 2028-29: #DIV/0!; 2029-30: #DIV/0!; 2030-31: #DIV/0!; 2031-32: #DIV/0!; 2032-33: #DIV/0!; 2033-34: #DIV/0!; 2034-35: #DIV/0!; 2035-36: #DIV/0!; 2036-37: #DIV/0!; 2037-38: #DIV/0!; 2038-39: #DIV/0!; 2039-40: #DIV/0!; 2040-41: #DIV/0!; 2041-42: #DIV/0!; 2042-43: #DIV/0!; 2043-44: #DIV/0!; 2044-45: #DIV/0!; 2045-46: #DIV/0!; 2046-47: #DIV/0!; 2047-48: #DIV/0!; 2048-49: #DIV/0!; 2049-50: #DIV/0!
31BL | Measured Non Household - properties | Input | 000's | 2 | 2019-20: 0; 2020-21: 0; 2021-22: 0; 2022-23: 0; 2023-24: 0; 2024-25: 0; 2025-26: 0; 2026-27: 0; 2027-28: 0; 2028-29: 0; 2029-30: 0; 2030-31: 0; 2031-32: 0; 2032-33: 0; 2033-34: 0; 2034-35: 0; 2035-36: 0; 2036-37: 0; 2037-38: 0; 2038-39: 0; 2039-40: 0; 2040-41: 0; 2041-42: 0; 2042-43: 0; 2043-44: 0; 2044-45: 0; 2045-46: 0; 2046-47: 0; 2047-48: 0; 2048-49: 0; 2049-50: 0
32BL | Unmeasured Non Household - properties | Input | 000's | 2 | 2019-20: 0; 2020-21: 0; 2021-22: 0; 2022-23: 0; 2023-24: 0; 2024-25: 0; 2025-26: 0; 2026-27: 0; 2027-28: 0; 2028-29: 0; 2029-30: 0; 2030-31: 0; 2031-32: 0; 2032-33: 0; 2033-34: 0; 2034-35: 0; 2035-36: 0; 2036-37: 0; 2037-38: 0; 2038-39: 0; 2039-40: 0; 2040-41: 0; 2041-42: 0; 2042-43: 0; 2043-44: 0; 2044-45: 0; 2045-46: 0; 2046-47: 0; 2047-48: 0; 2048-49: 0; 2049-50: 0
33BL | All void non-households - properties | Input | 000's | 2 | 2019-20: 0; 2020-21: 0; 2021-22: 0; 2022-23: 0; 2023-24: 0; 2024-25: 0; 2025-26: 0; 2026-27: 0; 2027-28: 0; 2028-29: 0; 2029-30: 0; 2030-31: 0; 2031-32: 0; 2032-33: 0; 2033-34: 0; 2034-35: 0; 2035-36: 0; 2036-37: 0; 2037-38: 0; 2038-39: 0; 2039-40: 0; 2040-41: 0; 2041-42: 0; 2042-43: 0; 2043-44: 0; 2044-45: 0; 2045-46: 0; 2046-47: 0; 2047-48: 0; 2048-49: 0; 2049-50: 0
34BL | Measured households - properties (excl. void) | Year before + sum (34.1BL:34.6BL) | 000's | 2 | 2020-21: 0; 2021-22: 0; 2022-23: 0; 2023-24: 0; 2024-25: 0; 2025-26: 0; 2026-27: 0; 2027-28: 0; 2028-29: 0; 2029-30: 0; 2030-31: 0; 2031-32: 0; 2032-33: 0; 2033-34: 0; 2034-35: 0; 2035-36: 0; 2036-37: 0; 2037-38: 0; 2038-39: 0; 2039-40: 0; 2040-41: 0; 2041-42: 0; 2042-43: 0; 2043-44: 0; 2044-45: 0; 2045-46: 0; 2046-47: 0; 2047-48: 0; 2048-49: 0; 2049-50: 0
34.1BL | New build properties - properties | Input (new builds in each year) | 000's | 2 | 2019-20: 0; 2020-21: 0; 2021-22: 0; 2022-23: 0; 2023-24: 0; 2024-25: 0; 2025-26: 0; 2026-27: 0; 2027-28: 0; 2028-29: 0; 2029-30: 0; 2030-31: 0; 2031-32: 0; 2032-33: 0; 2033-34: 0; 2034-35: 0; 2035-36: 0; 2036-37: 0; 2037-38: 0; 2038-39: 0; 2039-40: 0; 2040-41: 0; 2041-42: 0; 2042-43: 0; 2043-44: 0; 2044-45: 0; 2045-46: 0; 2046-47: 0; 2047-48: 0; 2048-49: 0; 2049-50: 0
34.2BL | Meter optants - properties | Input (meter optants in each year) | 000's | 2 | 2019-20: 0; 2020-21: 0; 2021-22: 0; 2022-23: 0; 2023-24: 0; 2024-25: 0; 2025-26: 0; 2026-27: 0; 2027-28: 0; 2028-29: 0; 2029-30: 0; 2030-31: 0; 2031-32: 0; 2032-33: 0; 2033-34: 0; 2034-35: 0; 2035-36: 0; 2036-37: 0; 2037-38: 0; 2038-39: 0; 2039-40: 0; 2040-41: 0; 2041-42: 0; 2042-43: 0; 2043-44: 0; 2044-45: 0; 2045-46: 0; 2046-47: 0; 2047-48: 0; 2048-49: 0; 2049-50: 0
34.3BL | Compulsory metering - properties | Input (compulsory meters in each year) | 000's | 2 | 2019-20: 0; 2020-21: 0; 2021-22: 0; 2022-23: 0; 2023-24: 0; 2024-25: 0; 2025-26: 0; 2026-27: 0; 2027-28: 0; 2028-29: 0; 2029-30: 0; 2030-31: 0; 2031-32: 0; 2032-33: 0; 2033-34: 0; 2034-35: 0; 2035-36: 0; 2036-37: 0; 2037-38: 0; 2038-39: 0; 2039-40: 0; 2040-41: 0; 2041-42: 0; 2042-43: 0; 2043-44: 0; 2044-45: 0; 2045-46: 0; 2046-47: 0; 2047-48: 0; 2048-49: 0; 2049-50: 0
34.4BL | Metering on change of occupancy - properties | Input (change of occupancy meters in each year) | 000's | 2 | 2019-20: 0; 2020-21: 0; 2021-22: 0; 2022-23: 0; 2023-24: 0; 2024-25: 0; 2025-26: 0; 2026-27: 0; 2027-28: 0; 2028-29: 0; 2029-30: 0; 2030-31: 0; 2031-32: 0; 2032-33: 0; 2033-34: 0; 2034-35: 0; 2035-36: 0; 2036-37: 0; 2037-38: 0; 2038-39: 0; 2039-40: 0; 2040-41: 0; 2041-42: 0; 2042-43: 0; 2043-44: 0; 2044-45: 0; 2045-46: 0; 2046-47: 0; 2047-48: 0; 2048-49: 0; 2049-50: 0
34.5BL | Selective metering - properties | Input (selective meters in each year) | 000's | 2 | 2019-20: 0; 2020-21: 0; 2021-22: 0; 2022-23: 0; 2023-24: 0; 2024-25: 0; 2025-26: 0; 2026-27: 0; 2027-28: 0; 2028-29: 0; 2029-30: 0; 2030-31: 0; 2031-32: 0; 2032-33: 0; 2033-34: 0; 2034-35: 0; 2035-36: 0; 2036-37: 0; 2037-38: 0; 2038-39: 0; 2039-40: 0; 2040-41: 0; 2041-42: 0; 2042-43: 0; 2043-44: 0; 2044-45: 0; 2045-46: 0; 2046-47: 0; 2047-48: 0; 2048-49: 0; 2049-50: 0
34.6BL | Other changes to existing metering - properties | Input (other changes to meters in each year) | 000's | 2 | 2019-20: 0; 2020-21: 0; 2021-22: 0; 2022-23: 0; 2023-24: 0; 2024-25: 0; 2025-26: 0; 2026-27: 0; 2027-28: 0; 2028-29: 0; 2029-30: 0; 2030-31: 0; 2031-32: 0; 2032-33: 0; 2033-34: 0; 2034-35: 0; 2035-36: 0; 2036-37: 0; 2037-38: 0; 2038-39: 0; 2039-40: 0; 2040-41: 0; 2041-42: 0; 2042-43: 0; 2043-44: 0; 2044-45: 0; 2045-46: 0; 2046-47: 0; 2047-48: 0; 2048-49: 0; 2049-50: 0
34.7BL | Measured household void properties | Input | 000's | 2 | 2019-20: 0; 2020-21: 0; 2021-22: 0; 2022-23: 0; 2023-24: 0; 2024-25: 0; 2025-26: 0; 2026-27: 0; 2027-28: 0; 2028-29: 0; 2029-30: 0; 2030-31: 0; 2031-32: 0; 2032-33: 0; 2033-34: 0; 2034-35: 0; 2035-36: 0; 2036-37: 0; 2037-38: 0; 2038-39: 0; 2039-40: 0; 2040-41: 0; 2041-42: 0; 2042-43: 0; 2043-44: 0; 2044-45: 0; 2045-46: 0; 2046-47: 0; 2047-48: 0; 2048-49: 0; 2049-50: 0
35BL | Unmeasured households - properties (excl. void) | Input | 000's | 2 | 2019-20: 0; 2020-21: 0; 2021-22: 0; 2022-23: 0; 2023-24: 0; 2024-25: 0; 2025-26: 0; 2026-27: 0; 2027-28: 0; 2028-29: 0; 2029-30: 0; 2030-31: 0; 2031-32: 0; 2032-33: 0; 2033-34: 0; 2034-35: 0; 2035-36: 0; 2036-37: 0; 2037-38: 0; 2038-39: 0; 2039-40: 0; 2040-41: 0; 2041-42: 0; 2042-43: 0; 2043-44: 0; 2044-45: 0; 2045-46: 0; 2046-47: 0; 2047-48: 0; 2048-49: 0; 2049-50: 0
35.1BL | Unmeasured household void properties | Input | 000's | 2 | 2019-20: 0; 2020-21: 0; 2021-22: 0; 2022-23: 0; 2023-24: 0; 2024-25: 0; 2025-26: 0; 2026-27: 0; 2027-28: 0; 2028-29: 0; 2029-30: 0; 2030-31: 0; 2031-32: 0; 2032-33: 0; 2033-34: 0; 2034-35: 0; 2035-36: 0; 2036-37: 0; 2037-38: 0; 2038-39: 0; 2039-40: 0; 2040-41: 0; 2041-42: 0; 2042-43: 0; 2043-44: 0; 2044-45: 0; 2045-46: 0; 2046-47: 0; 2047-48: 0; 2048-49: 0; 2049-50: 0
36BL | Total Resource Zone Properties (incl. voids) | sum (31BL:34BL) + 34.7BL + 35BL + 35.1BL | 000's | 2 | 2019-20: 0; 2020-21: 0; 2021-22: 0; 2022-23: 0; 2023-24: 0; 2024-25: 0; 2025-26: 0; 2026-27: 0; 2027-28: 0; 2028-29: 0; 2029-30: 0; 2030-31: 0; 2031-32: 0; 2032-33: 0; 2033-34: 0; 2034-35: 0; 2035-36: 0; 2036-37: 0; 2037-38: 0; 2038-39: 0; 2039-40: 0; 2040-41: 0; 2041-42: 0; 2042-43: 0; 2043-44: 0; 2044-45: 0; 2045-46: 0; 2046-47: 0; 2047-48: 0; 2048-49: 0; 2049-50: 0
37BL | Measured Non Household - Population | Input | 000's | 2 | 2019-20: 0; 2020-21: 0; 2021-22: 0; 2022-23: 0; 2023-24: 0; 2024-25: 0; 2025-26: 0; 2026-27: 0; 2027-28: 0; 2028-29: 0; 2029-30: 0; 2030-31: 0; 2031-32: 0; 2032-33: 0; 2033-34: 0; 2034-35: 0; 2035-36: 0; 2036-37: 0; 2037-38: 0; 2038-39: 0; 2039-40: 0; 2040-41: 0; 2041-42: 0; 2042-43: 0; 2043-44: 0; 2044-45: 0; 2045-46: 0; 2046-47: 0; 2047-48: 0; 2048-49: 0; 2049-50: 0
38BL | Unmeasured Non Household - Population | Input | 000's | 2 | 2019-20: 0; 2020-21: 0; 2021-22: 0; 2022-23: 0; 2023-24: 0; 2024-25: 0; 2025-26: 0; 2026-27: 0; 2027-28: 0; 2028-29: 0; 2029-30: 0; 2030-31: 0; 2031-32: 0; 2032-33: 0; 2033-34: 0; 2034-35: 0; 2035-36: 0; 2036-37: 0; 2037-38: 0; 2038-39: 0; 2039-40: 0; 2040-41: 0; 2041-42: 0; 2042-43: 0; 2043-44: 0; 2044-45: 0; 2045-46: 0; 2046-47: 0; 2047-48: 0; 2048-49: 0; 2049-50: 0
39BL | Measured Household - Population | Input | 000's | 2 | 2019-20: 0; 2020-21: 0; 2021-22: 0; 2022-23: 0; 2023-24: 0; 2024-25: 0; 2025-26: 0; 2026-27: 0; 2027-28: 0; 2028-29: 0; 2029-30: 0; 2030-31: 0; 2031-32: 0; 2032-33: 0; 2033-34: 0; 2034-35: 0; 2035-36: 0; 2036-37: 0; 2037-38: 0; 2038-39: 0; 2039-40: 0; 2040-41: 0; 2041-42: 0; 2042-43: 0; 2043-44: 0; 2044-45: 0; 2045-46: 0; 2046-47: 0; 2047-48: 0; 2048-49: 0; 2049-50: 0
40BL | Unmeasured Household - Population | Input | 000's | 2 | 2019-20: 0; 2020-21: 0; 2021-22: 0; 2022-23: 0; 2023-24: 0; 2024-25: 0; 2025-26: 0; 2026-27: 0; 2027-28: 0; 2028-29: 0; 2029-30: 0; 2030-31: 0; 2031-32: 0; 2032-33: 0; 2033-34: 0; 2034-35: 0; 2035-36: 0; 2036-37: 0; 2037-38: 0; 2038-39: 0; 2039-40: 0; 2040-41: 0; 2041-42: 0; 2042-43: 0; 2043-44: 0; 2044-45: 0; 2045-46: 0; 2046-47: 0; 2047-48: 0; 2048-49: 0; 2049-50: 0
41BL | Total Resource Zone Population | sum (37BL:40BL) | 000's | 2 | 2019-20: 0; 2020-21: 0; 2021-22: 0; 2022-23: 0; 2023-24: 0; 2024-25: 0; 2025-26: 0; 2026-27: 0; 2027-28: 0; 2028-29: 0; 2029-30: 0; 2030-31: 0; 2031-32: 0; 2032-33: 0; 2033-34: 0; 2034-35: 0; 2035-36: 0; 2036-37: 0; 2037-38: 0; 2038-39: 0; 2039-40: 0; 2040-41: 0; 2041-42: 0; 2042-43: 0; 2043-44: 0; 2044-45: 0; 2045-46: 0; 2046-47: 0; 2047-48: 0; 2048-49: 0; 2049-50: 0
42BL | Average household occupancy rate (excl. voids) | (39BL + 40BL) / (34BL + 35BL) | h/prop | 1 | 2019-20: #DIV/0!; 2020-21: #DIV/0!; 2021-22: #DIV/0!; 2022-23: #DIV/0!; 2023-24: #DIV/0!; 2024-25: #DIV/0!; 2025-26: #DIV/0!; 2026-27: #DIV/0!; 2027-28: #DIV/0!; 2028-29: #DIV/0!; 2029-30: #DIV/0!; 2030-31: #DIV/0!; 2031-32: #DIV/0!; 2032-33: #DIV/0!; 2033-34: #DIV/0!; 2034-35: #DIV/0!; 2035-36: #DIV/0!; 2036-37: #DIV/0!; 2037-38: #DIV/0!; 2038-39: #DIV/0!; 2039-40: #DIV/0!; 2040-41: #DIV/0!; 2041-42: #DIV/0!; 2042-43: #DIV/0!; 2043-44: #DIV/0!; 2044-45: #DIV/0!; 2045-46: #DIV/0!; 2046-47: #DIV/0!; 2047-48: #DIV/0!; 2048-49: #DIV/0!; 2049-50: #DIV/0!
43BL | Total Household Metering penetration (excl. voids) | 34BL / (34BL + 35BL) | % | 1 | 2019-20: #DIV/0!; 2020-21: #DIV/0!; 2021-22: #DIV/0!; 2022-23: #DIV/0!; 2023-24: #DIV/0!; 2024-25: #DIV/0!; 2025-26: #DIV/0!; 2026-27: #DIV/0!; 2027-28: #DIV/0!; 2028-29: #DIV/0!; 2029-30: #DIV/0!; 2030-31: #DIV/0!; 2031-32: #DIV/0!; 2032-33: #DIV/0!; 2033-34: #DIV/0!; 2034-35: #DIV/0!; 2035-36: #DIV/0!; 2036-37: #DIV/0!; 2037-38: #DIV/0!; 2038-39: #DIV/0!; 2039-40: #DIV/0!; 2040-41: #DIV/0!; 2041-42: #DIV/0!; 2042-43: #DIV/0!; 2043-44: #DIV/0!; 2044-45: #DIV/0!; 2045-46: #DIV/0!; 2046-47: #DIV/0!; 2047-48: #DIV/0!; 2048-49: #DIV/0!; 2049-50: #DIV/0!
44BL | Total Household Metering penetration (incl. voids) | (34BL) / (34BL + 34.7BL + 35BL + 35.1BL) | % | 1 | 2019-20: #DIV/0!; 2020-21: #DIV/0!; 2021-22: #DIV/0!; 2022-23: #DIV/0!; 2023-24: #DIV/0!; 2024-25: #DIV/0!; 2025-26: #DIV/0!; 2026-27: #DIV/0!; 2027-28: #DIV/0!; 2028-29: #DIV/0!; 2029-30: #DIV/0!; 2030-31: #DIV/0!; 2031-32: #DIV/0!; 2032-33: #DIV/0!; 2033-34: #DIV/0!; 2034-35: #DIV/0!; 2035-36: #DIV/0!; 2036-37: #DIV/0!; 2037-38: #DIV/0!; 2038-39: #DIV/0!; 2039-40: #DIV/0!; 2040-41: #DIV/0!; 2041-42: #DIV/0!; 2042-43: #DIV/0!; 2043-44: #DIV/0!; 2044-45: #DIV/0!; 2045-46: #DIV/0!; 2046-47: #DIV/0!; 2047-48: #DIV/0!; 2048-49: #DIV/0!; 2049-50: #DIV/0!
45BL | Distribution input | sum (12BL:15BL) +21BL + 22BL + 27BL + 28BL | Ml/d | 2 | 2019-20: 0; 2020-21: 0; 2021-22: 0; 2022-23: 0; 2023-24: 0; 2024-25: 0; 2025-26: 0; 2026-27: 0; 2027-28: 0; 2028-29: 0; 2029-30: 0; 2030-31: 0; 2031-32: 0; 2032-33: 0; 2033-34: 0; 2034-35: 0; 2035-36: 0; 2036-37: 0; 2037-38: 0; 2038-39: 0; 2039-40: 0; 2040-41: 0; 2041-42: 0; 2042-43: 0; 2043-44: 0; 2044-45: 0; 2045-46: 0; 2046-47: 0; 2047-48: 0; 2048-49: 0; 2049-50: 0
46BL | Target headroom (climate change component) | Input | Ml/d | 2 | 2019-20: 0; 2020-21: 0; 2021-22: 0; 2022-23: 0; 2023-24: 0; 2024-25: 0; 2025-26: 0; 2026-27: 0; 2027-28: 0; 2028-29: 0; 2029-30: 0; 2030-31: 0; 2031-32: 0; 2032-33: 0; 2033-34: 0; 2034-35: 0; 2035-36: 0; 2036-37: 0; 2037-38: 0; 2038-39: 0; 2039-40: 0; 2040-41: 0; 2041-42: 0; 2042-43: 0; 2043-44: 0; 2044-45: 0; 2045-46: 0; 2046-47: 0; 2047-48: 0; 2048-49: 0; 2049-50: 0
47BL | Target headroom (All other components) | Input | Ml/d | 2 | 2019-20: 0; 2020-21: 0; 2021-22: 0; 2022-23: 0; 2023-24: 0; 2024-25: 0; 2025-26: 0; 2026-27: 0; 2027-28: 0; 2028-29: 0; 2029-30: 0; 2030-31: 0; 2031-32: 0; 2032-33: 0; 2033-34: 0; 2034-35: 0; 2035-36: 0; 2036-37: 0; 2037-38: 0; 2038-39: 0; 2039-40: 0; 2040-41: 0; 2041-42: 0; 2042-43: 0; 2043-44: 0; 2044-45: 0; 2045-46: 0; 2046-47: 0; 2047-48: 0; 2048-49: 0; 2049-50: 0
48BL | Target Headroom | 46BL + 47BL | Ml/d | 2 | 2019-20: 0; 2020-21: 0; 2021-22: 0; 2022-23: 0; 2023-24: 0; 2024-25: 0; 2025-26: 0; 2026-27: 0; 2027-28: 0; 2028-29: 0; 2029-30: 0; 2030-31: 0; 2031-32: 0; 2032-33: 0; 2033-34: 0; 2034-35: 0; 2035-36: 0; 2036-37: 0; 2037-38: 0; 2038-39: 0; 2039-40: 0; 2040-41: 0; 2041-42: 0; 2042-43: 0; 2043-44: 0; 2044-45: 0; 2045-46: 0; 2046-47: 0; 2047-48: 0; 2048-49: 0; 2049-50: 0
49BL | Available Headroom | 11BL - 45BL | Ml/d | 2 | 2019-20: 0; 2020-21: 0; 2021-22: 0; 2022-23: 0; 2023-24: 0; 2024-25: 0; 2025-26: 0; 2026-27: 0; 2027-28: 0; 2028-29: 0; 2029-30: 0; 2030-31: 0; 2031-32: 0; 2032-33: 0; 2033-34: 0; 2034-35: 0; 2035-36: 0; 2036-37: 0; 2037-38: 0; 2038-39: 0; 2039-40: 0; 2040-41: 0; 2041-42: 0; 2042-43: 0; 2043-44: 0; 2044-45: 0; 2045-46: 0; 2046-47: 0; 2047-48: 0; 2048-49: 0; 2049-50: 0
49.1BL | Available non-potable balance (if applicable) | 1.1BL -12.1BL | Ml/d | 2 | 2019-20: 0; 2020-21: 0; 2021-22: 0; 2022-23: 0; 2023-24: 0; 2024-25: 0; 2025-26: 1.2; 2026-27: 1.2; 2027-28: 1.2; 2028-29: 1.2; 2029-30: 1.2; 2030-31: 1.2; 2031-32: 1.2; 2032-33: 1.08; 2033-34: 0.96; 2034-35: 0.72; 2035-36: 0.24; 2036-37: -0.72; 2037-38: -2.64; 2038-39: -6.48; 2039-40: -14.16; 2040-41: -29.52; 2041-42: -58.98; 2042-43: -58.98; 2043-44: -58.98; 2044-45: -58.98; 2045-46: -58.98; 2046-47: -58.98; 2047-48: -58.98; 2048-49: -58.98; 2049-50: -58.98
50BL | Supply Demand Balance |  | Ml/d | 2 | 2019-20: 0; 2020-21: 0; 2021-22: 0; 2022-23: 0; 2023-24: 0; 2024-25: 0; 2025-26: 0; 2026-27: 0; 2027-28: 0; 2028-29: 0; 2029-30: 0; 2030-31: 0; 2031-32: 0; 2032-33: 0; 2033-34: 0; 2034-35: 0; 2035-36: 0; 2036-37: 0; 2037-38: 0; 2038-39: 0; 2039-40: 0; 2040-41: 0; 2041-42: 0; 2042-43: 0; 2043-44: 0; 2044-45: 0; 2045-46: 0; 2046-47: 0; 2047-48: 0; 2048-49: 0; 2049-50: 0
Table 3e: DYCP - Final plan Options | Back to top of sheet
WRMP24 reference | Option type | Cat ID | Unit | Decimal places | 2019-20 | 2020-21 | 2021-22 | 2022-23 | 2023-24 | 2024-25 | 2025-26 | 2026-27 | 2027-28 | 2028-29 | 2029-30 | 2030-31 | 2031-32 | 2032-33 | 2033-34 | 2034-35 | 2035-36 | 2036-37 | 2037-38 | 2038-39 | 2039-40 | 2040-41 | 2041-42 | 2042-43 | 2043-44 | 2044-45 | 2045-46 | 2046-47 | 2047-48 | 2048-49 | 2049-50 | 2050-51 | 2051-52 | 2052-53 | 2053-54 | 2054-55 | 2055-56 | 2056-57 | 2057-58 | 2058-59 | 2059-60 | 2060-61 | 2061-62 | 2062-63 | 2063-64 | 2064-65 | 2065-66 | 2066-67 | 2067-68 | 2068-69 | 2069-70 | 2070-71 | 2071-72 | 2072-73 | 2073-74 | 2074-75 | 2075-76 | 2076-77 | 2077-78 | 2078-79 | 2079-80 | 2080-81 | 2081-82 | 2082-83 | 2083-84 | 2084-85 | 2085-86 | 2086-87 | 2087-88 | 2088-89 | 2089-90 | 2090-91 | 2091-92 | 2092-93 | 2093-94 | 2094-95 | 2095-96 | 2096-97 | 2097-98 | 2098-99 | 2099-100
1.11FP | Non potable supplies input reductions as -ve and increases as +ve | RSNPS | Ml/d | 2 | 2019-20: 0; 2020-21: 0; 2021-22: 0; 2022-23: 0; 2023-24: 0; 2024-25: 0; 2025-26: 0; 2026-27: 0; 2027-28: 0; 2028-29: 0; 2029-30: 0; 2030-31: 0; 2031-32: 0; 2032-33: 0; 2033-34: 0; 2034-35: 0; 2035-36: 0; 2036-37: 12; 2037-38: 12; 2038-39: 12; 2039-40: 14.16; 2040-41: 29.52; 2041-42: 58.98; 2042-43: 58.98; 2043-44: 58.98; 2044-45: 58.98; 2045-46: 58.98; 2046-47: 58.98; 2047-48: 58.98; 2048-49: 58.98; 2049-50: 58.98
2.1FP | Raw water imports | RSRWI | Ml/d | 2 | 2019-20: 0; 2020-21: 0; 2021-22: 0; 2022-23: 0; 2023-24: 0; 2024-25: 0; 2025-26: 0; 2026-27: 0; 2027-28: 0; 2028-29: 0; 2029-30: 0; 2030-31: 0; 2031-32: 0; 2032-33: 0; 2033-34: 0; 2034-35: 0; 2035-36: 0; 2036-37: 0; 2037-38: 0; 2038-39: 0; 2039-40: 0; 2040-41: 0; 2041-42: 0; 2042-43: 0; 2043-44: 0; 2044-45: 0; 2045-46: 0; 2046-47: 0; 2047-48: 0; 2048-49: 0; 2049-50: 0
3.1FP | Potable water imports input reductions as -ve | RSPWI | Ml/d | 2 | 2019-20: 0; 2020-21: 0; 2021-22: 0; 2022-23: 0; 2023-24: 0; 2024-25: 0; 2025-26: 0; 2026-27: 0; 2027-28: 0; 2028-29: 0; 2029-30: 0; 2030-31: 0; 2031-32: 0; 2032-33: 0; 2033-34: 0; 2034-35: 0; 2035-36: 0; 2036-37: 0; 2037-38: 0; 2038-39: 0; 2039-40: 0; 2040-41: 0; 2041-42: 0; 2042-43: 0; 2043-44: 0; 2044-45: 0; 2045-46: 0; 2046-47: 0; 2047-48: 0; 2048-49: 0; 2049-50: 0
4.1FP | Raw water exports input reductions as +ve and increases as -ve | RSRWE | Ml/d | 2 | 2019-20: 0; 2020-21: 0; 2021-22: 0; 2022-23: 0; 2023-24: 0; 2024-25: 0; 2025-26: 0; 2026-27: 0; 2027-28: 0; 2028-29: 0; 2029-30: 0; 2030-31: 0; 2031-32: 0; 2032-33: 0; 2033-34: 0; 2034-35: 0; 2035-36: 0; 2036-37: 0; 2037-38: 0; 2038-39: 0; 2039-40: 0; 2040-41: 0; 2041-42: 0; 2042-43: 0; 2043-44: 0; 2044-45: 0; 2045-46: 0; 2046-47: 0; 2047-48: 0; 2048-49: 0; 2049-50: 0
5.1FP | Potable water exports input reductions as +ve and increases as -ve | RSPWE | Ml/d | 2 | 2019-20: 0; 2020-21: 0; 2021-22: 0; 2022-23: 0; 2023-24: 0; 2024-25: 0; 2025-26: 0; 2026-27: 0; 2027-28: 0; 2028-29: 0; 2029-30: 0; 2030-31: 0; 2031-32: 0; 2032-33: 0; 2033-34: 0; 2034-35: 0; 2035-36: 0; 2036-37: 0; 2037-38: 0; 2038-39: 0; 2039-40: 0; 2040-41: 0; 2041-42: 0; 2042-43: 0; 2043-44: 0; 2044-45: 0; 2045-46: 0; 2046-47: 0; 2047-48: 0; 2048-49: 0; 2049-50: 0
6.2FP | DO benefit from increase raw water abstractions | RSRWA | Ml/d | 2 | 2019-20: 0; 2020-21: 0; 2021-22: 0; 2022-23: 0; 2023-24: 0; 2024-25: 0; 2025-26: 0; 2026-27: 0; 2027-28: 0; 2028-29: 0; 2029-30: 0; 2030-31: 0; 2031-32: 0; 2032-33: 0; 2033-34: 0; 2034-35: 0; 2035-36: 0; 2036-37: 0; 2037-38: 0; 2038-39: 0; 2039-40: 0; 2040-41: 0; 2041-42: 0; 2042-43: 0; 2043-44: 0; 2044-45: 0; 2045-46: 0; 2046-47: 0; 2047-48: 0; 2048-49: 0; 2049-50: 0
6.3FP | Other options to increase deployable output | RSIPO | Ml/d | 2 | 2019-20: 0; 2020-21: 0; 2021-22: 0; 2022-23: 0; 2023-24: 0; 2024-25: 0; 2025-26: 0; 2026-27: 0; 2027-28: 0; 2028-29: 0; 2029-30: 0; 2030-31: 0; 2031-32: 0; 2032-33: 0; 2033-34: 0; 2034-35: 0; 2035-36: 0; 2036-37: 0; 2037-38: 0; 2038-39: 0; 2039-40: 0; 2040-41: 0; 2041-42: 0; 2042-43: 0; 2043-44: 0; 2044-45: 0; 2045-46: 0; 2046-47: 0; 2047-48: 0; 2048-49: 0; 2049-50: 0
7.01FP | DO benefit from supply side drought measures | RSDPS | Ml/d | 2 | 2019-20: 0; 2020-21: 0; 2021-22: 0; 2022-23: 0; 2023-24: 0; 2024-25: 0; 2025-26: 0; 2026-27: 0; 2027-28: 0; 2028-29: 0; 2029-30: 0; 2030-31: 0; 2031-32: 0; 2032-33: 0; 2033-34: 0; 2034-35: 0; 2035-36: 0; 2036-37: 0; 2037-38: 0; 2038-39: 0; 2039-40: 0; 2040-41: 0; 2041-42: 0; 2042-43: 0; 2043-44: 0; 2044-45: 0; 2045-46: 0; 2046-47: 0; 2047-48: 0; 2048-49: 0; 2049-50: 0
7.02FP | DO benefit from demand side drought measures | RSDPD | Ml/d | 2 | 2019-20: 0; 2020-21: 0; 2021-22: 0; 2022-23: 0; 2023-24: 0; 2024-25: 0; 2025-26: 0; 2026-27: 0; 2027-28: 0; 2028-29: 0; 2029-30: 0; 2030-31: 0; 2031-32: 0; 2032-33: 0; 2033-34: 0; 2034-35: 0; 2035-36: 0; 2036-37: 0; 2037-38: 0; 2038-39: 0; 2039-40: 0; 2040-41: 0; 2041-42: 0; 2042-43: 0; 2043-44: 0; 2044-45: 0; 2045-46: 0; 2046-47: 0; 2047-48: 0; 2048-49: 0; 2049-50: 0
8.1FP | Reduce raw water losses and operational use input as -ve | RSLOU | Ml/d | 2 | 2019-20: 0; 2020-21: 0; 2021-22: 0; 2022-23: 0; 2023-24: 0; 2024-25: 0; 2025-26: 0; 2026-27: 0; 2027-28: 0; 2028-29: 0; 2029-30: 0; 2030-31: 0; 2031-32: 0; 2032-33: 0; 2033-34: 0; 2034-35: 0; 2035-36: 0; 2036-37: 0; 2037-38: 0; 2038-39: 0; 2039-40: 0; 2040-41: 0; 2041-42: 0; 2042-43: 0; 2043-44: 0; 2044-45: 0; 2045-46: 0; 2046-47: 0; 2047-48: 0; 2048-49: 0; 2049-50: 0
8.2FP | Reduce treatment works losses input as -ve | PSTWL | Ml/d | 2 | 2019-20: 0; 2020-21: 0; 2021-22: 0; 2022-23: 0; 2023-24: 0; 2024-25: 0; 2025-26: 0; 2026-27: 0; 2027-28: 0; 2028-29: 0; 2029-30: 0; 2030-31: 0; 2031-32: 0; 2032-33: 0; 2033-34: 0; 2034-35: 0; 2035-36: 0; 2036-37: 0; 2037-38: 0; 2038-39: 0; 2039-40: 0; 2040-41: 0; 2041-42: 0; 2042-43: 0; 2043-44: 0; 2044-45: 0; 2045-46: 0; 2046-47: 0; 2047-48: 0; 2048-49: 0; 2049-50: 0
9.1FP | Reduce outages input as -ve | PSROU | Ml/d | 2 | 2019-20: 0; 2020-21: 0; 2021-22: 0; 2022-23: 0; 2023-24: 0; 2024-25: 0; 2025-26: 0; 2026-27: 0; 2027-28: 0; 2028-29: 0; 2029-30: 0; 2030-31: 0; 2031-32: 0; 2032-33: 0; 2033-34: 0; 2034-35: 0; 2035-36: 0; 2036-37: 0; 2037-38: 0; 2038-39: 0; 2039-40: 0; 2040-41: 0; 2041-42: 0; 2042-43: 0; 2043-44: 0; 2044-45: 0; 2045-46: 0; 2046-47: 0; 2047-48: 0; 2048-49: 0; 2049-50: 0
12.2FP | Change volume delivered to measured non households input reductions as -ve, line to include both measured non-household consumption and USPL options | CVMNH | Ml/d | 2 | 2019-20: 0; 2020-21: 0; 2021-22: 0; 2022-23: 0; 2023-24: 0; 2024-25: 0; 2025-26: 0; 2026-27: 0; 2027-28: 0; 2028-29: 0; 2029-30: 0; 2030-31: 0; 2031-32: 0; 2032-33: 0; 2033-34: 0; 2034-35: 0; 2035-36: 0; 2036-37: 0; 2037-38: 0; 2038-39: 0; 2039-40: 0; 2040-41: 0; 2041-42: 0; 2042-43: 0; 2043-44: 0; 2044-45: 0; 2045-46: 0; 2046-47: 0; 2047-48: 0; 2048-49: 0; 2049-50: 0
13.1FP | Change volume delivered to unmeasured non households input reductions as -ve, line to include both unmeasured non-household consumption and USPL options | CVUNH | Ml/d | 2 | 2019-20: 0; 2020-21: 0; 2021-22: 0; 2022-23: 0; 2023-24: 0; 2024-25: 0; 2025-26: 0; 2026-27: 0; 2027-28: 0; 2028-29: 0; 2029-30: 0; 2030-31: 0; 2031-32: 0; 2032-33: 0; 2033-34: 0; 2034-35: 0; 2035-36: 0; 2036-37: 0; 2037-38: 0; 2038-39: 0; 2039-40: 0; 2040-41: 0; 2041-42: 0; 2042-43: 0; 2043-44: 0; 2044-45: 0; 2045-46: 0; 2046-47: 0; 2047-48: 0; 2048-49: 0; 2049-50: 0
14.1FP | Change volume delivered to measured households input reductions as -ve, line to include both measured household consumption and USPL options | CVMHH | Ml/d | 2 | 2019-20: 0; 2020-21: 0; 2021-22: 0; 2022-23: 0; 2023-24: 0; 2024-25: 0; 2025-26: 0; 2026-27: 0; 2027-28: 0; 2028-29: 0; 2029-30: 0; 2030-31: 0; 2031-32: 0; 2032-33: 0; 2033-34: 0; 2034-35: 0; 2035-36: 0; 2036-37: 0; 2037-38: 0; 2038-39: 0; 2039-40: 0; 2040-41: 0; 2041-42: 0; 2042-43: 0; 2043-44: 0; 2044-45: 0; 2045-46: 0; 2046-47: 0; 2047-48: 0; 2048-49: 0; 2049-50: 0
15.1FP | Change volume delivered to unmeasured households input reductions as -ve, line to include both unmeasured household consumption and USPL options | CVUHH | Ml/d | 2 | 2019-20: 0; 2020-21: 0; 2021-22: 0; 2022-23: 0; 2023-24: 0; 2024-25: 0; 2025-26: 0; 2026-27: 0; 2027-28: 0; 2028-29: 0; 2029-30: 0; 2030-31: 0; 2031-32: 0; 2032-33: 0; 2033-34: 0; 2034-35: 0; 2035-36: 0; 2036-37: 0; 2037-38: 0; 2038-39: 0; 2039-40: 0; 2040-41: 0; 2041-42: 0; 2042-43: 0; 2043-44: 0; 2044-45: 0; 2045-46: 0; 2046-47: 0; 2047-48: 0; 2048-49: 0; 2049-50: 0
21.1FP | Options to reduce water taken unbilled input as -ve | CSWTU | Ml/d | 2 | 2019-20: 0; 2020-21: 0; 2021-22: 0; 2022-23: 0; 2023-24: 0; 2024-25: 0; 2025-26: 0; 2026-27: 0; 2027-28: 0; 2028-29: 0; 2029-30: 0; 2030-31: 0; 2031-32: 0; 2032-33: 0; 2033-34: 0; 2034-35: 0; 2035-36: 0; 2036-37: 0; 2037-38: 0; 2038-39: 0; 2039-40: 0; 2040-41: 0; 2041-42: 0; 2042-43: 0; 2043-44: 0; 2044-45: 0; 2045-46: 0; 2046-47: 0; 2047-48: 0; 2048-49: 0; 2049-50: 0
22.1FP | Reduce distribution system operational use (DSOU) input as -ve | DSDOU | Ml/d | 2 | 2019-20: 0; 2020-21: 0; 2021-22: 0; 2022-23: 0; 2023-24: 0; 2024-25: 0; 2025-26: 0; 2026-27: 0; 2027-28: 0; 2028-29: 0; 2029-30: 0; 2030-31: 0; 2031-32: 0; 2032-33: 0; 2033-34: 0; 2034-35: 0; 2035-36: 0; 2036-37: 0; 2037-38: 0; 2038-39: 0; 2039-40: 0; 2040-41: 0; 2041-42: 0; 2042-43: 0; 2043-44: 0; 2044-45: 0; 2045-46: 0; 2046-47: 0; 2047-48: 0; 2048-49: 0; 2049-50: 0
23.1FP | Options impacting on measured Non Household - USPL input reductions as -ve | CUMNH | Ml/d | 2 | 2019-20: 0; 2020-21: 0; 2021-22: 0; 2022-23: 0; 2023-24: 0; 2024-25: 0; 2025-26: 0; 2026-27: 0; 2027-28: 0; 2028-29: 0; 2029-30: 0; 2030-31: 0; 2031-32: 0; 2032-33: 0; 2033-34: 0; 2034-35: 0; 2035-36: 0; 2036-37: 0; 2037-38: 0; 2038-39: 0; 2039-40: 0; 2040-41: 0; 2041-42: 0; 2042-43: 0; 2043-44: 0; 2044-45: 0; 2045-46: 0; 2046-47: 0; 2047-48: 0; 2048-49: 0; 2049-50: 0
24.1FP | Options impacting on unmeasured Non Household - USPL input reductions as -ve | CUUNH | Ml/d | 2 | 2019-20: 0; 2020-21: 0; 2021-22: 0; 2022-23: 0; 2023-24: 0; 2024-25: 0; 2025-26: 0; 2026-27: 0; 2027-28: 0; 2028-29: 0; 2029-30: 0; 2030-31: 0; 2031-32: 0; 2032-33: 0; 2033-34: 0; 2034-35: 0; 2035-36: 0; 2036-37: 0; 2037-38: 0; 2038-39: 0; 2039-40: 0; 2040-41: 0; 2041-42: 0; 2042-43: 0; 2043-44: 0; 2044-45: 0; 2045-46: 0; 2046-47: 0; 2047-48: 0; 2048-49: 0; 2049-50: 0
25.1FP | Options impacting on measured Household - USPL input reductions as -ve | CUMHH | Ml/d | 2 | 2019-20: 0; 2020-21: 0; 2021-22: 0; 2022-23: 0; 2023-24: 0; 2024-25: 0; 2025-26: 0; 2026-27: 0; 2027-28: 0; 2028-29: 0; 2029-30: 0; 2030-31: 0; 2031-32: 0; 2032-33: 0; 2033-34: 0; 2034-35: 0; 2035-36: 0; 2036-37: 0; 2037-38: 0; 2038-39: 0; 2039-40: 0; 2040-41: 0; 2041-42: 0; 2042-43: 0; 2043-44: 0; 2044-45: 0; 2045-46: 0; 2046-47: 0; 2047-48: 0; 2048-49: 0; 2049-50: 0
26.1FP | Options impacting on unmeasured Household - USPL input reductions as -ve | CUUHH | Ml/d | 2 | 2019-20: 0; 2020-21: 0; 2021-22: 0; 2022-23: 0; 2023-24: 0; 2024-25: 0; 2025-26: 0; 2026-27: 0; 2027-28: 0; 2028-29: 0; 2029-30: 0; 2030-31: 0; 2031-32: 0; 2032-33: 0; 2033-34: 0; 2034-35: 0; 2035-36: 0; 2036-37: 0; 2037-38: 0; 2038-39: 0; 2039-40: 0; 2040-41: 0; 2041-42: 0; 2042-43: 0; 2043-44: 0; 2044-45: 0; 2045-46: 0; 2046-47: 0; 2047-48: 0; 2048-49: 0; 2049-50: 0
27.1FP | Options impacting on Void properties - USPL input reductions as -ve | CUVPP | Ml/d | 2 | 2019-20: 0; 2020-21: 0; 2021-22: 0; 2022-23: 0; 2023-24: 0; 2024-25: 0; 2025-26: 0; 2026-27: 0; 2027-28: 0; 2028-29: 0; 2029-30: 0; 2030-31: 0; 2031-32: 0; 2032-33: 0; 2033-34: 0; 2034-35: 0; 2035-36: 0; 2036-37: 0; 2037-38: 0; 2038-39: 0; 2039-40: 0; 2040-41: 0; 2041-42: 0; 2042-43: 0; 2043-44: 0; 2044-45: 0; 2045-46: 0; 2046-47: 0; 2047-48: 0; 2048-49: 0; 2049-50: 0
28.1FP | Reduce distribution losses input as -ve | DSRDL | Ml/d | 2 | 2019-20: 0; 2020-21: 0; 2021-22: 0; 2022-23: 0; 2023-24: 0; 2024-25: 0; 2025-26: 0; 2026-27: 0; 2027-28: 0; 2028-29: 0; 2029-30: 0; 2030-31: 0; 2031-32: 0; 2032-33: 0; 2033-34: 0; 2034-35: 0; 2035-36: 0; 2036-37: 0; 2037-38: 0; 2038-39: 0; 2039-40: 0; 2040-41: 0; 2041-42: 0; 2042-43: 0; 2043-44: 0; 2044-45: 0; 2045-46: 0; 2046-47: 0; 2047-48: 0; 2048-49: 0; 2049-50: 0
Table 3f: DYCP - Final plan | Back to top of sheet
WRMP24 reference | Component | Derivation | Unit | Decimal places | 2019-20 | 2020-21 | 2021-22 | 2022-23 | 2023-24 | 2024-25 | 2025-26 | 2026-27 | 2027-28 | 2028-29 | 2029-30 | 2030-31 | 2031-32 | 2032-33 | 2033-34 | 2034-35 | 2035-36 | 2036-37 | 2037-38 | 2038-39 | 2039-40 | 2040-41 | 2041-42 | 2042-43 | 2043-44 | 2044-45 | 2045-46 | 2046-47 | 2047-48 | 2048-49 | 2049-50 | 2050-51 | 2051-52 | 2052-53 | 2053-54 | 2054-55 | 2055-56 | 2056-57 | 2057-58 | 2058-59 | 2059-60 | 2060-61 | 2061-62 | 2062-63 | 2063-64 | 2064-65 | 2065-66 | 2066-67 | 2067-68 | 2068-69 | 2069-70 | 2070-71 | 2071-72 | 2072-73 | 2073-74 | 2074-75 | 2075-76 | 2076-77 | 2077-78 | 2078-79 | 2079-80 | 2080-81 | 2081-82 | 2082-83 | 2083-84 | 2084-85 | 2085-86 | 2086-87 | 2087-88 | 2088-89 | 2089-90 | 2090-91 | 2091-92 | 2092-93 | 2093-94 | 2094-95 | 2095-96 | 2096-97 | 2097-98 | 2098-99 | 2099-100
1FP | Raw water abstracted | Input | Ml/d | 2 | 2019-20: 0; 2020-21: 0; 2021-22: 0; 2022-23: 0; 2023-24: 0; 2024-25: 0; 2025-26: 0; 2026-27: 0; 2027-28: 0; 2028-29: 0; 2029-30: 0; 2030-31: 0; 2031-32: 0; 2032-33: 0; 2033-34: 0; 2034-35: 0; 2035-36: 0; 2036-37: 0; 2037-38: 0; 2038-39: 0; 2039-40: 0; 2040-41: 0; 2041-42: 0; 2042-43: 0; 2043-44: 0; 2044-45: 0; 2045-46: 0; 2046-47: 0; 2047-48: 0; 2048-49: 0; 2049-50: 0
1.1FP | Non-potable water supplies | 1.1BL + 1.11FP | Ml/d | 2 | 2019-20: 0; 2020-21: 0; 2021-22: 0; 2022-23: 0; 2023-24: 0; 2024-25: 0; 2025-26: 50.8; 2026-27: 50.8; 2027-28: 50.8; 2028-29: 50.8; 2029-30: 50.8; 2030-31: 50.8; 2031-32: 50.8; 2032-33: 50.8; 2033-34: 50.8; 2034-35: 50.8; 2035-36: 50.8; 2036-37: 62.8; 2037-38: 62.8; 2038-39: 62.8; 2039-40: 64.96; 2040-41: 80.32; 2041-42: 109.78; 2042-43: 109.78; 2043-44: 109.78; 2044-45: 109.78; 2045-46: 109.78; 2046-47: 109.78; 2047-48: 109.78; 2048-49: 109.78; 2049-50: 109.78
2FP | Raw water imported | 2BL + 2.1FP | Ml/d | 2 | 2019-20: 0; 2020-21: 0; 2021-22: 0; 2022-23: 0; 2023-24: 0; 2024-25: 0; 2025-26: 0; 2026-27: 0; 2027-28: 0; 2028-29: 0; 2029-30: 0; 2030-31: 0; 2031-32: 0; 2032-33: 0; 2033-34: 0; 2034-35: 0; 2035-36: 0; 2036-37: 0; 2037-38: 0; 2038-39: 0; 2039-40: 0; 2040-41: 0; 2041-42: 0; 2042-43: 0; 2043-44: 0; 2044-45: 0; 2045-46: 0; 2046-47: 0; 2047-48: 0; 2048-49: 0; 2049-50: 0
3FP | Potable water imported | 3BL + 3.1FP | Ml/d | 2 | 2019-20: 0; 2020-21: 0; 2021-22: 0; 2022-23: 0; 2023-24: 0; 2024-25: 0; 2025-26: 0; 2026-27: 0; 2027-28: 0; 2028-29: 0; 2029-30: 0; 2030-31: 0; 2031-32: 0; 2032-33: 0; 2033-34: 0; 2034-35: 0; 2035-36: 0; 2036-37: 0; 2037-38: 0; 2038-39: 0; 2039-40: 0; 2040-41: 0; 2041-42: 0; 2042-43: 0; 2043-44: 0; 2044-45: 0; 2045-46: 0; 2046-47: 0; 2047-48: 0; 2048-49: 0; 2049-50: 0
4FP | Raw water exported enter as -ve | 4BL + 4.1FP | Ml/d | 2 | 2019-20: 0; 2020-21: 0; 2021-22: 0; 2022-23: 0; 2023-24: 0; 2024-25: 0; 2025-26: 0; 2026-27: 0; 2027-28: 0; 2028-29: 0; 2029-30: 0; 2030-31: 0; 2031-32: 0; 2032-33: 0; 2033-34: 0; 2034-35: 0; 2035-36: 0; 2036-37: 0; 2037-38: 0; 2038-39: 0; 2039-40: 0; 2040-41: 0; 2041-42: 0; 2042-43: 0; 2043-44: 0; 2044-45: 0; 2045-46: 0; 2046-47: 0; 2047-48: 0; 2048-49: 0; 2049-50: 0
5FP | Potable water exported enter as -ve | 5BL + 5.1FP | Ml/d | 2 | 2019-20: 0; 2020-21: 0; 2021-22: 0; 2022-23: 0; 2023-24: 0; 2024-25: 0; 2025-26: 0; 2026-27: 0; 2027-28: 0; 2028-29: 0; 2029-30: 0; 2030-31: 0; 2031-32: 0; 2032-33: 0; 2033-34: 0; 2034-35: 0; 2035-36: 0; 2036-37: 0; 2037-38: 0; 2038-39: 0; 2039-40: 0; 2040-41: 0; 2041-42: 0; 2042-43: 0; 2043-44: 0; 2044-45: 0; 2045-46: 0; 2046-47: 0; 2047-48: 0; 2048-49: 0; 2049-50: 0
6.1FP | Deployable Output post forecast changes | 6.1BL + 6.2FP + 6.3FP +7.01FP +7.02FP | Ml/d | 2 | 2019-20: 0; 2020-21: 0; 2021-22: 0; 2022-23: 0; 2023-24: 0; 2024-25: 0; 2025-26: 0; 2026-27: 0; 2027-28: 0; 2028-29: 0; 2029-30: 0; 2030-31: 0; 2031-32: 0; 2032-33: 0; 2033-34: 0; 2034-35: 0; 2035-36: 0; 2036-37: 0; 2037-38: 0; 2038-39: 0; 2039-40: 0; 2040-41: 0; 2041-42: 0; 2042-43: 0; 2043-44: 0; 2044-45: 0; 2045-46: 0; 2046-47: 0; 2047-48: 0; 2048-49: 0; 2049-50: 0
8FP | Raw water losses, treatment works losses and operational use | 8BL + 8.1FP + 8.2FP | Ml/d | 2 | 2019-20: 0; 2020-21: 0; 2021-22: 0; 2022-23: 0; 2023-24: 0; 2024-25: 0; 2025-26: 0; 2026-27: 0; 2027-28: 0; 2028-29: 0; 2029-30: 0; 2030-31: 0; 2031-32: 0; 2032-33: 0; 2033-34: 0; 2034-35: 0; 2035-36: 0; 2036-37: 0; 2037-38: 0; 2038-39: 0; 2039-40: 0; 2040-41: 0; 2041-42: 0; 2042-43: 0; 2043-44: 0; 2044-45: 0; 2045-46: 0; 2046-47: 0; 2047-48: 0; 2048-49: 0; 2049-50: 0
9FP | Total Outage Allowance | 9BL + 9.1FP | Ml/d | 2 | 2019-20: 0; 2020-21: 0; 2021-22: 0; 2022-23: 0; 2023-24: 0; 2024-25: 0; 2025-26: 0; 2026-27: 0; 2027-28: 0; 2028-29: 0; 2029-30: 0; 2030-31: 0; 2031-32: 0; 2032-33: 0; 2033-34: 0; 2034-35: 0; 2035-36: 0; 2036-37: 0; 2037-38: 0; 2038-39: 0; 2039-40: 0; 2040-41: 0; 2041-42: 0; 2042-43: 0; 2043-44: 0; 2044-45: 0; 2045-46: 0; 2046-47: 0; 2047-48: 0; 2048-49: 0; 2049-50: 0
10FP | Water Available For Use (own sources) | (6.1FP) - (8FP + 9FP) | Ml/d | 2 | 2019-20: 0; 2020-21: 0; 2021-22: 0; 2022-23: 0; 2023-24: 0; 2024-25: 0; 2025-26: 0; 2026-27: 0; 2027-28: 0; 2028-29: 0; 2029-30: 0; 2030-31: 0; 2031-32: 0; 2032-33: 0; 2033-34: 0; 2034-35: 0; 2035-36: 0; 2036-37: 0; 2037-38: 0; 2038-39: 0; 2039-40: 0; 2040-41: 0; 2041-42: 0; 2042-43: 0; 2043-44: 0; 2044-45: 0; 2045-46: 0; 2046-47: 0; 2047-48: 0; 2048-49: 0; 2049-50: 0
11FP | Total Water Available For Use | 10FP + sum (2FP:5FP) | Ml/d | 2 | 2019-20: 0; 2020-21: 0; 2021-22: 0; 2022-23: 0; 2023-24: 0; 2024-25: 0; 2025-26: 0; 2026-27: 0; 2027-28: 0; 2028-29: 0; 2029-30: 0; 2030-31: 0; 2031-32: 0; 2032-33: 0; 2033-34: 0; 2034-35: 0; 2035-36: 0; 2036-37: 0; 2037-38: 0; 2038-39: 0; 2039-40: 0; 2040-41: 0; 2041-42: 0; 2042-43: 0; 2043-44: 0; 2044-45: 0; 2045-46: 0; 2046-47: 0; 2047-48: 0; 2048-49: 0; 2049-50: 0
12FP | Water delivered measured non-household | 12BL + 12.2FP | Ml/d | 2 | 2019-20: 0; 2020-21: 0; 2021-22: 0; 2022-23: 0; 2023-24: 0; 2024-25: 0; 2025-26: 0; 2026-27: 0; 2027-28: 0; 2028-29: 0; 2029-30: 0; 2030-31: 0; 2031-32: 0; 2032-33: 0; 2033-34: 0; 2034-35: 0; 2035-36: 0; 2036-37: 0; 2037-38: 0; 2038-39: 0; 2039-40: 0; 2040-41: 0; 2041-42: 0; 2042-43: 0; 2043-44: 0; 2044-45: 0; 2045-46: 0; 2046-47: 0; 2047-48: 0; 2048-49: 0; 2049-50: 0
12.1FP | Non-potable water consumption | Input | Ml/d | 2 | 2019-20: 0; 2020-21: 0; 2021-22: 0; 2022-23: 0; 2023-24: 0; 2024-25: 0; 2025-26: 0; 2026-27: 0; 2027-28: 0; 2028-29: 0; 2029-30: 0; 2030-31: 0; 2031-32: 0; 2032-33: 0; 2033-34: 0; 2034-35: 0; 2035-36: 0; 2036-37: 0; 2037-38: 0; 2038-39: 0; 2039-40: 0; 2040-41: 0; 2041-42: 0; 2042-43: 0; 2043-44: 0; 2044-45: 0; 2045-46: 0; 2046-47: 0; 2047-48: 0; 2048-49: 0; 2049-50: 0
13FP | Water delivered unmeasured non-household | 13BL + 13.1FP | Ml/d | 2 | 2019-20: 0; 2020-21: 0; 2021-22: 0; 2022-23: 0; 2023-24: 0; 2024-25: 0; 2025-26: 0; 2026-27: 0; 2027-28: 0; 2028-29: 0; 2029-30: 0; 2030-31: 0; 2031-32: 0; 2032-33: 0; 2033-34: 0; 2034-35: 0; 2035-36: 0; 2036-37: 0; 2037-38: 0; 2038-39: 0; 2039-40: 0; 2040-41: 0; 2041-42: 0; 2042-43: 0; 2043-44: 0; 2044-45: 0; 2045-46: 0; 2046-47: 0; 2047-48: 0; 2048-49: 0; 2049-50: 0
14FP | Water delivered measured household | 14BL + 14.1FP | Ml/d | 2 | 2019-20: 0; 2020-21: 0; 2021-22: 0; 2022-23: 0; 2023-24: 0; 2024-25: 0; 2025-26: 0; 2026-27: 0; 2027-28: 0; 2028-29: 0; 2029-30: 0; 2030-31: 0; 2031-32: 0; 2032-33: 0; 2033-34: 0; 2034-35: 0; 2035-36: 0; 2036-37: 0; 2037-38: 0; 2038-39: 0; 2039-40: 0; 2040-41: 0; 2041-42: 0; 2042-43: 0; 2043-44: 0; 2044-45: 0; 2045-46: 0; 2046-47: 0; 2047-48: 0; 2048-49: 0; 2049-50: 0
15FP | Water delivered unmeasured household | 15BL + 15.1FP | Ml/d | 2 | 2019-20: 0; 2020-21: 0; 2021-22: 0; 2022-23: 0; 2023-24: 0; 2024-25: 0; 2025-26: 0; 2026-27: 0; 2027-28: 0; 2028-29: 0; 2029-30: 0; 2030-31: 0; 2031-32: 0; 2032-33: 0; 2033-34: 0; 2034-35: 0; 2035-36: 0; 2036-37: 0; 2037-38: 0; 2038-39: 0; 2039-40: 0; 2040-41: 0; 2041-42: 0; 2042-43: 0; 2043-44: 0; 2044-45: 0; 2045-46: 0; 2046-47: 0; 2047-48: 0; 2048-49: 0; 2049-50: 0
16FP | Percentage of consumption driven by climate change | 16BL | % | 1 | bar: 2019-20 to 2049-50
17FP | Volume of consumption driven by climate change | 16FP * (12FP + sum(13FP:15FP) - sum (23FP:26FP)) | Ml/d | 2 | 2019-20: 0; 2020-21: 0; 2021-22: 0; 2022-23: 0; 2023-24: 0; 2024-25: 0; 2025-26: 0; 2026-27: 0; 2027-28: 0; 2028-29: 0; 2029-30: 0; 2030-31: 0; 2031-32: 0; 2032-33: 0; 2033-34: 0; 2034-35: 0; 2035-36: 0; 2036-37: 0; 2037-38: 0; 2038-39: 0; 2039-40: 0; 2040-41: 0; 2041-42: 0; 2042-43: 0; 2043-44: 0; 2044-45: 0; 2045-46: 0; 2046-47: 0; 2047-48: 0; 2048-49: 0; 2049-50: 0
18FP | Measured Household - PCC | ((14FP - 25FP) * 1,000,000) / (39FP * 1000) | l/h/d | 1 | 2019-20: #DIV/0!; 2020-21: #DIV/0!; 2021-22: #DIV/0!; 2022-23: #DIV/0!; 2023-24: #DIV/0!; 2024-25: #DIV/0!; 2025-26: #DIV/0!; 2026-27: #DIV/0!; 2027-28: #DIV/0!; 2028-29: #DIV/0!; 2029-30: #DIV/0!; 2030-31: #DIV/0!; 2031-32: #DIV/0!; 2032-33: #DIV/0!; 2033-34: #DIV/0!; 2034-35: #DIV/0!; 2035-36: #DIV/0!; 2036-37: #DIV/0!; 2037-38: #DIV/0!; 2038-39: #DIV/0!; 2039-40: #DIV/0!; 2040-41: #DIV/0!; 2041-42: #DIV/0!; 2042-43: #DIV/0!; 2043-44: #DIV/0!; 2044-45: #DIV/0!; 2045-46: #DIV/0!; 2046-47: #DIV/0!; 2047-48: #DIV/0!; 2048-49: #DIV/0!; 2049-50: #DIV/0!
19FP | Unmeasured Household - PCC | ((15FP - 26FP) * 1,000,000) / (40FP * 1000) | l/h/d | 1 | 2019-20: #DIV/0!; 2020-21: #DIV/0!; 2021-22: #DIV/0!; 2022-23: #DIV/0!; 2023-24: #DIV/0!; 2024-25: #DIV/0!; 2025-26: #DIV/0!; 2026-27: #DIV/0!; 2027-28: #DIV/0!; 2028-29: #DIV/0!; 2029-30: #DIV/0!; 2030-31: #DIV/0!; 2031-32: #DIV/0!; 2032-33: #DIV/0!; 2033-34: #DIV/0!; 2034-35: #DIV/0!; 2035-36: #DIV/0!; 2036-37: #DIV/0!; 2037-38: #DIV/0!; 2038-39: #DIV/0!; 2039-40: #DIV/0!; 2040-41: #DIV/0!; 2041-42: #DIV/0!; 2042-43: #DIV/0!; 2043-44: #DIV/0!; 2044-45: #DIV/0!; 2045-46: #DIV/0!; 2046-47: #DIV/0!; 2047-48: #DIV/0!; 2048-49: #DIV/0!; 2049-50: #DIV/0!
20FP | Average Household - PCC | (((14FP - 25FP) + (15FP - 26FP)) * 1,000,000)/ ((39FP + 40FP) * 1,000) | l/h/d | 1 | 2019-20: #DIV/0!; 2020-21: #DIV/0!; 2021-22: #DIV/0!; 2022-23: #DIV/0!; 2023-24: #DIV/0!; 2024-25: #DIV/0!; 2025-26: #DIV/0!; 2026-27: #DIV/0!; 2027-28: #DIV/0!; 2028-29: #DIV/0!; 2029-30: #DIV/0!; 2030-31: #DIV/0!; 2031-32: #DIV/0!; 2032-33: #DIV/0!; 2033-34: #DIV/0!; 2034-35: #DIV/0!; 2035-36: #DIV/0!; 2036-37: #DIV/0!; 2037-38: #DIV/0!; 2038-39: #DIV/0!; 2039-40: #DIV/0!; 2040-41: #DIV/0!; 2041-42: #DIV/0!; 2042-43: #DIV/0!; 2043-44: #DIV/0!; 2044-45: #DIV/0!; 2045-46: #DIV/0!; 2046-47: #DIV/0!; 2047-48: #DIV/0!; 2048-49: #DIV/0!; 2049-50: #DIV/0!
21FP | Water taken unbilled | 21BL + 21.1FP | Ml/d | 2 | 2019-20: 0; 2020-21: 0; 2021-22: 0; 2022-23: 0; 2023-24: 0; 2024-25: 0; 2025-26: 0; 2026-27: 0; 2027-28: 0; 2028-29: 0; 2029-30: 0; 2030-31: 0; 2031-32: 0; 2032-33: 0; 2033-34: 0; 2034-35: 0; 2035-36: 0; 2036-37: 0; 2037-38: 0; 2038-39: 0; 2039-40: 0; 2040-41: 0; 2041-42: 0; 2042-43: 0; 2043-44: 0; 2044-45: 0; 2045-46: 0; 2046-47: 0; 2047-48: 0; 2048-49: 0; 2049-50: 0
22FP | Distribution system operational use | 22BL + 22.1FP | Ml/d | 2 | 2019-20: 0; 2020-21: 0; 2021-22: 0; 2022-23: 0; 2023-24: 0; 2024-25: 0; 2025-26: 0; 2026-27: 0; 2027-28: 0; 2028-29: 0; 2029-30: 0; 2030-31: 0; 2031-32: 0; 2032-33: 0; 2033-34: 0; 2034-35: 0; 2035-36: 0; 2036-37: 0; 2037-38: 0; 2038-39: 0; 2039-40: 0; 2040-41: 0; 2041-42: 0; 2042-43: 0; 2043-44: 0; 2044-45: 0; 2045-46: 0; 2046-47: 0; 2047-48: 0; 2048-49: 0; 2049-50: 0
23FP | Measured Non Household - USPL | 23BL + 23.1FP | Ml/d | 2 | 2019-20: 0; 2020-21: 0; 2021-22: 0; 2022-23: 0; 2023-24: 0; 2024-25: 0; 2025-26: 0; 2026-27: 0; 2027-28: 0; 2028-29: 0; 2029-30: 0; 2030-31: 0; 2031-32: 0; 2032-33: 0; 2033-34: 0; 2034-35: 0; 2035-36: 0; 2036-37: 0; 2037-38: 0; 2038-39: 0; 2039-40: 0; 2040-41: 0; 2041-42: 0; 2042-43: 0; 2043-44: 0; 2044-45: 0; 2045-46: 0; 2046-47: 0; 2047-48: 0; 2048-49: 0; 2049-50: 0
24FP | Unmeasured Non Household - USPL | 24BL + 24.1FP | Ml/d | 2 | 2019-20: 0; 2020-21: 0; 2021-22: 0; 2022-23: 0; 2023-24: 0; 2024-25: 0; 2025-26: 0; 2026-27: 0; 2027-28: 0; 2028-29: 0; 2029-30: 0; 2030-31: 0; 2031-32: 0; 2032-33: 0; 2033-34: 0; 2034-35: 0; 2035-36: 0; 2036-37: 0; 2037-38: 0; 2038-39: 0; 2039-40: 0; 2040-41: 0; 2041-42: 0; 2042-43: 0; 2043-44: 0; 2044-45: 0; 2045-46: 0; 2046-47: 0; 2047-48: 0; 2048-49: 0; 2049-50: 0
25FP | Measured Household - USPL | 25BL + 25.1FP | Ml/d | 2 | 2019-20: 0; 2020-21: 0; 2021-22: 0; 2022-23: 0; 2023-24: 0; 2024-25: 0; 2025-26: 0; 2026-27: 0; 2027-28: 0; 2028-29: 0; 2029-30: 0; 2030-31: 0; 2031-32: 0; 2032-33: 0; 2033-34: 0; 2034-35: 0; 2035-36: 0; 2036-37: 0; 2037-38: 0; 2038-39: 0; 2039-40: 0; 2040-41: 0; 2041-42: 0; 2042-43: 0; 2043-44: 0; 2044-45: 0; 2045-46: 0; 2046-47: 0; 2047-48: 0; 2048-49: 0; 2049-50: 0
26FP | Unmeasured Household - USPL | 26BL + 26.1BL | Ml/d | 2 | 2019-20: 0; 2020-21: 0; 2021-22: 0; 2022-23: 0; 2023-24: 0; 2024-25: 0; 2025-26: 0; 2026-27: 0; 2027-28: 0; 2028-29: 0; 2029-30: 0; 2030-31: 0; 2031-32: 0; 2032-33: 0; 2033-34: 0; 2034-35: 0; 2035-36: 0; 2036-37: 0; 2037-38: 0; 2038-39: 0; 2039-40: 0; 2040-41: 0; 2041-42: 0; 2042-43: 0; 2043-44: 0; 2044-45: 0; 2045-46: 0; 2046-47: 0; 2047-48: 0; 2048-49: 0; 2049-50: 0
27FP | Void Properties - USPL | 27BL + 27.1FP | Ml/d | 2 | 2019-20: 0; 2020-21: 0; 2021-22: 0; 2022-23: 0; 2023-24: 0; 2024-25: 0; 2025-26: 0; 2026-27: 0; 2027-28: 0; 2028-29: 0; 2029-30: 0; 2030-31: 0; 2031-32: 0; 2032-33: 0; 2033-34: 0; 2034-35: 0; 2035-36: 0; 2036-37: 0; 2037-38: 0; 2038-39: 0; 2039-40: 0; 2040-41: 0; 2041-42: 0; 2042-43: 0; 2043-44: 0; 2044-45: 0; 2045-46: 0; 2046-47: 0; 2047-48: 0; 2048-49: 0; 2049-50: 0
28FP | Distribution losses | 28BL + 28.1FP | Ml/d | 2 | 2019-20: 0; 2020-21: 0; 2021-22: 0; 2022-23: 0; 2023-24: 0; 2024-25: 0; 2025-26: 0; 2026-27: 0; 2027-28: 0; 2028-29: 0; 2029-30: 0; 2030-31: 0; 2031-32: 0; 2032-33: 0; 2033-34: 0; 2034-35: 0; 2035-36: 0; 2036-37: 0; 2037-38: 0; 2038-39: 0; 2039-40: 0; 2040-41: 0; 2041-42: 0; 2042-43: 0; 2043-44: 0; 2044-45: 0; 2045-46: 0; 2046-47: 0; 2047-48: 0; 2048-49: 0; 2049-50: 0
29FP | Total Leakage | sum (23FP:28FP) | Ml/d | 2 | 2019-20: 0; 2020-21: 0; 2021-22: 0; 2022-23: 0; 2023-24: 0; 2024-25: 0; 2025-26: 0; 2026-27: 0; 2027-28: 0; 2028-29: 0; 2029-30: 0; 2030-31: 0; 2031-32: 0; 2032-33: 0; 2033-34: 0; 2034-35: 0; 2035-36: 0; 2036-37: 0; 2037-38: 0; 2038-39: 0; 2039-40: 0; 2040-41: 0; 2041-42: 0; 2042-43: 0; 2043-44: 0; 2044-45: 0; 2045-46: 0; 2046-47: 0; 2047-48: 0; 2048-49: 0; 2049-50: 0
30FP | Leakage/property | (29FP * 1,000,000) / (36FP * 1,000) | l/prop/d | 2 | 2019-20: #DIV/0!; 2020-21: #DIV/0!; 2021-22: #DIV/0!; 2022-23: #DIV/0!; 2023-24: #DIV/0!; 2024-25: #DIV/0!; 2025-26: #DIV/0!; 2026-27: #DIV/0!; 2027-28: #DIV/0!; 2028-29: #DIV/0!; 2029-30: #DIV/0!; 2030-31: #DIV/0!; 2031-32: #DIV/0!; 2032-33: #DIV/0!; 2033-34: #DIV/0!; 2034-35: #DIV/0!; 2035-36: #DIV/0!; 2036-37: #DIV/0!; 2037-38: #DIV/0!; 2038-39: #DIV/0!; 2039-40: #DIV/0!; 2040-41: #DIV/0!; 2041-42: #DIV/0!; 2042-43: #DIV/0!; 2043-44: #DIV/0!; 2044-45: #DIV/0!; 2045-46: #DIV/0!; 2046-47: #DIV/0!; 2047-48: #DIV/0!; 2048-49: #DIV/0!; 2049-50: #DIV/0!
31FP | Measured Non Household - properties | Input | 000's | 2 | 2019-20: 0; 2020-21: 0; 2021-22: 0; 2022-23: 0; 2023-24: 0; 2024-25: 0; 2025-26: 0; 2026-27: 0; 2027-28: 0; 2028-29: 0; 2029-30: 0; 2030-31: 0; 2031-32: 0; 2032-33: 0; 2033-34: 0; 2034-35: 0; 2035-36: 0; 2036-37: 0; 2037-38: 0; 2038-39: 0; 2039-40: 0; 2040-41: 0; 2041-42: 0; 2042-43: 0; 2043-44: 0; 2044-45: 0; 2045-46: 0; 2046-47: 0; 2047-48: 0; 2048-49: 0; 2049-50: 0
32FP | Unmeasured Non Household - properties | Input | 000's | 2 | 2019-20: 0; 2020-21: 0; 2021-22: 0; 2022-23: 0; 2023-24: 0; 2024-25: 0; 2025-26: 0; 2026-27: 0; 2027-28: 0; 2028-29: 0; 2029-30: 0; 2030-31: 0; 2031-32: 0; 2032-33: 0; 2033-34: 0; 2034-35: 0; 2035-36: 0; 2036-37: 0; 2037-38: 0; 2038-39: 0; 2039-40: 0; 2040-41: 0; 2041-42: 0; 2042-43: 0; 2043-44: 0; 2044-45: 0; 2045-46: 0; 2046-47: 0; 2047-48: 0; 2048-49: 0; 2049-50: 0
33FP | All void non-households - properties | Input | 000's | 2 | 2019-20: 0; 2020-21: 0; 2021-22: 0; 2022-23: 0; 2023-24: 0; 2024-25: 0; 2025-26: 0; 2026-27: 0; 2027-28: 0; 2028-29: 0; 2029-30: 0; 2030-31: 0; 2031-32: 0; 2032-33: 0; 2033-34: 0; 2034-35: 0; 2035-36: 0; 2036-37: 0; 2037-38: 0; 2038-39: 0; 2039-40: 0; 2040-41: 0; 2041-42: 0; 2042-43: 0; 2043-44: 0; 2044-45: 0; 2045-46: 0; 2046-47: 0; 2047-48: 0; 2048-49: 0; 2049-50: 0
34FP | Measured households - properties (excl. void) | Year before + sum (34.1BL:34.6BL) | 000's | 2 | 2020-21: 0; 2021-22: 0; 2022-23: 0; 2023-24: 0; 2024-25: 0; 2025-26: 0; 2026-27: 0; 2027-28: 0; 2028-29: 0; 2029-30: 0; 2030-31: 0; 2031-32: 0; 2032-33: 0; 2033-34: 0; 2034-35: 0; 2035-36: 0; 2036-37: 0; 2037-38: 0; 2038-39: 0; 2039-40: 0; 2040-41: 0; 2041-42: 0; 2042-43: 0; 2043-44: 0; 2044-45: 0; 2045-46: 0; 2046-47: 0; 2047-48: 0; 2048-49: 0; 2049-50: 0
34.1FP | New build properties - properties | Input (new builds in each year) | 000's | 2 | 2019-20: 0; 2020-21: 0; 2021-22: 0; 2022-23: 0; 2023-24: 0; 2024-25: 0; 2025-26: 0; 2026-27: 0; 2027-28: 0; 2028-29: 0; 2029-30: 0; 2030-31: 0; 2031-32: 0; 2032-33: 0; 2033-34: 0; 2034-35: 0; 2035-36: 0; 2036-37: 0; 2037-38: 0; 2038-39: 0; 2039-40: 0; 2040-41: 0; 2041-42: 0; 2042-43: 0; 2043-44: 0; 2044-45: 0; 2045-46: 0; 2046-47: 0; 2047-48: 0; 2048-49: 0; 2049-50: 0
34.2FP | Meter optants - properties | Input (meter optants in each year) | 000's | 2 | 2019-20: 0; 2020-21: 0; 2021-22: 0; 2022-23: 0; 2023-24: 0; 2024-25: 0; 2025-26: 0; 2026-27: 0; 2027-28: 0; 2028-29: 0; 2029-30: 0; 2030-31: 0; 2031-32: 0; 2032-33: 0; 2033-34: 0; 2034-35: 0; 2035-36: 0; 2036-37: 0; 2037-38: 0; 2038-39: 0; 2039-40: 0; 2040-41: 0; 2041-42: 0; 2042-43: 0; 2043-44: 0; 2044-45: 0; 2045-46: 0; 2046-47: 0; 2047-48: 0; 2048-49: 0; 2049-50: 0
34.3FP | Compulsory metering - properties | Input (compulsory meters in each year) | 000's | 2 | 2019-20: 0; 2020-21: 0; 2021-22: 0; 2022-23: 0; 2023-24: 0; 2024-25: 0; 2025-26: 0; 2026-27: 0; 2027-28: 0; 2028-29: 0; 2029-30: 0; 2030-31: 0; 2031-32: 0; 2032-33: 0; 2033-34: 0; 2034-35: 0; 2035-36: 0; 2036-37: 0; 2037-38: 0; 2038-39: 0; 2039-40: 0; 2040-41: 0; 2041-42: 0; 2042-43: 0; 2043-44: 0; 2044-45: 0; 2045-46: 0; 2046-47: 0; 2047-48: 0; 2048-49: 0; 2049-50: 0
34.4FP | Metering on change of occupancy - properties | Input (change of occupancy meters in each year) | 000's | 2 | 2019-20: 0; 2020-21: 0; 2021-22: 0; 2022-23: 0; 2023-24: 0; 2024-25: 0; 2025-26: 0; 2026-27: 0; 2027-28: 0; 2028-29: 0; 2029-30: 0; 2030-31: 0; 2031-32: 0; 2032-33: 0; 2033-34: 0; 2034-35: 0; 2035-36: 0; 2036-37: 0; 2037-38: 0; 2038-39: 0; 2039-40: 0; 2040-41: 0; 2041-42: 0; 2042-43: 0; 2043-44: 0; 2044-45: 0; 2045-46: 0; 2046-47: 0; 2047-48: 0; 2048-49: 0; 2049-50: 0
34.5FP | Selective metering - properties | Input (selective meters in each year) | 000's | 2 | 2019-20: 0; 2020-21: 0; 2021-22: 0; 2022-23: 0; 2023-24: 0; 2024-25: 0; 2025-26: 0; 2026-27: 0; 2027-28: 0; 2028-29: 0; 2029-30: 0; 2030-31: 0; 2031-32: 0; 2032-33: 0; 2033-34: 0; 2034-35: 0; 2035-36: 0; 2036-37: 0; 2037-38: 0; 2038-39: 0; 2039-40: 0; 2040-41: 0; 2041-42: 0; 2042-43: 0; 2043-44: 0; 2044-45: 0; 2045-46: 0; 2046-47: 0; 2047-48: 0; 2048-49: 0; 2049-50: 0
34.6FP | Other changes to existing metering - properties | Input (other changes to meters in each year) | 000's | 2 | 2019-20: 0; 2020-21: 0; 2021-22: 0; 2022-23: 0; 2023-24: 0; 2024-25: 0; 2025-26: 0; 2026-27: 0; 2027-28: 0; 2028-29: 0; 2029-30: 0; 2030-31: 0; 2031-32: 0; 2032-33: 0; 2033-34: 0; 2034-35: 0; 2035-36: 0; 2036-37: 0; 2037-38: 0; 2038-39: 0; 2039-40: 0; 2040-41: 0; 2041-42: 0; 2042-43: 0; 2043-44: 0; 2044-45: 0; 2045-46: 0; 2046-47: 0; 2047-48: 0; 2048-49: 0; 2049-50: 0
34.7FP | Measured household void properties | Input | 000's | 2 | 2019-20: 0; 2020-21: 0; 2021-22: 0; 2022-23: 0; 2023-24: 0; 2024-25: 0; 2025-26: 0; 2026-27: 0; 2027-28: 0; 2028-29: 0; 2029-30: 0; 2030-31: 0; 2031-32: 0; 2032-33: 0; 2033-34: 0; 2034-35: 0; 2035-36: 0; 2036-37: 0; 2037-38: 0; 2038-39: 0; 2039-40: 0; 2040-41: 0; 2041-42: 0; 2042-43: 0; 2043-44: 0; 2044-45: 0; 2045-46: 0; 2046-47: 0; 2047-48: 0; 2048-49: 0; 2049-50: 0
35FP | Unmeasured households - properties (excl. void) | Input | 000's | 2 | 2019-20: 0; 2020-21: 0; 2021-22: 0; 2022-23: 0; 2023-24: 0; 2024-25: 0; 2025-26: 0; 2026-27: 0; 2027-28: 0; 2028-29: 0; 2029-30: 0; 2030-31: 0; 2031-32: 0; 2032-33: 0; 2033-34: 0; 2034-35: 0; 2035-36: 0; 2036-37: 0; 2037-38: 0; 2038-39: 0; 2039-40: 0; 2040-41: 0; 2041-42: 0; 2042-43: 0; 2043-44: 0; 2044-45: 0; 2045-46: 0; 2046-47: 0; 2047-48: 0; 2048-49: 0; 2049-50: 0
35.1FP | Unmeasured household void properties | Input | 000's | 2 | 2019-20: 0; 2020-21: 0; 2021-22: 0; 2022-23: 0; 2023-24: 0; 2024-25: 0; 2025-26: 0; 2026-27: 0; 2027-28: 0; 2028-29: 0; 2029-30: 0; 2030-31: 0; 2031-32: 0; 2032-33: 0; 2033-34: 0; 2034-35: 0; 2035-36: 0; 2036-37: 0; 2037-38: 0; 2038-39: 0; 2039-40: 0; 2040-41: 0; 2041-42: 0; 2042-43: 0; 2043-44: 0; 2044-45: 0; 2045-46: 0; 2046-47: 0; 2047-48: 0; 2048-49: 0; 2049-50: 0
36FP | Total Resource Zone Properties (incl. voids) | sum (31FP:34FP) + 34.7FP + 35BL + 35.1BL | 000's | 2 | 2019-20: 0; 2020-21: 0; 2021-22: 0; 2022-23: 0; 2023-24: 0; 2024-25: 0; 2025-26: 0; 2026-27: 0; 2027-28: 0; 2028-29: 0; 2029-30: 0; 2030-31: 0; 2031-32: 0; 2032-33: 0; 2033-34: 0; 2034-35: 0; 2035-36: 0; 2036-37: 0; 2037-38: 0; 2038-39: 0; 2039-40: 0; 2040-41: 0; 2041-42: 0; 2042-43: 0; 2043-44: 0; 2044-45: 0; 2045-46: 0; 2046-47: 0; 2047-48: 0; 2048-49: 0; 2049-50: 0
37FP | Measured Non Household - Population | Input | 000's | 2 | 2019-20: 0; 2020-21: 0; 2021-22: 0; 2022-23: 0; 2023-24: 0; 2024-25: 0; 2025-26: 0; 2026-27: 0; 2027-28: 0; 2028-29: 0; 2029-30: 0; 2030-31: 0; 2031-32: 0; 2032-33: 0; 2033-34: 0; 2034-35: 0; 2035-36: 0; 2036-37: 0; 2037-38: 0; 2038-39: 0; 2039-40: 0; 2040-41: 0; 2041-42: 0; 2042-43: 0; 2043-44: 0; 2044-45: 0; 2045-46: 0; 2046-47: 0; 2047-48: 0; 2048-49: 0; 2049-50: 0
38FP | Unmeasured Non Household - Population | Input | 000's | 2 | 2019-20: 0; 2020-21: 0; 2021-22: 0; 2022-23: 0; 2023-24: 0; 2024-25: 0; 2025-26: 0; 2026-27: 0; 2027-28: 0; 2028-29: 0; 2029-30: 0; 2030-31: 0; 2031-32: 0; 2032-33: 0; 2033-34: 0; 2034-35: 0; 2035-36: 0; 2036-37: 0; 2037-38: 0; 2038-39: 0; 2039-40: 0; 2040-41: 0; 2041-42: 0; 2042-43: 0; 2043-44: 0; 2044-45: 0; 2045-46: 0; 2046-47: 0; 2047-48: 0; 2048-49: 0; 2049-50: 0
39FP | Measured Household - Population | Input | 000's | 2 | 2019-20: 0; 2020-21: 0; 2021-22: 0; 2022-23: 0; 2023-24: 0; 2024-25: 0; 2025-26: 0; 2026-27: 0; 2027-28: 0; 2028-29: 0; 2029-30: 0; 2030-31: 0; 2031-32: 0; 2032-33: 0; 2033-34: 0; 2034-35: 0; 2035-36: 0; 2036-37: 0; 2037-38: 0; 2038-39: 0; 2039-40: 0; 2040-41: 0; 2041-42: 0; 2042-43: 0; 2043-44: 0; 2044-45: 0; 2045-46: 0; 2046-47: 0; 2047-48: 0; 2048-49: 0; 2049-50: 0
40FP | Unmeasured Household - Population | Input | 000's | 2 | 2019-20: 0; 2020-21: 0; 2021-22: 0; 2022-23: 0; 2023-24: 0; 2024-25: 0; 2025-26: 0; 2026-27: 0; 2027-28: 0; 2028-29: 0; 2029-30: 0; 2030-31: 0; 2031-32: 0; 2032-33: 0; 2033-34: 0; 2034-35: 0; 2035-36: 0; 2036-37: 0; 2037-38: 0; 2038-39: 0; 2039-40: 0; 2040-41: 0; 2041-42: 0; 2042-43: 0; 2043-44: 0; 2044-45: 0; 2045-46: 0; 2046-47: 0; 2047-48: 0; 2048-49: 0; 2049-50: 0
41FP | Total Resource Zone Population | sum (37FP:40FP) | 000's | 2 | 2019-20: 0; 2020-21: 0; 2021-22: 0; 2022-23: 0; 2023-24: 0; 2024-25: 0; 2025-26: 0; 2026-27: 0; 2027-28: 0; 2028-29: 0; 2029-30: 0; 2030-31: 0; 2031-32: 0; 2032-33: 0; 2033-34: 0; 2034-35: 0; 2035-36: 0; 2036-37: 0; 2037-38: 0; 2038-39: 0; 2039-40: 0; 2040-41: 0; 2041-42: 0; 2042-43: 0; 2043-44: 0; 2044-45: 0; 2045-46: 0; 2046-47: 0; 2047-48: 0; 2048-49: 0; 2049-50: 0
42FP | Average household occupancy rate (excl. voids) | (39FP + 40FP) / (34FP + 35FP) | h/prop | 1 | 2019-20: #DIV/0!; 2020-21: #DIV/0!; 2021-22: #DIV/0!; 2022-23: #DIV/0!; 2023-24: #DIV/0!; 2024-25: #DIV/0!; 2025-26: #DIV/0!; 2026-27: #DIV/0!; 2027-28: #DIV/0!; 2028-29: #DIV/0!; 2029-30: #DIV/0!; 2030-31: #DIV/0!; 2031-32: #DIV/0!; 2032-33: #DIV/0!; 2033-34: #DIV/0!; 2034-35: #DIV/0!; 2035-36: #DIV/0!; 2036-37: #DIV/0!; 2037-38: #DIV/0!; 2038-39: #DIV/0!; 2039-40: #DIV/0!; 2040-41: #DIV/0!; 2041-42: #DIV/0!; 2042-43: #DIV/0!; 2043-44: #DIV/0!; 2044-45: #DIV/0!; 2045-46: #DIV/0!; 2046-47: #DIV/0!; 2047-48: #DIV/0!; 2048-49: #DIV/0!; 2049-50: #DIV/0!
43FP | Total Household Metering penetration (excl. voids) | 34FP / (34FP + 35FP) | % | 1 | 2019-20: #DIV/0!; 2020-21: #DIV/0!; 2021-22: #DIV/0!; 2022-23: #DIV/0!; 2023-24: #DIV/0!; 2024-25: #DIV/0!; 2025-26: #DIV/0!; 2026-27: #DIV/0!; 2027-28: #DIV/0!; 2028-29: #DIV/0!; 2029-30: #DIV/0!; 2030-31: #DIV/0!; 2031-32: #DIV/0!; 2032-33: #DIV/0!; 2033-34: #DIV/0!; 2034-35: #DIV/0!; 2035-36: #DIV/0!; 2036-37: #DIV/0!; 2037-38: #DIV/0!; 2038-39: #DIV/0!; 2039-40: #DIV/0!; 2040-41: #DIV/0!; 2041-42: #DIV/0!; 2042-43: #DIV/0!; 2043-44: #DIV/0!; 2044-45: #DIV/0!; 2045-46: #DIV/0!; 2046-47: #DIV/0!; 2047-48: #DIV/0!; 2048-49: #DIV/0!; 2049-50: #DIV/0!
44FP | Total Household Metering penetration (incl. voids) | (34FP) / (34FP + 34.7FP + 35FP + 35.1FP) | % | 1 | 2019-20: #DIV/0!; 2020-21: #DIV/0!; 2021-22: #DIV/0!; 2022-23: #DIV/0!; 2023-24: #DIV/0!; 2024-25: #DIV/0!; 2025-26: #DIV/0!; 2026-27: #DIV/0!; 2027-28: #DIV/0!; 2028-29: #DIV/0!; 2029-30: #DIV/0!; 2030-31: #DIV/0!; 2031-32: #DIV/0!; 2032-33: #DIV/0!; 2033-34: #DIV/0!; 2034-35: #DIV/0!; 2035-36: #DIV/0!; 2036-37: #DIV/0!; 2037-38: #DIV/0!; 2038-39: #DIV/0!; 2039-40: #DIV/0!; 2040-41: #DIV/0!; 2041-42: #DIV/0!; 2042-43: #DIV/0!; 2043-44: #DIV/0!; 2044-45: #DIV/0!; 2045-46: #DIV/0!; 2046-47: #DIV/0!; 2047-48: #DIV/0!; 2048-49: #DIV/0!; 2049-50: #DIV/0!
45FP | Distribution input | sum (12FP:15FP) + 21FP + 22FP + 27FP + 28FP | Ml/d | 2 | 2019-20: 0; 2020-21: 0; 2021-22: 0; 2022-23: 0; 2023-24: 0; 2024-25: 0; 2025-26: 0; 2026-27: 0; 2027-28: 0; 2028-29: 0; 2029-30: 0; 2030-31: 0; 2031-32: 0; 2032-33: 0; 2033-34: 0; 2034-35: 0; 2035-36: 0; 2036-37: 0; 2037-38: 0; 2038-39: 0; 2039-40: 0; 2040-41: 0; 2041-42: 0; 2042-43: 0; 2043-44: 0; 2044-45: 0; 2045-46: 0; 2046-47: 0; 2047-48: 0; 2048-49: 0; 2049-50: 0
46FP | Target headroom (climate change component) | Input | Ml/d | 2 | 2019-20: 0; 2020-21: 0; 2021-22: 0; 2022-23: 0; 2023-24: 0; 2024-25: 0; 2025-26: 0; 2026-27: 0; 2027-28: 0; 2028-29: 0; 2029-30: 0; 2030-31: 0; 2031-32: 0; 2032-33: 0; 2033-34: 0; 2034-35: 0; 2035-36: 0; 2036-37: 0; 2037-38: 0; 2038-39: 0; 2039-40: 0; 2040-41: 0; 2041-42: 0; 2042-43: 0; 2043-44: 0; 2044-45: 0; 2045-46: 0; 2046-47: 0; 2047-48: 0; 2048-49: 0; 2049-50: 0
47FP | Target headroom (All other components) | Input | Ml/d | 2 | 2019-20: 0; 2020-21: 0; 2021-22: 0; 2022-23: 0; 2023-24: 0; 2024-25: 0; 2025-26: 0; 2026-27: 0; 2027-28: 0; 2028-29: 0; 2029-30: 0; 2030-31: 0; 2031-32: 0; 2032-33: 0; 2033-34: 0; 2034-35: 0; 2035-36: 0; 2036-37: 0; 2037-38: 0; 2038-39: 0; 2039-40: 0; 2040-41: 0; 2041-42: 0; 2042-43: 0; 2043-44: 0; 2044-45: 0; 2045-46: 0; 2046-47: 0; 2047-48: 0; 2048-49: 0; 2049-50: 0
48FP | Target Headroom | 46FP + 47FP | Ml/d | 2 | 2019-20: 0; 2020-21: 0; 2021-22: 0; 2022-23: 0; 2023-24: 0; 2024-25: 0; 2025-26: 0; 2026-27: 0; 2027-28: 0; 2028-29: 0; 2029-30: 0; 2030-31: 0; 2031-32: 0; 2032-33: 0; 2033-34: 0; 2034-35: 0; 2035-36: 0; 2036-37: 0; 2037-38: 0; 2038-39: 0; 2039-40: 0; 2040-41: 0; 2041-42: 0; 2042-43: 0; 2043-44: 0; 2044-45: 0; 2045-46: 0; 2046-47: 0; 2047-48: 0; 2048-49: 0; 2049-50: 0
49FP | Available Headroom | 11FP - 45FP | Ml/d | 2 | 2019-20: 0; 2020-21: 0; 2021-22: 0; 2022-23: 0; 2023-24: 0; 2024-25: 0; 2025-26: 0; 2026-27: 0; 2027-28: 0; 2028-29: 0; 2029-30: 0; 2030-31: 0; 2031-32: 0; 2032-33: 0; 2033-34: 0; 2034-35: 0; 2035-36: 0; 2036-37: 0; 2037-38: 0; 2038-39: 0; 2039-40: 0; 2040-41: 0; 2041-42: 0; 2042-43: 0; 2043-44: 0; 2044-45: 0; 2045-46: 0; 2046-47: 0; 2047-48: 0; 2048-49: 0; 2049-50: 0
49.1FP | Available non-potable balance (if applicable) | 1.1FP - 12.1FP | Ml/d | 2 | 2019-20: 0; 2020-21: 0; 2021-22: 0; 2022-23: 0; 2023-24: 0; 2024-25: 0; 2025-26: 50.8; 2026-27: 50.8; 2027-28: 50.8; 2028-29: 50.8; 2029-30: 50.8; 2030-31: 50.8; 2031-32: 50.8; 2032-33: 50.8; 2033-34: 50.8; 2034-35: 50.8; 2035-36: 50.8; 2036-37: 62.8; 2037-38: 62.8; 2038-39: 62.8; 2039-40: 64.96; 2040-41: 80.32; 2041-42: 109.78; 2042-43: 109.78; 2043-44: 109.78; 2044-45: 109.78; 2045-46: 109.78; 2046-47: 109.78; 2047-48: 109.78; 2048-49: 109.78; 2049-50: 109.78
50FP | Supply Demand Balance | 49FP - 48FP | Ml/d | 2 | 2019-20: 0; 2020-21: 0; 2021-22: 0; 2022-23: 0; 2023-24: 0; 2024-25: 0; 2025-26: 0; 2026-27: 0; 2027-28: 0; 2028-29: 0; 2029-30: 0; 2030-31: 0; 2031-32: 0; 2032-33: 0; 2033-34: 0; 2034-35: 0; 2035-36: 0; 2036-37: 0; 2037-38: 0; 2038-39: 0; 2039-40: 0; 2040-41: 0; 2041-42: 0; 2042-43: 0; 2043-44: 0; 2044-45: 0; 2045-46: 0; 2046-47: 0; 2047-48: 0; 2048-49: 0; 2049-50: 0
Data for Charts
DYAA Baseline |  |  |  |  | 2019-20 | 2020-21 | 2021-22 | 2022-23 | 2023-24 | 2024-25 | 2025-26 | 2026-27 | 2027-28 | 2028-29 | 2029-30 | 2030-31 | 2031-32 | 2032-33 | 2033-34 | 2034-35 | 2035-36 | 2036-37 | 2037-38 | 2038-39 | 2039-40 | 2040-41 | 2041-42 | 2042-43 | 2043-44 | 2044-45 | 2045-46 | 2046-47 | 2047-48 | 2048-49 | 2049-50 | 2050-51 | 2051-52 | 2052-53 | 2053-54 | 2054-55 | 2055-56 | 2056-57 | 2057-58 | 2058-59 | 2059-60 | 2060-61 | 2061-62 | 2062-63 | 2063-64 | 2064-65 | 2065-66 | 2066-67 | 2067-68 | 2068-69 | 2069-70 | 2070-71 | 2071-72 | 2072-73 | 2073-74 | 2074-75 | 2075-76 | 2076-77 | 2077-78 | 2078-79 | 2079-80 | 2080-81 | 2081-82 | 2082-83 | 2083-84 | 2084-85 | 2085-86 | 2086-87 | 2087-88 | 2088-89 | 2089-90 | 2090-91 | 2091-92 | 2092-93 | 2093-94 | 2094-95 | 2095-96 | 2096-97 | 2097-98 | 2098-99 | 2099-100
| Measured HH consumption |  | Ml/d | 2 | 0 | 0 | 0 | 0 | 0 | 0 | 0 | 0 | 0 | 0 | 0 | 0 | 0 | 0 | 0 | 0 | 0 | 0 | 0 | 0 | 0 | 0 | 0 | 0 | 0 | 0 | 0 | 0 | 0 | 0 | 0 | 0 | 0 | 0 | 0 | 0 | 0 | 0 | 0 | 0 | 0 | 0 | 0 | 0 | 0 | 0 | 0 | 0 | 0 | 0 | 0 | 0 | 0 | 0 | 0 | 0 | 0 | 0 | 0 | 0 | 0 | 0 | 0 | 0 | 0 | 0 | 0 | 0 | 0 | 0 | 0 | 0 | 0 | 0 | 0 | 0 | 0 | 0 | 0 | 0 | 0
| Unmeasured HH consumption |  | Ml/d | 2 | 0 | 0 | 0 | 0 | 0 | 0 | 0 | 0 | 0 | 0 | 0 | 0 | 0 | 0 | 0 | 0 | 0 | 0 | 0 | 0 | 0 | 0 | 0 | 0 | 0 | 0 | 0 | 0 | 0 | 0 | 0 | 0 | 0 | 0 | 0 | 0 | 0 | 0 | 0 | 0 | 0 | 0 | 0 | 0 | 0 | 0 | 0 | 0 | 0 | 0 | 0 | 0 | 0 | 0 | 0 | 0 | 0 | 0 | 0 | 0 | 0 | 0 | 0 | 0 | 0 | 0 | 0 | 0 | 0 | 0 | 0 | 0 | 0 | 0 | 0 | 0 | 0 | 0 | 0 | 0 | 0
| Non-HH consumption |  | Ml/d | 2 | 0 | 0 | 0 | 0 | 0 | 0 | 0 | 0 | 0 | 0 | 0 | 0 | 0 | 0 | 0 | 0 | 0 | 0 | 0 | 0 | 0 | 0 | 0 | 0 | 0 | 0 | 0 | 0 | 0 | 0 | 0 | 0 | 0 | 0 | 0 | 0 | 0 | 0 | 0 | 0 | 0 | 0 | 0 | 0 | 0 | 0 | 0 | 0 | 0 | 0 | 0 | 0 | 0 | 0 | 0 | 0 | 0 | 0 | 0 | 0 | 0 | 0 | 0 | 0 | 0 | 0 | 0 | 0 | 0 | 0 | 0 | 0 | 0 | 0 | 0 | 0 | 0 | 0 | 0 | 0 | 0
| Total Leakage |  | Ml/d | 2 | 0 | 0 | 0 | 0 | 0 | 0 | 0 | 0 | 0 | 0 | 0 | 0 | 0 | 0 | 0 | 0 | 0 | 0 | 0 | 0 | 0 | 0 | 0 | 0 | 0 | 0 | 0 | 0 | 0 | 0 | 0 | 0 | 0 | 0 | 0 | 0 | 0 | 0 | 0 | 0 | 0 | 0 | 0 | 0 | 0 | 0 | 0 | 0 | 0 | 0 | 0 | 0 | 0 | 0 | 0 | 0 | 0 | 0 | 0 | 0 | 0 | 0 | 0 | 0 | 0 | 0 | 0 | 0 | 0 | 0 | 0 | 0 | 0 | 0 | 0 | 0 | 0 | 0 | 0 | 0 | 0
| Other demand components |  | Ml/d | 2 | 0 | 0 | 0 | 0 | 0 | 0 | 0 | 0 | 0 | 0 | 0 | 0 | 0 | 0 | 0 | 0 | 0 | 0 | 0 | 0 | 0 | 0 | 0 | 0 | 0 | 0 | 0 | 0 | 0 | 0 | 0 | 0 | 0 | 0 | 0 | 0 | 0 | 0 | 0 | 0 | 0 | 0 | 0 | 0 | 0 | 0 | 0 | 0 | 0 | 0 | 0 | 0 | 0 | 0 | 0 | 0 | 0 | 0 | 0 | 0 | 0 | 0 | 0 | 0 | 0 | 0 | 0 | 0 | 0 | 0 | 0 | 0 | 0 | 0 | 0 | 0 | 0 | 0 | 0 | 0 | 0
| Total Water Available for use |  | Ml/d | 2 | 0 | 0 | 0 | 0 | 0 | 0 | 0 | 0 | 0 | 0 | 0 | 0 | 0 | 0 | 0 | 0 | 0 | 0 | 0 | 0 | 0 | 0 | 0 | 0 | 0 | 0 | 0 | 0 | 0 | 0 | 0 | 0 | 0 | 0 | 0 | 0 | 0 | 0 | 0 | 0 | 0 | 0 | 0 | 0 | 0 | 0 | 0 | 0 | 0 | 0 | 0 | 0 | 0 | 0 | 0 | 0 | 0 | 0 | 0 | 0 | 0 | 0 | 0 | 0 | 0 | 0 | 0 | 0 | 0 | 0 | 0 | 0 | 0 | 0 | 0 | 0 | 0 | 0 | 0 | 0 | 0
| Total Demand + Target Headroom |  | Ml/d | 2 | 0 | 0 | 0 | 0 | 0 | 0 | 0 | 0 | 0 | 0 | 0 | 0 | 0 | 0 | 0 | 0 | 0 | 0 | 0 | 0 | 0 | 0 | 0 | 0 | 0 | 0 | 0 | 0 | 0 | 0 | 0 | 0 | 0 | 0 | 0 | 0 | 0 | 0 | 0 | 0 | 0 | 0 | 0 | 0 | 0 | 0 | 0 | 0 | 0 | 0 | 0 | 0 | 0 | 0 | 0 | 0 | 0 | 0 | 0 | 0 | 0 | 0 | 0 | 0 | 0 | 0 | 0 | 0 | 0 | 0 | 0 | 0 | 0 | 0 | 0 | 0 | 0 | 0 | 0 | 0 | 0
DYAA Final Plan |  |  |  |  | 2019-20 | 2020-21 | 2021-22 | 2022-23 | 2023-24 | 2024-25 | 2025-26 | 2026-27 | 2027-28 | 2028-29 | 2029-30 | 2030-31 | 2031-32 | 2032-33 | 2033-34 | 2034-35 | 2035-36 | 2036-37 | 2037-38 | 2038-39 | 2039-40 | 2040-41 | 2041-42 | 2042-43 | 2043-44 | 2044-45 | 2045-46 | 2046-47 | 2047-48 | 2048-49 | 2049-50 | 2050-51 | 2051-52 | 2052-53 | 2053-54 | 2054-55 | 2055-56 | 2056-57 | 2057-58 | 2058-59 | 2059-60 | 2060-61 | 2061-62 | 2062-63 | 2063-64 | 2064-65 | 2065-66 | 2066-67 | 2067-68 | 2068-69 | 2069-70 | 2070-71 | 2071-72 | 2072-73 | 2073-74 | 2074-75 | 2075-76 | 2076-77 | 2077-78 | 2078-79 | 2079-80 | 2080-81 | 2081-82 | 2082-83 | 2083-84 | 2084-85 | 2085-86 | 2086-87 | 2087-88 | 2088-89 | 2089-90 | 2090-91 | 2091-92 | 2092-93 | 2093-94 | 2094-95 | 2095-96 | 2096-97 | 2097-98 | 2098-99 | 2099-100
| Measured HH consumption |  | Ml/d | 2 | 0 | 0 | 0 | 0 | 0 | 0 | 0 | 0 | 0 | 0 | 0 | 0 | 0 | 0 | 0 | 0 | 0 | 0 | 0 | 0 | 0 | 0 | 0 | 0 | 0 | 0 | 0 | 0 | 0 | 0 | 0 | 0 | 0 | 0 | 0 | 0 | 0 | 0 | 0 | 0 | 0 | 0 | 0 | 0 | 0 | 0 | 0 | 0 | 0 | 0 | 0 | 0 | 0 | 0 | 0 | 0 | 0 | 0 | 0 | 0 | 0 | 0 | 0 | 0 | 0 | 0 | 0 | 0 | 0 | 0 | 0 | 0 | 0 | 0 | 0 | 0 | 0 | 0 | 0 | 0 | 0
| Unmeasured HH consumption |  | Ml/d | 2 | 0 | 0 | 0 | 0 | 0 | 0 | 0 | 0 | 0 | 0 | 0 | 0 | 0 | 0 | 0 | 0 | 0 | 0 | 0 | 0 | 0 | 0 | 0 | 0 | 0 | 0 | 0 | 0 | 0 | 0 | 0 | 0 | 0 | 0 | 0 | 0 | 0 | 0 | 0 | 0 | 0 | 0 | 0 | 0 | 0 | 0 | 0 | 0 | 0 | 0 | 0 | 0 | 0 | 0 | 0 | 0 | 0 | 0 | 0 | 0 | 0 | 0 | 0 | 0 | 0 | 0 | 0 | 0 | 0 | 0 | 0 | 0 | 0 | 0 | 0 | 0 | 0 | 0 | 0 | 0 | 0
| Non-HH consumption |  | Ml/d | 2 | 0 | 0 | 0 | 0 | 0 | 0 | 0 | 0 | 0 | 0 | 0 | 0 | 0 | 0 | 0 | 0 | 0 | 0 | 0 | 0 | 0 | 0 | 0 | 0 | 0 | 0 | 0 | 0 | 0 | 0 | 0 | 0 | 0 | 0 | 0 | 0 | 0 | 0 | 0 | 0 | 0 | 0 | 0 | 0 | 0 | 0 | 0 | 0 | 0 | 0 | 0 | 0 | 0 | 0 | 0 | 0 | 0 | 0 | 0 | 0 | 0 | 0 | 0 | 0 | 0 | 0 | 0 | 0 | 0 | 0 | 0 | 0 | 0 | 0 | 0 | 0 | 0 | 0 | 0 | 0 | 0
| Total Leakage |  | Ml/d | 2 | 0 | 0 | 0 | 0 | 0 | 0 | 0 | 0 | 0 | 0 | 0 | 0 | 0 | 0 | 0 | 0 | 0 | 0 | 0 | 0 | 0 | 0 | 0 | 0 | 0 | 0 | 0 | 0 | 0 | 0 | 0 | 0 | 0 | 0 | 0 | 0 | 0 | 0 | 0 | 0 | 0 | 0 | 0 | 0 | 0 | 0 | 0 | 0 | 0 | 0 | 0 | 0 | 0 | 0 | 0 | 0 | 0 | 0 | 0 | 0 | 0 | 0 | 0 | 0 | 0 | 0 | 0 | 0 | 0 | 0 | 0 | 0 | 0 | 0 | 0 | 0 | 0 | 0 | 0 | 0 | 0
| Other demand components |  | Ml/d | 2 | 0 | 0 | 0 | 0 | 0 | 0 | 0 | 0 | 0 | 0 | 0 | 0 | 0 | 0 | 0 | 0 | 0 | 0 | 0 | 0 | 0 | 0 | 0 | 0 | 0 | 0 | 0 | 0 | 0 | 0 | 0 | 0 | 0 | 0 | 0 | 0 | 0 | 0 | 0 | 0 | 0 | 0 | 0 | 0 | 0 | 0 | 0 | 0 | 0 | 0 | 0 | 0 | 0 | 0 | 0 | 0 | 0 | 0 | 0 | 0 | 0 | 0 | 0 | 0 | 0 | 0 | 0 | 0 | 0 | 0 | 0 | 0 | 0 | 0 | 0 | 0 | 0 | 0 | 0 | 0 | 0
| Total Water Available for use |  | Ml/d | 2 | 0 | 0 | 0 | 0 | 0 | 0 | 0 | 0 | 0 | 0 | 0 | 0 | 0 | 0 | 0 | 0 | 0 | 0 | 0 | 0 | 0 | 0 | 0 | 0 | 0 | 0 | 0 | 0 | 0 | 0 | 0 | 0 | 0 | 0 | 0 | 0 | 0 | 0 | 0 | 0 | 0 | 0 | 0 | 0 | 0 | 0 | 0 | 0 | 0 | 0 | 0 | 0 | 0 | 0 | 0 | 0 | 0 | 0 | 0 | 0 | 0 | 0 | 0 | 0 | 0 | 0 | 0 | 0 | 0 | 0 | 0 | 0 | 0 | 0 | 0 | 0 | 0 | 0 | 0 | 0 | 0
| Total Demand + Target Headroom |  | Ml/d | 2 | 0 | 0 | 0 | 0 | 0 | 0 | 0 | 0 | 0 | 0 | 0 | 0 | 0 | 0 | 0 | 0 | 0 | 0 | 0 | 0 | 0 | 0 | 0 | 0 | 0 | 0 | 0 | 0 | 0 | 0 | 0 | 0 | 0 | 0 | 0 | 0 | 0 | 0 | 0 | 0 | 0 | 0 | 0 | 0 | 0 | 0 | 0 | 0 | 0 | 0 | 0 | 0 | 0 | 0 | 0 | 0 | 0 | 0 | 0 | 0 | 0 | 0 | 0 | 0 | 0 | 0 | 0 | 0 | 0 | 0 | 0 | 0 | 0 | 0 | 0 | 0 | 0 | 0 | 0 | 0 | 0
DYCP Baseline |  |  |  |  | 2019-20 | 2020-21 | 2021-22 | 2022-23 | 2023-24 | 2024-25 | 2025-26 | 2026-27 | 2027-28 | 2028-29 | 2029-30 | 2030-31 | 2031-32 | 2032-33 | 2033-34 | 2034-35 | 2035-36 | 2036-37 | 2037-38 | 2038-39 | 2039-40 | 2040-41 | 2041-42 | 2042-43 | 2043-44 | 2044-45 | 2045-46 | 2046-47 | 2047-48 | 2048-49 | 2049-50 | 2050-51 | 2051-52 | 2052-53 | 2053-54 | 2054-55 | 2055-56 | 2056-57 | 2057-58 | 2058-59 | 2059-60 | 2060-61 | 2061-62 | 2062-63 | 2063-64 | 2064-65 | 2065-66 | 2066-67 | 2067-68 | 2068-69 | 2069-70 | 2070-71 | 2071-72 | 2072-73 | 2073-74 | 2074-75 | 2075-76 | 2076-77 | 2077-78 | 2078-79 | 2079-80 | 2080-81 | 2081-82 | 2082-83 | 2083-84 | 2084-85 | 2085-86 | 2086-87 | 2087-88 | 2088-89 | 2089-90 | 2090-91 | 2091-92 | 2092-93 | 2093-94 | 2094-95 | 2095-96 | 2096-97 | 2097-98 | 2098-99 | 2099-100
| Measured HH consumption |  | Ml/d | 2 | 0 | 0 | 0 | 0 | 0 | 0 | 0 | 0 | 0 | 0 | 0 | 0 | 0 | 0 | 0 | 0 | 0 | 0 | 0 | 0 | 0 | 0 | 0 | 0 | 0 | 0 | 0 | 0 | 0 | 0 | 0 | 0 | 0 | 0 | 0 | 0 | 0 | 0 | 0 | 0 | 0 | 0 | 0 | 0 | 0 | 0 | 0 | 0 | 0 | 0 | 0 | 0 | 0 | 0 | 0 | 0 | 0 | 0 | 0 | 0 | 0 | 0 | 0 | 0 | 0 | 0 | 0 | 0 | 0 | 0 | 0 | 0 | 0 | 0 | 0 | 0 | 0 | 0 | 0 | 0 | 0
| Unmeasured HH consumption |  | Ml/d | 2 | 0 | 0 | 0 | 0 | 0 | 0 | 0 | 0 | 0 | 0 | 0 | 0 | 0 | 0 | 0 | 0 | 0 | 0 | 0 | 0 | 0 | 0 | 0 | 0 | 0 | 0 | 0 | 0 | 0 | 0 | 0 | 0 | 0 | 0 | 0 | 0 | 0 | 0 | 0 | 0 | 0 | 0 | 0 | 0 | 0 | 0 | 0 | 0 | 0 | 0 | 0 | 0 | 0 | 0 | 0 | 0 | 0 | 0 | 0 | 0 | 0 | 0 | 0 | 0 | 0 | 0 | 0 | 0 | 0 | 0 | 0 | 0 | 0 | 0 | 0 | 0 | 0 | 0 | 0 | 0 | 0
| Non-HH consumption |  | Ml/d | 2 | 0 | 0 | 0 | 0 | 0 | 0 | 0 | 0 | 0 | 0 | 0 | 0 | 0 | 0 | 0 | 0 | 0 | 0 | 0 | 0 | 0 | 0 | 0 | 0 | 0 | 0 | 0 | 0 | 0 | 0 | 0 | 0 | 0 | 0 | 0 | 0 | 0 | 0 | 0 | 0 | 0 | 0 | 0 | 0 | 0 | 0 | 0 | 0 | 0 | 0 | 0 | 0 | 0 | 0 | 0 | 0 | 0 | 0 | 0 | 0 | 0 | 0 | 0 | 0 | 0 | 0 | 0 | 0 | 0 | 0 | 0 | 0 | 0 | 0 | 0 | 0 | 0 | 0 | 0 | 0 | 0
| Total Leakage |  | Ml/d | 2 | 0 | 0 | 0 | 0 | 0 | 0 | 0 | 0 | 0 | 0 | 0 | 0 | 0 | 0 | 0 | 0 | 0 | 0 | 0 | 0 | 0 | 0 | 0 | 0 | 0 | 0 | 0 | 0 | 0 | 0 | 0 | 0 | 0 | 0 | 0 | 0 | 0 | 0 | 0 | 0 | 0 | 0 | 0 | 0 | 0 | 0 | 0 | 0 | 0 | 0 | 0 | 0 | 0 | 0 | 0 | 0 | 0 | 0 | 0 | 0 | 0 | 0 | 0 | 0 | 0 | 0 | 0 | 0 | 0 | 0 | 0 | 0 | 0 | 0 | 0 | 0 | 0 | 0 | 0 | 0 | 0
| Other demand components |  | Ml/d | 2 | 0 | 0 | 0 | 0 | 0 | 0 | 0 | 0 | 0 | 0 | 0 | 0 | 0 | 0 | 0 | 0 | 0 | 0 | 0 | 0 | 0 | 0 | 0 | 0 | 0 | 0 | 0 | 0 | 0 | 0 | 0 | 0 | 0 | 0 | 0 | 0 | 0 | 0 | 0 | 0 | 0 | 0 | 0 | 0 | 0 | 0 | 0 | 0 | 0 | 0 | 0 | 0 | 0 | 0 | 0 | 0 | 0 | 0 | 0 | 0 | 0 | 0 | 0 | 0 | 0 | 0 | 0 | 0 | 0 | 0 | 0 | 0 | 0 | 0 | 0 | 0 | 0 | 0 | 0 | 0 | 0
| Total Water Available for use |  | Ml/d | 2 | 0 | 0 | 0 | 0 | 0 | 0 | 0 | 0 | 0 | 0 | 0 | 0 | 0 | 0 | 0 | 0 | 0 | 0 | 0 | 0 | 0 | 0 | 0 | 0 | 0 | 0 | 0 | 0 | 0 | 0 | 0 | 0 | 0 | 0 | 0 | 0 | 0 | 0 | 0 | 0 | 0 | 0 | 0 | 0 | 0 | 0 | 0 | 0 | 0 | 0 | 0 | 0 | 0 | 0 | 0 | 0 | 0 | 0 | 0 | 0 | 0 | 0 | 0 | 0 | 0 | 0 | 0 | 0 | 0 | 0 | 0 | 0 | 0 | 0 | 0 | 0 | 0 | 0 | 0 | 0 | 0
| Total Demand + Target Headroom |  | Ml/d | 2 | 0 | 0 | 0 | 0 | 0 | 0 | 0 | 0 | 0 | 0 | 0 | 0 | 0 | 0 | 0 | 0 | 0 | 0 | 0 | 0 | 0 | 0 | 0 | 0 | 0 | 0 | 0 | 0 | 0 | 0 | 0 | 0 | 0 | 0 | 0 | 0 | 0 | 0 | 0 | 0 | 0 | 0 | 0 | 0 | 0 | 0 | 0 | 0 | 0 | 0 | 0 | 0 | 0 | 0 | 0 | 0 | 0 | 0 | 0 | 0 | 0 | 0 | 0 | 0 | 0 | 0 | 0 | 0 | 0 | 0 | 0 | 0 | 0 | 0 | 0 | 0 | 0 | 0 | 0 | 0 | 0
DYCP Final Plan |  |  |  |  | 2019-20 | 2020-21 | 2021-22 | 2022-23 | 2023-24 | 2024-25 | 2025-26 | 2026-27 | 2027-28 | 2028-29 | 2029-30 | 2030-31 | 2031-32 | 2032-33 | 2033-34 | 2034-35 | 2035-36 | 2036-37 | 2037-38 | 2038-39 | 2039-40 | 2040-41 | 2041-42 | 2042-43 | 2043-44 | 2044-45 | 2045-46 | 2046-47 | 2047-48 | 2048-49 | 2049-50 | 2050-51 | 2051-52 | 2052-53 | 2053-54 | 2054-55 | 2055-56 | 2056-57 | 2057-58 | 2058-59 | 2059-60 | 2060-61 | 2061-62 | 2062-63 | 2063-64 | 2064-65 | 2065-66 | 2066-67 | 2067-68 | 2068-69 | 2069-70 | 2070-71 | 2071-72 | 2072-73 | 2073-74 | 2074-75 | 2075-76 | 2076-77 | 2077-78 | 2078-79 | 2079-80 | 2080-81 | 2081-82 | 2082-83 | 2083-84 | 2084-85 | 2085-86 | 2086-87 | 2087-88 | 2088-89 | 2089-90 | 2090-91 | 2091-92 | 2092-93 | 2093-94 | 2094-95 | 2095-96 | 2096-97 | 2097-98 | 2098-99 | 2099-100
| Measured HH consumption |  | Ml/d | 2 | 0 | 0 | 0 | 0 | 0 | 0 | 0 | 0 | 0 | 0 | 0 | 0 | 0 | 0 | 0 | 0 | 0 | 0 | 0 | 0 | 0 | 0 | 0 | 0 | 0 | 0 | 0 | 0 | 0 | 0 | 0 | 0 | 0 | 0 | 0 | 0 | 0 | 0 | 0 | 0 | 0 | 0 | 0 | 0 | 0 | 0 | 0 | 0 | 0 | 0 | 0 | 0 | 0 | 0 | 0 | 0 | 0 | 0 | 0 | 0 | 0 | 0 | 0 | 0 | 0 | 0 | 0 | 0 | 0 | 0 | 0 | 0 | 0 | 0 | 0 | 0 | 0 | 0 | 0 | 0 | 0
| Unmeasured HH consumption |  | Ml/d | 2 | 0 | 0 | 0 | 0 | 0 | 0 | 0 | 0 | 0 | 0 | 0 | 0 | 0 | 0 | 0 | 0 | 0 | 0 | 0 | 0 | 0 | 0 | 0 | 0 | 0 | 0 | 0 | 0 | 0 | 0 | 0 | 0 | 0 | 0 | 0 | 0 | 0 | 0 | 0 | 0 | 0 | 0 | 0 | 0 | 0 | 0 | 0 | 0 | 0 | 0 | 0 | 0 | 0 | 0 | 0 | 0 | 0 | 0 | 0 | 0 | 0 | 0 | 0 | 0 | 0 | 0 | 0 | 0 | 0 | 0 | 0 | 0 | 0 | 0 | 0 | 0 | 0 | 0 | 0 | 0 | 0
| Non-HH consumption |  | Ml/d | 2 | 0 | 0 | 0 | 0 | 0 | 0 | 0 | 0 | 0 | 0 | 0 | 0 | 0 | 0 | 0 | 0 | 0 | 0 | 0 | 0 | 0 | 0 | 0 | 0 | 0 | 0 | 0 | 0 | 0 | 0 | 0 | 0 | 0 | 0 | 0 | 0 | 0 | 0 | 0 | 0 | 0 | 0 | 0 | 0 | 0 | 0 | 0 | 0 | 0 | 0 | 0 | 0 | 0 | 0 | 0 | 0 | 0 | 0 | 0 | 0 | 0 | 0 | 0 | 0 | 0 | 0 | 0 | 0 | 0 | 0 | 0 | 0 | 0 | 0 | 0 | 0 | 0 | 0 | 0 | 0 | 0
| Total Leakage |  | Ml/d | 2 | 0 | 0 | 0 | 0 | 0 | 0 | 0 | 0 | 0 | 0 | 0 | 0 | 0 | 0 | 0 | 0 | 0 | 0 | 0 | 0 | 0 | 0 | 0 | 0 | 0 | 0 | 0 | 0 | 0 | 0 | 0 | 0 | 0 | 0 | 0 | 0 | 0 | 0 | 0 | 0 | 0 | 0 | 0 | 0 | 0 | 0 | 0 | 0 | 0 | 0 | 0 | 0 | 0 | 0 | 0 | 0 | 0 | 0 | 0 | 0 | 0 | 0 | 0 | 0 | 0 | 0 | 0 | 0 | 0 | 0 | 0 | 0 | 0 | 0 | 0 | 0 | 0 | 0 | 0 | 0 | 0
| Other demand components |  | Ml/d | 2 | 0 | 0 | 0 | 0 | 0 | 0 | 0 | 0 | 0 | 0 | 0 | 0 | 0 | 0 | 0 | 0 | 0 | 0 | 0 | 0 | 0 | 0 | 0 | 0 | 0 | 0 | 0 | 0 | 0 | 0 | 0 | 0 | 0 | 0 | 0 | 0 | 0 | 0 | 0 | 0 | 0 | 0 | 0 | 0 | 0 | 0 | 0 | 0 | 0 | 0 | 0 | 0 | 0 | 0 | 0 | 0 | 0 | 0 | 0 | 0 | 0 | 0 | 0 | 0 | 0 | 0 | 0 | 0 | 0 | 0 | 0 | 0 | 0 | 0 | 0 | 0 | 0 | 0 | 0 | 0 | 0
| Total Water Available for use |  | Ml/d | 2 | 0 | 0 | 0 | 0 | 0 | 0 | 0 | 0 | 0 | 0 | 0 | 0 | 0 | 0 | 0 | 0 | 0 | 0 | 0 | 0 | 0 | 0 | 0 | 0 | 0 | 0 | 0 | 0 | 0 | 0 | 0 | 0 | 0 | 0 | 0 | 0 | 0 | 0 | 0 | 0 | 0 | 0 | 0 | 0 | 0 | 0 | 0 | 0 | 0 | 0 | 0 | 0 | 0 | 0 | 0 | 0 | 0 | 0 | 0 | 0 | 0 | 0 | 0 | 0 | 0 | 0 | 0 | 0 | 0 | 0 | 0 | 0 | 0 | 0 | 0 | 0 | 0 | 0 | 0 | 0 | 0
| Total Demand + Target Headroom |  | Ml/d | 2 | 0 | 0 | 0 | 0 | 0 | 0 | 0 | 0 | 0 | 0 | 0 | 0 | 0 | 0 | 0 | 0 | 0 | 0 | 0 | 0 | 0 | 0 | 0 | 0 | 0 | 0 | 0 | 0 | 0 | 0 | 0 | 0 | 0 | 0 | 0 | 0 | 0 | 0 | 0 | 0 | 0 | 0 | 0 | 0 | 0 | 0 | 0 | 0 | 0 | 0 | 0 | 0 | 0 | 0 | 0 | 0 | 0 | 0 | 0 | 0 | 0 | 0 | 0 | 0 | 0 | 0 | 0 | 0 | 0 | 0 | 0 | 0 | 0 | 0 | 0 | 0 | 0 | 0 | 0 | 0 | 0

## AWSSUE
Back to title page
Table 3a: DYAA - Baseline
Table 3b: DYAA - Final plan Options
Table 3c: DYAA - Final plan
Table 3d: DYCP - Baseline
Table 3e: DYCP - Final plan Options
Table 3f: DYCP - Final plan
Water Company | Anglian Water | Version | V3.1
WRZ | AWSSUE | Planning Scenario | DYAA
Table 3a: DYAA - Baseline | Back to top of sheet
WRMP24 reference | Component | Derivation | Unit | Decimal places | 2019-20 | 2020-21 | 2021-22 | 2022-23 | 2023-24 | 2024-25 | 2025-26 | 2026-27 | 2027-28 | 2028-29 | 2029-30 | 2030-31 | 2031-32 | 2032-33 | 2033-34 | 2034-35 | 2035-36 | 2036-37 | 2037-38 | 2038-39 | 2039-40 | 2040-41 | 2041-42 | 2042-43 | 2043-44 | 2044-45 | 2045-46 | 2046-47 | 2047-48 | 2048-49 | 2049-50 | 2050-51 | 2051-52 | 2052-53 | 2053-54 | 2054-55 | 2055-56 | 2056-57 | 2057-58 | 2058-59 | 2059-60 | 2060-61 | 2061-62 | 2062-63 | 2063-64 | 2064-65 | 2065-66 | 2066-67 | 2067-68 | 2068-69 | 2069-70 | 2070-71 | 2071-72 | 2072-73 | 2073-74 | 2074-75 | 2075-76 | 2076-77 | 2077-78 | 2078-79 | 2079-80 | 2080-81 | 2081-82 | 2082-83 | 2083-84 | 2084-85 | 2085-86 | 2086-87 | 2087-88 | 2088-89 | 2089-90 | 2090-91 | 2091-92 | 2092-93 | 2093-94 | 2094-95 | 2095-96 | 2096-97 | 2097-98 | 2098-99 | 2099-100
1BL | Raw water abstracted | Input | Ml/d | 2 | 2019-20: 0; 2020-21: 0; 2021-22: 0; 2022-23: 0; 2023-24: 0; 2024-25: 0; 2025-26: 0; 2026-27: 0; 2027-28: 0; 2028-29: 0; 2029-30: 0; 2030-31: 0; 2031-32: 0; 2032-33: 0; 2033-34: 0; 2034-35: 0; 2035-36: 0; 2036-37: 0; 2037-38: 0; 2038-39: 0; 2039-40: 0; 2040-41: 0; 2041-42: 0; 2042-43: 0; 2043-44: 0; 2044-45: 0; 2045-46: 0; 2046-47: 0; 2047-48: 0; 2048-49: 0; 2049-50: 0
1.1BL | Non-potable water supplies (if applicable) | Input | Ml/d | 2 | 2019-20: 0; 2020-21: 0; 2021-22: 0; 2022-23: 0; 2023-24: 0; 2024-25: 0; 2025-26: 0; 2026-27: 0; 2027-28: 0; 2028-29: 0; 2029-30: 0; 2030-31: 0; 2031-32: 0; 2032-33: 0; 2033-34: 0; 2034-35: 0; 2035-36: 0; 2036-37: 0; 2037-38: 0; 2038-39: 0; 2039-40: 0; 2040-41: 0; 2041-42: 0; 2042-43: 0; 2043-44: 0; 2044-45: 0; 2045-46: 0; 2046-47: 0; 2047-48: 0; 2048-49: 0; 2049-50: 0
2BL | Raw water imported | Input | Ml/d | 2 | 2019-20: 0; 2020-21: 0; 2021-22: 0; 2022-23: 0; 2023-24: 0; 2024-25: 0; 2025-26: 0; 2026-27: 0; 2027-28: 0; 2028-29: 0; 2029-30: 0; 2030-31: 0; 2031-32: 0; 2032-33: 0; 2033-34: 0; 2034-35: 0; 2035-36: 0; 2036-37: 0; 2037-38: 0; 2038-39: 0; 2039-40: 0; 2040-41: 0; 2041-42: 0; 2042-43: 0; 2043-44: 0; 2044-45: 0; 2045-46: 0; 2046-47: 0; 2047-48: 0; 2048-49: 0; 2049-50: 0
3BL | Potable water imported | Input | Ml/d | 2 | 2019-20: 0; 2020-21: 0; 2021-22: 0; 2022-23: 0; 2023-24: 0; 2024-25: 0; 2025-26: 0.43; 2026-27: 0.43; 2027-28: 0.43; 2028-29: 0.43; 2029-30: 0.43; 2030-31: 0.43; 2031-32: 0.43; 2032-33: 0.43; 2033-34: 0.43; 2034-35: 0.43; 2035-36: 0.43; 2036-37: 0.43; 2037-38: 0.43; 2038-39: 0.43; 2039-40: 0.43; 2040-41: 0.43; 2041-42: 0.43; 2042-43: 0.43; 2043-44: 0.43; 2044-45: 0.43; 2045-46: 0.43; 2046-47: 0.43; 2047-48: 0.43; 2048-49: 0.43; 2049-50: 0.43
4BL | Raw water exported enter as -ve | Input | Ml/d | 2 | 2019-20: 0; 2020-21: 0; 2021-22: 0; 2022-23: 0; 2023-24: 0; 2024-25: 0; 2025-26: 0; 2026-27: 0; 2027-28: 0; 2028-29: 0; 2029-30: 0; 2030-31: 0; 2031-32: 0; 2032-33: 0; 2033-34: 0; 2034-35: 0; 2035-36: 0; 2036-37: 0; 2037-38: 0; 2038-39: 0; 2039-40: 0; 2040-41: 0; 2041-42: 0; 2042-43: 0; 2043-44: 0; 2044-45: 0; 2045-46: 0; 2046-47: 0; 2047-48: 0; 2048-49: 0; 2049-50: 0
5BL | Potable water exported enter as -ve | Input | Ml/d | 2 | 2019-20: 0; 2020-21: 0; 2021-22: 0; 2022-23: 0; 2023-24: 0; 2024-25: 0; 2025-26: -15; 2026-27: -15; 2027-28: -15; 2028-29: -15; 2029-30: -15; 2030-31: -15; 2031-32: -15; 2032-33: -15; 2033-34: -15; 2034-35: -15; 2035-36: -15; 2036-37: -15; 2037-38: -15; 2038-39: -15; 2039-40: -15; 2040-41: -15; 2041-42: -15; 2042-43: -15; 2043-44: -15; 2044-45: -15; 2045-46: -15; 2046-47: -15; 2047-48: -15; 2048-49: -15; 2049-50: -15
6BL | Deployable Output before forecast changes | Input | Ml/d | 2 | 2019-20: 75.27; 2020-21: 75.27; 2021-22: 75.27; 2022-23: 75.27; 2023-24: 75.27; 2024-25: 75.27; 2025-26: 68.67; 2026-27: 68.67; 2027-28: 68.67; 2028-29: 68.67; 2029-30: 68.67; 2030-31: 68.67; 2031-32: 68.67; 2032-33: 68.67; 2033-34: 68.67; 2034-35: 68.67; 2035-36: 68.67; 2036-37: 68.67; 2037-38: 68.67; 2038-39: 68.67; 2039-40: 68.67; 2040-41: 68.67; 2041-42: 68.67; 2042-43: 68.67; 2043-44: 68.67; 2044-45: 68.67; 2045-46: 68.67; 2046-47: 68.67; 2047-48: 68.67; 2048-49: 68.67; 2049-50: 68.67
6.1BL | Deployable Output post forecast changes | 6BL + 7BL | Ml/d | 2 | 2019-20: 75.27; 2020-21: 75.27; 2021-22: 75.27; 2022-23: 75.27; 2023-24: 75.27; 2024-25: 75.27; 2025-26: 64.28; 2026-27: 64.28; 2027-28: 64.27; 2028-29: 64.27; 2029-30: 64.26; 2030-31: 64.26; 2031-32: 64.26; 2032-33: 64.25; 2033-34: 64.25; 2034-35: 64.24; 2035-36: 64.24; 2036-37: 64.24; 2037-38: 64.23; 2038-39: 64.23; 2039-40: 64.22; 2040-41: 49.97; 2041-42: 49.97; 2042-43: 49.96; 2043-44: 49.96; 2044-45: 49.95; 2045-46: 49.95; 2046-47: 49.95; 2047-48: 49.94; 2048-49: 49.94; 2049-50: 49.93
7BL | Baseline forecast changes to Deployable Output | sum (7.1BL:7.6BL) | Ml/d | 2 | 2019-20: 0; 2020-21: 0; 2021-22: 0; 2022-23: 0; 2023-24: 0; 2024-25: 0; 2025-26: -4.39; 2026-27: -4.39; 2027-28: -4.4; 2028-29: -4.4; 2029-30: -4.41; 2030-31: -4.41; 2031-32: -4.41; 2032-33: -4.42; 2033-34: -4.42; 2034-35: -4.43; 2035-36: -4.43; 2036-37: -4.43; 2037-38: -4.44; 2038-39: -4.44; 2039-40: -4.45; 2040-41: -18.7; 2041-42: -18.7; 2042-43: -18.71; 2043-44: -18.71; 2044-45: -18.72; 2045-46: -18.72; 2046-47: -18.72; 2047-48: -18.73; 2048-49: -18.73; 2049-50: -18.74
7.1BL | Change in DO due to climate change | Input | Ml/d | 2 | 2019-20: 0; 2020-21: 0; 2021-22: 0; 2022-23: 0; 2023-24: 0; 2024-25: 0; 2025-26: -0.14; 2026-27: -0.14; 2027-28: -0.15; 2028-29: -0.15; 2029-30: -0.16; 2030-31: -0.16; 2031-32: -0.16; 2032-33: -0.17; 2033-34: -0.17; 2034-35: -0.18; 2035-36: -0.18; 2036-37: -0.18; 2037-38: -0.19; 2038-39: -0.19; 2039-40: -0.2; 2040-41: -0.2; 2041-42: -0.2; 2042-43: -0.21; 2043-44: -0.21; 2044-45: -0.22; 2045-46: -0.22; 2046-47: -0.22; 2047-48: -0.23; 2048-49: -0.23; 2049-50: -0.24
7.2BL | Total confirmed DO reductions to restore sustainable abstraction enter as -ve | Input | Ml/d | 2 | 2019-20: 0; 2020-21: 0; 2021-22: 0; 2022-23: 0; 2023-24: 0; 2024-25: 0; 2025-26: -4.25; 2026-27: -4.25; 2027-28: -4.25; 2028-29: -4.25; 2029-30: -4.25; 2030-31: -4.25; 2031-32: -4.25; 2032-33: -4.25; 2033-34: -4.25; 2034-35: -4.25; 2035-36: -4.25; 2036-37: -4.25; 2037-38: -4.25; 2038-39: -4.25; 2039-40: -4.25; 2040-41: -4.25; 2041-42: -4.25; 2042-43: -4.25; 2043-44: -4.25; 2044-45: -4.25; 2045-46: -4.25; 2046-47: -4.25; 2047-48: -4.25; 2048-49: -4.25; 2049-50: -4.25
7.3BL | Total additional DO reductions for Environmental Destination (excl. any confirmed reductions) enter as -ve | Input | Ml/d | 2 | 2019-20: 0; 2020-21: 0; 2021-22: 0; 2022-23: 0; 2023-24: 0; 2024-25: 0; 2025-26: 0; 2026-27: 0; 2027-28: 0; 2028-29: 0; 2029-30: 0; 2030-31: 0; 2031-32: 0; 2032-33: 0; 2033-34: 0; 2034-35: 0; 2035-36: 0; 2036-37: 0; 2037-38: 0; 2038-39: 0; 2039-40: 0; 2040-41: -14.25; 2041-42: -14.25; 2042-43: -14.25; 2043-44: -14.25; 2044-45: -14.25; 2045-46: -14.25; 2046-47: -14.25; 2047-48: -14.25; 2048-49: -14.25; 2049-50: -14.25
7.4BL | Change in DO from prolonged Outage reduction enter as -ve | Input | Ml/d | 2 | 2019-20: 0; 2020-21: 0; 2021-22: 0; 2022-23: 0; 2023-24: 0; 2024-25: 0; 2025-26: 0; 2026-27: 0; 2027-28: 0; 2028-29: 0; 2029-30: 0; 2030-31: 0; 2031-32: 0; 2032-33: 0; 2033-34: 0; 2034-35: 0; 2035-36: 0; 2036-37: 0; 2037-38: 0; 2038-39: 0; 2039-40: 0; 2040-41: 0; 2041-42: 0; 2042-43: 0; 2043-44: 0; 2044-45: 0; 2045-46: 0; 2046-47: 0; 2047-48: 0; 2048-49: 0; 2049-50: 0
7.5BL | Change in DO from drought measures | Zero for baseline | Ml/d | 2 | 2019-20: 0; 2020-21: 0; 2021-22: 0; 2022-23: 0; 2023-24: 0; 2024-25: 0; 2025-26: 0; 2026-27: 0; 2027-28: 0; 2028-29: 0; 2029-30: 0; 2030-31: 0; 2031-32: 0; 2032-33: 0; 2033-34: 0; 2034-35: 0; 2035-36: 0; 2036-37: 0; 2037-38: 0; 2038-39: 0; 2039-40: 0; 2040-41: 0; 2041-42: 0; 2042-43: 0; 2043-44: 0; 2044-45: 0; 2045-46: 0; 2046-47: 0; 2047-48: 0; 2048-49: 0; 2049-50: 0
7.6BL | Total other changes to DO (e.g. nitrates/operational decline) | Input | Ml/d | 2 | 2019-20: 0; 2020-21: 0; 2021-22: 0; 2022-23: 0; 2023-24: 0; 2024-25: 0; 2025-26: 0; 2026-27: 0; 2027-28: 0; 2028-29: 0; 2029-30: 0; 2030-31: 0; 2031-32: 0; 2032-33: 0; 2033-34: 0; 2034-35: 0; 2035-36: 0; 2036-37: 0; 2037-38: 0; 2038-39: 0; 2039-40: 0; 2040-41: 0; 2041-42: 0; 2042-43: 0; 2043-44: 0; 2044-45: 0; 2045-46: 0; 2046-47: 0; 2047-48: 0; 2048-49: 0; 2049-50: 0
8BL | Raw water losses, treatment works losses and operational use | Input | Ml/d | 2 | 2019-20: 2.92; 2020-21: 2.92; 2021-22: 2.92; 2022-23: 2.92; 2023-24: 2.92; 2024-25: 2.92; 2025-26: 2.92; 2026-27: 2.92; 2027-28: 2.92; 2028-29: 2.92; 2029-30: 2.92; 2030-31: 2.92; 2031-32: 2.92; 2032-33: 2.92; 2033-34: 2.92; 2034-35: 2.92; 2035-36: 2.92; 2036-37: 2.92; 2037-38: 2.92; 2038-39: 2.92; 2039-40: 2.92; 2040-41: 2.92; 2041-42: 2.92; 2042-43: 2.92; 2043-44: 2.92; 2044-45: 2.92; 2045-46: 2.92; 2046-47: 2.92; 2047-48: 2.92; 2048-49: 2.92; 2049-50: 2.92
9BL | Total Outage Allowance | Input | Ml/d | 2 | 2019-20: 0.41; 2020-21: 0.41; 2021-22: 0.41; 2022-23: 0.41; 2023-24: 0.41; 2024-25: 0.41; 2025-26: 0.41; 2026-27: 0.41; 2027-28: 0.41; 2028-29: 0.41; 2029-30: 0.41; 2030-31: 0.39; 2031-32: 0.39; 2032-33: 0.39; 2033-34: 0.39; 2034-35: 0.39; 2035-36: 0.39; 2036-37: 0.39; 2037-38: 0.39; 2038-39: 0.39; 2039-40: 0.37; 2040-41: 0.37; 2041-42: 0.37; 2042-43: 0.37; 2043-44: 0.37; 2044-45: 0.37; 2045-46: 0.37; 2046-47: 0.37; 2047-48: 0.37; 2048-49: 0.37; 2049-50: 0.37
10BL | Water Available For Use (own sources) | (6BL + 7BL) - (8BL + 9BL) | Ml/d | 2 | 2019-20: 71.94; 2020-21: 71.94; 2021-22: 71.94; 2022-23: 71.94; 2023-24: 71.94; 2024-25: 71.94; 2025-26: 60.95; 2026-27: 60.95; 2027-28: 60.94; 2028-29: 60.94; 2029-30: 60.93; 2030-31: 60.95; 2031-32: 60.95; 2032-33: 60.94; 2033-34: 60.94; 2034-35: 60.93; 2035-36: 60.93; 2036-37: 60.93; 2037-38: 60.92; 2038-39: 60.92; 2039-40: 60.93; 2040-41: 46.68; 2041-42: 46.68; 2042-43: 46.67; 2043-44: 46.67; 2044-45: 46.66; 2045-46: 46.66; 2046-47: 46.66; 2047-48: 46.65; 2048-49: 46.65; 2049-50: 46.64
11BL | Total Water Available For Use | 10BL + sum (2BL:5BL) | Ml/d | 2 | 2019-20: 71.94; 2020-21: 71.94; 2021-22: 71.94; 2022-23: 71.94; 2023-24: 71.94; 2024-25: 71.94; 2025-26: 46.38; 2026-27: 46.38; 2027-28: 46.37; 2028-29: 46.37; 2029-30: 46.36; 2030-31: 46.38; 2031-32: 46.38; 2032-33: 46.37; 2033-34: 46.37; 2034-35: 46.36; 2035-36: 46.36; 2036-37: 46.36; 2037-38: 46.35; 2038-39: 46.35; 2039-40: 46.36; 2040-41: 32.11; 2041-42: 32.11; 2042-43: 32.1; 2043-44: 32.1; 2044-45: 32.09; 2045-46: 32.09; 2046-47: 32.09; 2047-48: 32.08; 2048-49: 32.08; 2049-50: 32.07
12BL | Water delivered measured non-household | Input | Ml/d | 2 | 2019-20: 14.06; 2020-21: 14.51; 2021-22: 14.99; 2022-23: 15.06; 2023-24: 15.39; 2024-25: 16.29; 2025-26: 16.15; 2026-27: 15.51; 2027-28: 15.6; 2028-29: 15.61; 2029-30: 15.59; 2030-31: 15.59; 2031-32: 15.6; 2032-33: 15.63; 2033-34: 15.65; 2034-35: 15.68; 2035-36: 15.71; 2036-37: 15.74; 2037-38: 15.79; 2038-39: 15.84; 2039-40: 15.93; 2040-41: 16.03; 2041-42: 16.13; 2042-43: 16.25; 2043-44: 16.38; 2044-45: 16.52; 2045-46: 16.66; 2046-47: 16.81; 2047-48: 16.97; 2048-49: 17.15; 2049-50: 17.33
12.1BL | Non-potable water consumption (if applicable) | Input | Ml/d | 2 | 2019-20: 0; 2020-21: 0; 2021-22: 0; 2022-23: 0; 2023-24: 0; 2024-25: 0; 2025-26: 0; 2026-27: 0; 2027-28: 0; 2028-29: 0; 2029-30: 0; 2030-31: 0; 2031-32: 0; 2032-33: 0; 2033-34: 0; 2034-35: 0; 2035-36: 0; 2036-37: 0; 2037-38: 0; 2038-39: 0; 2039-40: 0; 2040-41: 0; 2041-42: 0; 2042-43: 0; 2043-44: 0; 2044-45: 0; 2045-46: 0; 2046-47: 0; 2047-48: 0; 2048-49: 0; 2049-50: 0
13BL | Water delivered unmeasured non-household | Input | Ml/d | 2 | 2019-20: 0.06; 2020-21: 0.06; 2021-22: 0.06; 2022-23: 0.06; 2023-24: 0.06; 2024-25: 0.07; 2025-26: 0.07; 2026-27: 0.07; 2027-28: 0.07; 2028-29: 0.07; 2029-30: 0.07; 2030-31: 0.07; 2031-32: 0.07; 2032-33: 0.07; 2033-34: 0.07; 2034-35: 0.07; 2035-36: 0.07; 2036-37: 0.07; 2037-38: 0.07; 2038-39: 0.07; 2039-40: 0.07; 2040-41: 0.07; 2041-42: 0.07; 2042-43: 0.07; 2043-44: 0.07; 2044-45: 0.07; 2045-46: 0.07; 2046-47: 0.07; 2047-48: 0.07; 2048-49: 0.07; 2049-50: 0.07
14BL | Water delivered measured household | Input | Ml/d | 2 | 2019-20: 38.15; 2020-21: 38.45; 2021-22: 38.91; 2022-23: 39.22; 2023-24: 39.59; 2024-25: 39.88; 2025-26: 40.55; 2026-27: 41.14; 2027-28: 41.64; 2028-29: 42.05; 2029-30: 42.37; 2030-31: 42.72; 2031-32: 43.09; 2032-33: 43.47; 2033-34: 43.86; 2034-35: 44.21; 2035-36: 44.51; 2036-37: 44.79; 2037-38: 45.21; 2038-39: 45.65; 2039-40: 46.15; 2040-41: 46.49; 2041-42: 46.85; 2042-43: 47.22; 2043-44: 47.58; 2044-45: 47.94; 2045-46: 48.24; 2046-47: 48.53; 2047-48: 48.83; 2048-49: 49.13; 2049-50: 49.38
15BL | Water delivered unmeasured household | Input | Ml/d | 2 | 2019-20: 9.03; 2020-21: 8.66; 2021-22: 8.34; 2022-23: 7.96; 2023-24: 7.6; 2024-25: 7.26; 2025-26: 6.97; 2026-27: 6.68; 2027-28: 6.41; 2028-29: 6.15; 2029-30: 5.9; 2030-31: 5.67; 2031-32: 5.45; 2032-33: 5.24; 2033-34: 5.04; 2034-35: 4.85; 2035-36: 4.66; 2036-37: 4.49; 2037-38: 4.31; 2038-39: 4.15; 2039-40: 3.99; 2040-41: 3.84; 2041-42: 3.69; 2042-43: 3.55; 2043-44: 3.42; 2044-45: 3.28; 2045-46: 3.22; 2046-47: 3.15; 2047-48: 3.09; 2048-49: 3.03; 2049-50: 3.03
16BL | Percentage of consumption driven by climate change | Input | % | 1 | 2019-20: 0%; 2020-21: 0%; 2021-22: 0%; 2022-23: 0.1%; 2023-24: 0.1%; 2024-25: 0.1%; 2025-26: 0.1%; 2026-27: 0.1%; 2027-28: 0.1%; 2028-29: 0.2%; 2029-30: 0.2%; 2030-31: 0.2%; 2031-32: 0.2%; 2032-33: 0.3%; 2033-34: 0.3%; 2034-35: 0.3%; 2035-36: 0.4%; 2036-37: 0.4%; 2037-38: 0.4%; 2038-39: 0.5%; 2039-40: 0.5%; 2040-41: 0.6%; 2041-42: 0.6%; 2042-43: 0.6%; 2043-44: 0.7%; 2044-45: 0.7%; 2045-46: 0.8%; 2046-47: 0.8%; 2047-48: 0.8%; 2048-49: 0.8%; 2049-50: 0.9%
17BL | Volume of consumption driven by climate change | 16BL * (12BL + sum(13BL:15BL) - sum (23BL:26BL)) | Ml/d | 2 | 2019-20: 0; 2020-21: 0; 2021-22: 0; 2022-23: 0.05984; 2023-24: 0.06017; 2024-25: 0.06103; 2025-26: 0.06126; 2026-27: 0.0609; 2027-28: 0.06121; 2028-29: 0.12272; 2029-30: 0.12282; 2030-31: 0.12302; 2031-32: 0.12334; 2032-33: 0.18561; 2033-34: 0.18624; 2034-35: 0.18678; 2035-36: 0.2496; 2036-37: 0.25012; 2037-38: 0.25128; 2038-39: 0.3157; 2039-40: 0.31785; 2040-41: 0.38316; 2041-42: 0.38496; 2042-43: 0.38706; 2043-44: 0.45402; 2044-45: 0.45654; 2045-46: 0.52472; 2046-47: 0.52768; 2047-48: 0.5308; 2048-49: 0.53416; 2049-50: 0.60471
18BL | Measured Household - PCC | ((14BL - 25BL) * 1,000,000) / (39BL *1,000) | l/h/d | 1 | 2019-20: 134.8711; 2020-21: 133.7442; 2021-22: 132.9416; 2022-23: 131.9296; 2023-24: 130.9556; 2024-25: 129.9651; 2025-26: 129.6515; 2026-27: 129.318; 2027-28: 129.1028; 2028-29: 128.8438; 2029-30: 128.5977; 2030-31: 128.4866; 2031-32: 128.5494; 2032-33: 128.5967; 2033-34: 128.6732; 2034-35: 128.7148; 2035-36: 128.7693; 2036-37: 128.8192; 2037-38: 129.2406; 2038-39: 129.717; 2039-40: 130.1976; 2040-41: 130.2102; 2041-42: 130.2585; 2042-43: 130.3536; 2043-44: 130.3822; 2044-45: 130.4562; 2045-46: 130.483; 2046-47: 130.5216; 2047-48: 130.5685; 2048-49: 130.6057; 2049-50: 130.6331
19BL | Unmeasured Household - PCC | ((15BL - 26BL) * 1,000,000) / (40BL *1,000) | l/h/d | 1 | 2019-20: 159.2217; 2020-21: 158.8596; 2021-22: 158.6615; 2022-23: 158.2313; 2023-24: 157.8734; 2024-25: 157.6153; 2025-26: 157.1652; 2026-27: 156.4997; 2027-28: 156.0646; 2028-29: 155.7146; 2029-30: 155.4212; 2030-31: 155.4435; 2031-32: 155.5076; 2032-33: 155.6383; 2033-34: 155.8537; 2034-35: 155.8378; 2035-36: 155.9679; 2036-37: 156.2793; 2037-38: 156.3416; 2038-39: 156.5804; 2039-40: 156.4681; 2040-41: 157.0473; 2041-42: 156.9794; 2042-43: 157.1653; 2043-44: 157.6443; 2044-45: 157.4519; 2045-46: 158.2529; 2046-47: 158.4137; 2047-48: 158.442; 2048-49: 158.8995; 2049-50: 158.9263
20BL | Average Household - PCC | (((14BL - 25BL) + (15BL - 26BL)) * 1,000,000) / ((39BL + 40BL) *1,000) | l/h/d | 1 | 2019-20: 138.8204; 2020-21: 137.6328; 2021-22: 136.7474; 2022-23: 135.63; 2023-24: 134.5521; 2024-25: 133.4778; 2025-26: 132.9756; 2026-27: 132.4457; 2027-28: 132.0648; 2028-29: 131.6653; 2029-30: 131.2935; 2030-31: 131.0805; 2031-32: 131.0344; 2032-33: 130.9837; 2033-34: 130.9706; 2034-35: 130.9111; 2035-36: 130.8811; 2036-37: 130.8635; 2037-38: 131.1745; 2038-39: 131.5541; 2039-40: 131.9178; 2040-41: 131.8924; 2041-42: 131.8614; 2042-43: 131.8922; 2043-44: 131.8782; 2044-45: 131.8722; 2045-46: 131.9021; 2046-47: 131.9109; 2047-48: 131.922; 2048-49: 131.9456; 2049-50: 131.9666
21BL | Water taken unbilled | Input | Ml/d | 2 | 2019-20: 1.63; 2020-21: 1.63; 2021-22: 1.63; 2022-23: 1.63; 2023-24: 1.63; 2024-25: 1.62; 2025-26: 1.62; 2026-27: 1.64; 2027-28: 1.62; 2028-29: 1.63; 2029-30: 1.61; 2030-31: 1.62; 2031-32: 1.62; 2032-33: 1.62; 2033-34: 1.62; 2034-35: 1.64; 2035-36: 1.62; 2036-37: 1.63; 2037-38: 1.63; 2038-39: 1.61; 2039-40: 1.62; 2040-41: 1.63; 2041-42: 1.64; 2042-43: 1.64; 2043-44: 1.63; 2044-45: 1.63; 2045-46: 1.62; 2046-47: 1.63; 2047-48: 1.63; 2048-49: 1.63; 2049-50: 1.63
22BL | Distribution system operational use | Input | Ml/d | 2 | 2019-20: 0.39; 2020-21: 0.39; 2021-22: 0.39; 2022-23: 0.39; 2023-24: 0.39; 2024-25: 0.39; 2025-26: 0.39; 2026-27: 0.39; 2027-28: 0.39; 2028-29: 0.39; 2029-30: 0.39; 2030-31: 0.39; 2031-32: 0.39; 2032-33: 0.39; 2033-34: 0.39; 2034-35: 0.39; 2035-36: 0.39; 2036-37: 0.39; 2037-38: 0.39; 2038-39: 0.39; 2039-40: 0.39; 2040-41: 0.39; 2041-42: 0.39; 2042-43: 0.39; 2043-44: 0.39; 2044-45: 0.39; 2045-46: 0.39; 2046-47: 0.39; 2047-48: 0.39; 2048-49: 0.39; 2049-50: 0.39
23BL | Measured Non Household - USPL | Input | Ml/d | 2 | 2019-20: 0.06; 2020-21: 0.06; 2021-22: 0.06; 2022-23: 0.06; 2023-24: 0.06; 2024-25: 0.06; 2025-26: 0.06; 2026-27: 0.06; 2027-28: 0.06; 2028-29: 0.06; 2029-30: 0.06; 2030-31: 0.07; 2031-32: 0.07; 2032-33: 0.07; 2033-34: 0.07; 2034-35: 0.07; 2035-36: 0.07; 2036-37: 0.07; 2037-38: 0.07; 2038-39: 0.07; 2039-40: 0.07; 2040-41: 0.07; 2041-42: 0.07; 2042-43: 0.07; 2043-44: 0.07; 2044-45: 0.07; 2045-46: 0.07; 2046-47: 0.07; 2047-48: 0.07; 2048-49: 0.07; 2049-50: 0.07
24BL | Unmeasured Non Household - USPL | Input | Ml/d | 2 | 2019-20: 0; 2020-21: 0; 2021-22: 0; 2022-23: 0; 2023-24: 0; 2024-25: 0; 2025-26: 0; 2026-27: 0; 2027-28: 0; 2028-29: 0; 2029-30: 0; 2030-31: 0; 2031-32: 0; 2032-33: 0; 2033-34: 0; 2034-35: 0; 2035-36: 0; 2036-37: 0; 2037-38: 0; 2038-39: 0; 2039-40: 0; 2040-41: 0; 2041-42: 0; 2042-43: 0; 2043-44: 0; 2044-45: 0; 2045-46: 0; 2046-47: 0; 2047-48: 0; 2048-49: 0; 2049-50: 0
25BL | Measured Household - USPL | Input | Ml/d | 2 | 2019-20: 1.7; 2020-21: 1.73; 2021-22: 1.76; 2022-23: 1.79; 2023-24: 1.83; 2024-25: 1.86; 2025-26: 1.89; 2026-27: 1.93; 2027-28: 1.96; 2028-29: 1.99; 2029-30: 2.01; 2030-31: 2.04; 2031-32: 2.06; 2032-33: 2.08; 2033-34: 2.1; 2034-35: 2.12; 2035-36: 2.14; 2036-37: 2.16; 2037-38: 2.18; 2038-39: 2.2; 2039-40: 2.21; 2040-41: 2.23; 2041-42: 2.25; 2042-43: 2.26; 2043-44: 2.28; 2044-45: 2.29; 2045-46: 2.31; 2046-47: 2.32; 2047-48: 2.33; 2048-49: 2.34; 2049-50: 2.35
26BL | Unmeasured Household - USPL | Input | Ml/d | 2 | 2019-20: 0.7; 2020-21: 0.67; 2021-22: 0.64; 2022-23: 0.61; 2023-24: 0.58; 2024-25: 0.55; 2025-26: 0.53; 2026-27: 0.51; 2027-28: 0.49; 2028-29: 0.47; 2029-30: 0.45; 2030-31: 0.43; 2031-32: 0.41; 2032-33: 0.39; 2033-34: 0.37; 2034-35: 0.36; 2035-36: 0.34; 2036-37: 0.33; 2037-38: 0.31; 2038-39: 0.3; 2039-40: 0.29; 2040-41: 0.27; 2041-42: 0.26; 2042-43: 0.25; 2043-44: 0.24; 2044-45: 0.23; 2045-46: 0.22; 2046-47: 0.21; 2047-48: 0.21; 2048-49: 0.2; 2049-50: 0.2
27BL | Void Properties - USPL | Input | Ml/d | 2 | 2019-20: 0.16; 2020-21: 0.16; 2021-22: 0.16; 2022-23: 0.16; 2023-24: 0.16; 2024-25: 0.16; 2025-26: 0.16; 2026-27: 0.17; 2027-28: 0.17; 2028-29: 0.17; 2029-30: 0.17; 2030-31: 0.17; 2031-32: 0.17; 2032-33: 0.17; 2033-34: 0.17; 2034-35: 0.17; 2035-36: 0.18; 2036-37: 0.18; 2037-38: 0.18; 2038-39: 0.18; 2039-40: 0.18; 2040-41: 0.18; 2041-42: 0.18; 2042-43: 0.18; 2043-44: 0.18; 2044-45: 0.19; 2045-46: 0.19; 2046-47: 0.19; 2047-48: 0.19; 2048-49: 0.19; 2049-50: 0.19
28BL | Distribution losses | Input | Ml/d | 2 | 2019-20: 7.31; 2020-21: 7.16; 2021-22: 7.07; 2022-23: 6.93; 2023-24: 6.79; 2024-25: 6.64; 2025-26: 6.64; 2026-27: 6.64; 2027-28: 6.64; 2028-29: 6.64; 2029-30: 6.64; 2030-31: 6.64; 2031-32: 6.64; 2032-33: 6.64; 2033-34: 6.64; 2034-35: 6.64; 2035-36: 6.64; 2036-37: 6.64; 2037-38: 6.64; 2038-39: 6.64; 2039-40: 6.64; 2040-41: 6.64; 2041-42: 6.64; 2042-43: 6.64; 2043-44: 6.64; 2044-45: 6.64; 2045-46: 6.64; 2046-47: 6.64; 2047-48: 6.64; 2048-49: 6.64; 2049-50: 6.64
29BL | Total Leakage | sum (23BL:28BL) | Ml/d | 2 | 2019-20: 9.93; 2020-21: 9.78; 2021-22: 9.69; 2022-23: 9.55; 2023-24: 9.42; 2024-25: 9.27; 2025-26: 9.28; 2026-27: 9.31; 2027-28: 9.32; 2028-29: 9.33; 2029-30: 9.33; 2030-31: 9.35; 2031-32: 9.35; 2032-33: 9.35; 2033-34: 9.35; 2034-35: 9.36; 2035-36: 9.37; 2036-37: 9.38; 2037-38: 9.38; 2038-39: 9.39; 2039-40: 9.39; 2040-41: 9.39; 2041-42: 9.4; 2042-43: 9.4; 2043-44: 9.41; 2044-45: 9.42; 2045-46: 9.43; 2046-47: 9.43; 2047-48: 9.44; 2048-49: 9.44; 2049-50: 9.45
30BL | Leakage/property | (29BL * 1,000,000) / (36BL * 1,000) | l/prop/d | 2 | 2019-20: 68.5755; 2020-21: 66.8704; 2021-22: 65.4938; 2022-23: 63.822; 2023-24: 62.1741; 2024-25: 60.4858; 2025-26: 59.6252; 2026-27: 58.9913; 2027-28: 58.3868; 2028-29: 57.8468; 2029-30: 57.3304; 2030-31: 56.9688; 2031-32: 56.5283; 2032-33: 56.081; 2033-34: 55.6528; 2034-35: 55.3237; 2035-36: 55.0519; 2036-37: 54.7865; 2037-38: 54.4687; 2038-39: 54.2148; 2039-40: 53.911; 2040-41: 53.6124; 2041-42: 53.3769; 2042-43: 53.0896; 2043-44: 52.8661; 2044-45: 52.6478; 2045-46: 52.434; 2046-47: 52.1698; 2047-48: 51.9661; 2048-49: 51.7124; 2049-50: 51.5194
31BL | Measured Non Household - properties | Input | 000's | 2 | 2019-20: 7.889; 2020-21: 7.967; 2021-22: 8.061; 2022-23: 8.141; 2023-24: 8.206; 2024-25: 8.306; 2025-26: 8.408; 2026-27: 8.501; 2027-28: 8.584; 2028-29: 8.654; 2029-30: 8.715; 2030-31: 8.77; 2031-32: 8.822; 2032-33: 8.872; 2033-34: 8.919; 2034-35: 8.961; 2035-36: 9.001; 2036-37: 9.04; 2037-38: 9.078; 2038-39: 9.115; 2039-40: 9.15; 2040-41: 9.184; 2041-42: 9.217; 2042-43: 9.248; 2043-44: 9.277; 2044-45: 9.305; 2045-46: 9.331; 2046-47: 9.356; 2047-48: 9.38; 2048-49: 9.402; 2049-50: 9.423
32BL | Unmeasured Non Household - properties | Input | 000's | 2 | 2019-20: 0.032; 2020-21: 0.032; 2021-22: 0.032; 2022-23: 0.033; 2023-24: 0.033; 2024-25: 0.033; 2025-26: 0.034; 2026-27: 0.034; 2027-28: 0.034; 2028-29: 0.035; 2029-30: 0.035; 2030-31: 0.035; 2031-32: 0.035; 2032-33: 0.036; 2033-34: 0.036; 2034-35: 0.036; 2035-36: 0.036; 2036-37: 0.036; 2037-38: 0.036; 2038-39: 0.037; 2039-40: 0.037; 2040-41: 0.037; 2041-42: 0.037; 2042-43: 0.037; 2043-44: 0.037; 2044-45: 0.037; 2045-46: 0.037; 2046-47: 0.038; 2047-48: 0.038; 2048-49: 0.038; 2049-50: 0.038
33BL | All void non-households - properties | Input | 000's | 2 | 2019-20: 0; 2020-21: 0; 2021-22: 0; 2022-23: 0; 2023-24: 0; 2024-25: 0; 2025-26: 0; 2026-27: 0; 2027-28: 0; 2028-29: 0; 2029-30: 0; 2030-31: 0; 2031-32: 0; 2032-33: 0; 2033-34: 0; 2034-35: 0; 2035-36: 0; 2036-37: 0; 2037-38: 0; 2038-39: 0; 2039-40: 0; 2040-41: 0; 2041-42: 0; 2042-43: 0; 2043-44: 0; 2044-45: 0; 2045-46: 0; 2046-47: 0; 2047-48: 0; 2048-49: 0; 2049-50: 0
34BL | Measured households - properties (excl. void) | Year before + sum (34.1BL:34.6BL) | 000's | 2 | 2019-20: 119.079; 2020-21: 121.05; 2021-22: 123.176; 2022-23: 125.395; 2023-24: 127.794; 2024-25: 130.002; 2025-26: 132.749; 2026-27: 135.285; 2027-28: 137.445; 2028-29: 139.463; 2029-30: 141.267; 2030-31: 142.991; 2031-32: 144.598; 2032-33: 146.23; 2033-34: 147.818; 2034-35: 149.294; 2035-36: 150.596; 2036-37: 151.877; 2037-38: 153.138; 2038-39: 154.38; 2039-40: 155.598; 2040-41: 156.8; 2041-42: 157.983; 2042-43: 159.15; 2043-44: 160.295; 2044-45: 161.422; 2045-46: 162.419; 2046-47: 163.403; 2047-48: 164.374; 2048-49: 165.333; 2049-50: 166.173
34.1BL | New build properties - properties | Input (new builds in each year) | 000's | 2 | 2019-20: 1.179; 2020-21: 1.221; 2021-22: 1.424; 2022-23: 1.572; 2023-24: 1.78; 2024-25: 1.615; 2025-26: 2.246; 2026-27: 2.054; 2027-28: 1.696; 2028-29: 1.571; 2029-30: 1.373; 2030-31: 1.31; 2031-32: 1.208; 2032-33: 1.248; 2033-34: 1.218; 2034-35: 1.12; 2035-36: 0.959; 2036-37: 0.95; 2037-38: 0.942; 2038-39: 0.936; 2039-40: 0.923; 2040-41: 0.918; 2041-42: 0.91; 2042-43: 0.903; 2043-44: 0.892; 2044-45: 0.883; 2045-46: 0.875; 2046-47: 0.867; 2047-48: 0.859; 2048-49: 0.851; 2049-50: 0.84
34.2BL | Meter optants - properties | Input (meter optants in each year) | 000's | 2 | 2019-20: 0.419; 2020-21: 0.4; 2021-22: 0.366; 2022-23: 0.322; 2023-24: 0.308; 2024-25: 0.294; 2025-26: 0.215; 2026-27: 0.207; 2027-28: 0.2; 2028-29: 0.194; 2029-30: 0.187; 2030-31: 0.181; 2031-32: 0.175; 2032-33: 0.169; 2033-34: 0.163; 2034-35: 0.158; 2035-36: 0.153; 2036-37: 0.148; 2037-38: 0.143; 2038-39: 0.138; 2039-40: 0.133; 2040-41: 0.129; 2041-42: 0.124; 2042-43: 0.12; 2043-44: 0.116; 2044-45: 0.112; 2045-46: 0; 2046-47: 0; 2047-48: 0; 2048-49: 0; 2049-50: 0
34.3BL | Compulsory metering - properties | Input (compulsory meters in each year) | 000's | 2 | 2019-20: 0; 2020-21: 0; 2021-22: 0; 2022-23: 0; 2023-24: 0; 2024-25: 0; 2025-26: 0; 2026-27: 0; 2027-28: 0; 2028-29: 0; 2029-30: 0; 2030-31: 0; 2031-32: 0; 2032-33: 0; 2033-34: 0; 2034-35: 0; 2035-36: 0; 2036-37: 0; 2037-38: 0; 2038-39: 0; 2039-40: 0; 2040-41: 0; 2041-42: 0; 2042-43: 0; 2043-44: 0; 2044-45: 0; 2045-46: 0; 2046-47: 0; 2047-48: 0; 2048-49: 0; 2049-50: 0
34.4BL | Metering on change of occupancy - properties | Input (change of occupancy meters in each year) | 000's | 2 | 2019-20: 0.349; 2020-21: 0.337; 2021-22: 0.324; 2022-23: 0.313; 2023-24: 0.3; 2024-25: 0.288; 2025-26: 0.276; 2026-27: 0.265; 2027-28: 0.255; 2028-29: 0.244; 2029-30: 0.235; 2030-31: 0.225; 2031-32: 0.216; 2032-33: 0.207; 2033-34: 0.199; 2034-35: 0.191; 2035-36: 0.183; 2036-37: 0.176; 2037-38: 0.169; 2038-39: 0.162; 2039-40: 0.156; 2040-41: 0.149; 2041-42: 0.143; 2042-43: 0.138; 2043-44: 0.132; 2044-45: 0.127; 2045-46: 0.122; 2046-47: 0.117; 2047-48: 0.112; 2048-49: 0.108; 2049-50: 0
34.5BL | Selective metering - properties | Input (selective meters in each year) | 000's | 2 | 2019-20: 0.013; 2020-21: 0.013; 2021-22: 0.012; 2022-23: 0.012; 2023-24: 0.011; 2024-25: 0.011; 2025-26: 0.01; 2026-27: 0.01; 2027-28: 0.009; 2028-29: 0.009; 2029-30: 0.009; 2030-31: 0.008; 2031-32: 0.008; 2032-33: 0.008; 2033-34: 0.008; 2034-35: 0.007; 2035-36: 0.007; 2036-37: 0.007; 2037-38: 0.007; 2038-39: 0.006; 2039-40: 0.006; 2040-41: 0.006; 2041-42: 0.006; 2042-43: 0.006; 2043-44: 0.005; 2044-45: 0.005; 2045-46: 0; 2046-47: 0; 2047-48: 0; 2048-49: 0; 2049-50: 0
34.6BL | Other changes to existing metering - properties | Input (other changes to meters in each year) | 000's | 2 | 2019-20: 0; 2020-21: 0; 2021-22: 0; 2022-23: 0; 2023-24: 0; 2024-25: 0; 2025-26: 0; 2026-27: 0; 2027-28: 0; 2028-29: 0; 2029-30: 0; 2030-31: 0; 2031-32: 0; 2032-33: 0; 2033-34: 0; 2034-35: 0; 2035-36: 0; 2036-37: 0; 2037-38: 0; 2038-39: 0; 2039-40: 0; 2040-41: 0; 2041-42: 0; 2042-43: 0; 2043-44: 0; 2044-45: 0; 2045-46: 0; 2046-47: 0; 2047-48: 0; 2048-49: 0; 2049-50: 0
34.7BL | Measured household void properties | Input | 000's | 2 | 2019-20: 2.438; 2020-21: 2.481; 2021-22: 2.526; 2022-23: 2.567; 2023-24: 2.61; 2024-25: 2.656; 2025-26: 2.699; 2026-27: 2.743; 2027-28: 2.78; 2028-29: 2.811; 2029-30: 2.839; 2030-31: 2.867; 2031-32: 2.895; 2032-33: 2.923; 2033-34: 2.949; 2034-35: 2.975; 2035-36: 3; 2036-37: 3.025; 2037-38: 3.049; 2038-39: 3.073; 2039-40: 3.097; 2040-41: 3.121; 2041-42: 3.144; 2042-43: 3.168; 2043-44: 3.191; 2044-45: 3.213; 2045-46: 3.234; 2046-47: 3.254; 2047-48: 3.274; 2048-49: 3.294; 2049-50: 3.311
35BL | Unmeasured households - properties (excl. void) | Input | 000's | 2 | 2019-20: 15.056; 2020-21: 14.426; 2021-22: 13.873; 2022-23: 13.227; 2023-24: 12.608; 2024-25: 12.015; 2025-26: 11.514; 2026-27: 11.032; 2027-28: 10.567; 2028-29: 10.12; 2029-30: 9.689; 2030-31: 9.275; 2031-32: 8.875; 2032-33: 8.491; 2033-34: 8.121; 2034-35: 7.764; 2035-36: 7.421; 2036-37: 7.09; 2037-38: 6.772; 2038-39: 6.465; 2039-40: 6.17; 2040-41: 5.886; 2041-42: 5.612; 2042-43: 5.349; 2043-44: 5.095; 2044-45: 4.85; 2045-46: 4.729; 2046-47: 4.612; 2047-48: 4.5; 2048-49: 4.392; 2049-50: 4.392
35.1BL | Unmeasured household void properties | Input | 000's | 2 | 2019-20: 0.31; 2020-21: 0.297; 2021-22: 0.285; 2022-23: 0.272; 2023-24: 0.259; 2024-25: 0.247; 2025-26: 0.235; 2026-27: 0.225; 2027-28: 0.215; 2028-29: 0.205; 2029-30: 0.196; 2030-31: 0.187; 2031-32: 0.179; 2032-33: 0.171; 2033-34: 0.163; 2034-35: 0.156; 2035-36: 0.149; 2036-37: 0.142; 2037-38: 0.136; 2038-39: 0.13; 2039-40: 0.124; 2040-41: 0.118; 2041-42: 0.113; 2042-43: 0.107; 2043-44: 0.102; 2044-45: 0.098; 2045-46: 0.095; 2046-47: 0.093; 2047-48: 0.091; 2048-49: 0.089; 2049-50: 0.089
36BL | Total Resource Zone Properties (incl. voids) | sum (31BL:34BL) + 34.7BL + 35BL + 35.1BL | 000's | 2 | 2019-20: 144.804; 2020-21: 146.253; 2021-22: 147.953; 2022-23: 149.635; 2023-24: 151.51; 2024-25: 153.259; 2025-26: 155.639; 2026-27: 157.82; 2027-28: 159.625; 2028-29: 161.288; 2029-30: 162.741; 2030-31: 164.125; 2031-32: 165.404; 2032-33: 166.723; 2033-34: 168.006; 2034-35: 169.186; 2035-36: 170.203; 2036-37: 171.21; 2037-38: 172.209; 2038-39: 173.2; 2039-40: 174.176; 2040-41: 175.146; 2041-42: 176.106; 2042-43: 177.059; 2043-44: 177.997; 2044-45: 178.925; 2045-46: 179.845; 2046-47: 180.756; 2047-48: 181.657; 2048-49: 182.548; 2049-50: 183.426
37BL | Measured Non Household - Population | Input | 000's | 2 | 2019-20: 4.67; 2020-21: 4.718; 2021-22: 4.76; 2022-23: 4.81; 2023-24: 4.859; 2024-25: 4.902; 2025-26: 4.941; 2026-27: 5.01; 2027-28: 5.078; 2028-29: 5.147; 2029-30: 5.211; 2030-31: 5.277; 2031-32: 5.392; 2032-33: 5.476; 2033-34: 5.546; 2034-35: 5.61; 2035-36: 5.662; 2036-37: 5.713; 2037-38: 5.76; 2038-39: 5.815; 2039-40: 5.864; 2040-41: 5.917; 2041-42: 5.978; 2042-43: 6.045; 2043-44: 6.116; 2044-45: 6.185; 2045-46: 6.266; 2046-47: 6.343; 2047-48: 6.424; 2048-49: 6.508; 2049-50: 6.588
38BL | Unmeasured Non Household - Population | Input | 000's | 2 | 2019-20: 0.019; 2020-21: 0.019; 2021-22: 0.019; 2022-23: 0.019; 2023-24: 0.02; 2024-25: 0.02; 2025-26: 0.02; 2026-27: 0.02; 2027-28: 0.02; 2028-29: 0.021; 2029-30: 0.021; 2030-31: 0.021; 2031-32: 0.022; 2032-33: 0.022; 2033-34: 0.022; 2034-35: 0.023; 2035-36: 0.023; 2036-37: 0.023; 2037-38: 0.023; 2038-39: 0.023; 2039-40: 0.024; 2040-41: 0.024; 2041-42: 0.024; 2042-43: 0.024; 2043-44: 0.025; 2044-45: 0.025; 2045-46: 0.025; 2046-47: 0.025; 2047-48: 0.026; 2048-49: 0.026; 2049-50: 0.026
39BL | Measured Household - Population | Input | 000's | 2 | 2019-20: 270.258; 2020-21: 274.554; 2021-22: 279.446; 2022-23: 283.712; 2023-24: 288.342; 2024-25: 292.54; 2025-26: 298.184; 2026-27: 303.206; 2027-28: 307.352; 2028-29: 310.919; 2029-30: 313.847; 2030-31: 316.609; 2031-32: 319.177; 2032-33: 321.859; 2033-34: 324.543; 2034-35: 327.002; 2035-36: 329.038; 2036-37: 330.929; 2037-38: 332.945; 2038-39: 334.96; 2039-40: 337.487; 2040-41: 339.912; 2041-42: 342.396; 2042-43: 344.908; 2043-44: 347.44; 2044-45: 349.926; 2045-46: 352; 2046-47: 354.041; 2047-48: 356.135; 2048-49: 358.254; 2049-50: 360.016
40BL | Unmeasured Household - Population | Input | 000's | 2 | 2019-20: 52.317; 2020-21: 50.296; 2021-22: 48.531; 2022-23: 46.451; 2023-24: 44.466; 2024-25: 42.572; 2025-26: 40.976; 2026-27: 39.425; 2027-28: 37.933; 2028-29: 36.477; 2029-30: 35.066; 2030-31: 33.71; 2031-32: 32.41; 2032-33: 31.162; 2033-34: 29.964; 2034-35: 28.812; 2035-36: 27.698; 2036-37: 26.619; 2037-38: 25.585; 2038-39: 24.588; 2039-40: 23.647; 2040-41: 22.732; 2041-42: 21.85; 2042-43: 20.997; 2043-44: 20.172; 2044-45: 19.371; 2045-46: 18.957; 2046-47: 18.559; 2047-48: 18.177; 2048-49: 17.81; 2049-50: 17.807
41BL | Total Resource Zone Population | sum (37BL:40BL) | 000's | 2 | 2019-20: 327.264; 2020-21: 329.587; 2021-22: 332.756; 2022-23: 334.992; 2023-24: 337.687; 2024-25: 340.034; 2025-26: 344.121; 2026-27: 347.661; 2027-28: 350.383; 2028-29: 352.564; 2029-30: 354.145; 2030-31: 355.617; 2031-32: 357.001; 2032-33: 358.519; 2033-34: 360.075; 2034-35: 361.447; 2035-36: 362.421; 2036-37: 363.284; 2037-38: 364.313; 2038-39: 365.386; 2039-40: 367.022; 2040-41: 368.585; 2041-42: 370.248; 2042-43: 371.974; 2043-44: 373.753; 2044-45: 375.507; 2045-46: 377.248; 2046-47: 378.968; 2047-48: 380.762; 2048-49: 382.598; 2049-50: 384.437
42BL | Average household occupancy rate (excl. voids) | (39BL + 40BL) / (34BL + 35BL) | h/prop | 1 | 2019-20: 2.4049; 2020-21: 2.3978; 2021-22: 2.3931; 2022-23: 2.3818; 2023-24: 2.3704; 2024-25: 2.3597; 2025-26: 2.351; 2026-27: 2.3417; 2027-28: 2.3328; 2028-29: 2.3224; 2029-30: 2.3114; 2030-31: 2.3007; 2031-32: 2.2909; 2032-33: 2.2817; 2033-34: 2.2734; 2034-35: 2.2655; 2035-36: 2.2576; 2036-37: 2.2492; 2037-38: 2.2421; 2038-39: 2.2354; 2039-40: 2.2324; 2040-41: 2.2291; 2041-42: 2.2265; 2042-43: 2.2244; 2043-44: 2.2227; 2044-45: 2.221; 2045-46: 2.2193; 2046-47: 2.2177; 2047-48: 2.2165; 2048-49: 2.2157; 2049-50: 2.2151
43BL | Total Household Metering penetration (excl. voids) | 34BL / (34BL + 35BL) | % | 1 | 2019-20: 88.78%; 2020-21: 89.35%; 2021-22: 89.88%; 2022-23: 90.46%; 2023-24: 91.02%; 2024-25: 91.54%; 2025-26: 92.02%; 2026-27: 92.46%; 2027-28: 92.86%; 2028-29: 93.23%; 2029-30: 93.58%; 2030-31: 93.91%; 2031-32: 94.22%; 2032-33: 94.51%; 2033-34: 94.79%; 2034-35: 95.06%; 2035-36: 95.3%; 2036-37: 95.54%; 2037-38: 95.77%; 2038-39: 95.98%; 2039-40: 96.19%; 2040-41: 96.38%; 2041-42: 96.57%; 2042-43: 96.75%; 2043-44: 96.92%; 2044-45: 97.08%; 2045-46: 97.17%; 2046-47: 97.26%; 2047-48: 97.34%; 2048-49: 97.41%; 2049-50: 97.43%
44BL | Total Household Metering penetration (incl. voids) | (34BL) / (34BL + 34.7BL + 35BL + 35.1BL) | % | 1 | 2019-20: 86.99%; 2020-21: 87.56%; 2021-22: 88.07%; 2022-23: 88.64%; 2023-24: 89.2%; 2024-25: 89.71%; 2025-26: 90.18%; 2026-27: 90.62%; 2027-28: 91.02%; 2028-29: 91.39%; 2029-30: 91.74%; 2030-31: 92.06%; 2031-32: 92.37%; 2032-33: 92.66%; 2033-34: 92.94%; 2034-35: 93.2%; 2035-36: 93.44%; 2036-37: 93.67%; 2037-38: 93.89%; 2038-39: 94.11%; 2039-40: 94.31%; 2040-41: 94.5%; 2041-42: 94.68%; 2042-43: 94.86%; 2043-44: 95.03%; 2044-45: 95.19%; 2045-46: 95.27%; 2046-47: 95.36%; 2047-48: 95.43%; 2048-49: 95.51%; 2049-50: 95.52%
45BL | Distribution input | sum (12BL:15BL) +21BL + 22BL + 27BL + 28BL | Ml/d | 2 | 2019-20: 70.79; 2020-21: 71.02; 2021-22: 71.55; 2022-23: 71.41; 2023-24: 71.61; 2024-25: 72.31; 2025-26: 72.55; 2026-27: 72.24; 2027-28: 72.54; 2028-29: 72.71; 2029-30: 72.74; 2030-31: 72.87; 2031-32: 73.03; 2032-33: 73.23; 2033-34: 73.44; 2034-35: 73.65; 2035-36: 73.78; 2036-37: 73.93; 2037-38: 74.22; 2038-39: 74.53; 2039-40: 74.97; 2040-41: 75.27; 2041-42: 75.59; 2042-43: 75.94; 2043-44: 76.29; 2044-45: 76.66; 2045-46: 77.03; 2046-47: 77.41; 2047-48: 77.81; 2048-49: 78.23; 2049-50: 78.66
46BL | Target headroom (climate change component) | Input | Ml/d | 2 | 2019-20: 0.43086; 2020-21: 0.43086; 2021-22: 0.43086; 2022-23: 0.43086; 2023-24: 0.43086; 2024-25: 0.43086; 2025-26: 0.43086; 2026-27: 0.41729; 2027-28: 0.4678; 2028-29: 0.45075; 2029-30: 0.50154; 2030-31: 0.4961; 2031-32: 0.51614; 2032-33: 0.50718; 2033-34: 0.51531; 2034-35: 0.53007; 2035-36: 0.57809; 2036-37: 0.55501; 2037-38: 0.59414; 2038-39: 0.58403; 2039-40: 0; 2040-41: 0; 2041-42: 0; 2042-43: 0; 2043-44: 0; 2044-45: 0; 2045-46: 0; 2046-47: 0; 2047-48: 0; 2048-49: 0; 2049-50: 0
47BL | Target headroom (All other components) | Input | Ml/d | 2 | 2019-20: 2.2004; 2020-21: 2.2004; 2021-22: 2.2004; 2022-23: 2.2004; 2023-24: 2.2004; 2024-25: 2.2004; 2025-26: 2.2004; 2026-27: 2.5168; 2027-28: 2.7015; 2028-29: 2.8812; 2029-30: 3.0295; 2030-31: 3.0765; 2031-32: 3.3382; 2032-33: 3.3671; 2033-34: 3.5178; 2034-35: 3.7647; 2035-36: 3.1606; 2036-37: 2.7892; 2037-38: 2.987; 2038-39: 3.1671; 2039-40: 2.4521; 2040-41: 2.6401; 2041-42: 2.7233; 2042-43: 2.9242; 2043-44: 3.084; 2044-45: 3.1467; 2045-46: 2.6222; 2046-47: 2.7059; 2047-48: 2.7146; 2048-49: 2.7469; 2049-50: 2.7976
48BL | Target Headroom | 46BL + 47BL | Ml/d | 2 | 2019-20: 2.6313; 2020-21: 2.6313; 2021-22: 2.6313; 2022-23: 2.6313; 2023-24: 2.6313; 2024-25: 2.6313; 2025-26: 2.6313; 2026-27: 2.9341; 2027-28: 3.1693; 2028-29: 3.332; 2029-30: 3.531; 2030-31: 3.5726; 2031-32: 3.8543; 2032-33: 3.8742; 2033-34: 4.0331; 2034-35: 4.2948; 2035-36: 3.7387; 2036-37: 3.3443; 2037-38: 3.5811; 2038-39: 3.7511; 2039-40: 2.4521; 2040-41: 2.6401; 2041-42: 2.7233; 2042-43: 2.9242; 2043-44: 3.084; 2044-45: 3.1467; 2045-46: 2.6222; 2046-47: 2.7059; 2047-48: 2.7146; 2048-49: 2.7469; 2049-50: 2.7976
49BL | Available Headroom | 11BL - 45BL | Ml/d | 2 | 2019-20: 1.15; 2020-21: 0.92; 2021-22: 0.39; 2022-23: 0.53; 2023-24: 0.33; 2024-25: -0.37; 2025-26: -26.17; 2026-27: -25.86; 2027-28: -26.17; 2028-29: -26.34; 2029-30: -26.38; 2030-31: -26.49; 2031-32: -26.65; 2032-33: -26.86; 2033-34: -27.07; 2034-35: -27.29; 2035-36: -27.42; 2036-37: -27.57; 2037-38: -27.87; 2038-39: -28.18; 2039-40: -28.61; 2040-41: -43.16; 2041-42: -43.48; 2042-43: -43.84; 2043-44: -44.19; 2044-45: -44.57; 2045-46: -44.94; 2046-47: -45.32; 2047-48: -45.73; 2048-49: -46.15; 2049-50: -46.59
49.1BL | Available non-potable balance (if applicable) | 1.1BL -12.1BL | Ml/d | 2 | 2019-20: 0; 2020-21: 0; 2021-22: 0; 2022-23: 0; 2023-24: 0; 2024-25: 0; 2025-26: 0; 2026-27: 0; 2027-28: 0; 2028-29: 0; 2029-30: 0; 2030-31: 0; 2031-32: 0; 2032-33: 0; 2033-34: 0; 2034-35: 0; 2035-36: 0; 2036-37: 0; 2037-38: 0; 2038-39: 0; 2039-40: 0; 2040-41: 0; 2041-42: 0; 2042-43: 0; 2043-44: 0; 2044-45: 0; 2045-46: 0; 2046-47: 0; 2047-48: 0; 2048-49: 0; 2049-50: 0
50BL | Supply Demand Balance | 49BL - 48BL | Ml/d | 2 | 2019-20: -1.4813; 2020-21: -1.7113; 2021-22: -2.2413; 2022-23: -2.1013; 2023-24: -2.3013; 2024-25: -3.0013; 2025-26: -28.8013; 2026-27: -28.7941; 2027-28: -29.3393; 2028-29: -29.672; 2029-30: -29.911; 2030-31: -30.0626; 2031-32: -30.5043; 2032-33: -30.7342; 2033-34: -31.1031; 2034-35: -31.5848; 2035-36: -31.1587; 2036-37: -30.9143; 2037-38: -31.4511; 2038-39: -31.9311; 2039-40: -31.0621; 2040-41: -45.8001; 2041-42: -46.2033; 2042-43: -46.7642; 2043-44: -47.274; 2044-45: -47.7167; 2045-46: -47.5622; 2046-47: -48.0259; 2047-48: -48.4446; 2048-49: -48.8969; 2049-50: -49.3876
Table 3b: DYAA - Final plan Options | Back to top of sheet |  |  |  | 2019-20: 0.1
WRMP24 reference | Option type | Cat ID | Unit | Decimal places | 2019-20 | 2020-21 | 2021-22 | 2022-23 | 2023-24 | 2024-25 | 2025-26 | 2026-27 | 2027-28 | 2028-29 | 2029-30 | 2030-31 | 2031-32 | 2032-33 | 2033-34 | 2034-35 | 2035-36 | 2036-37 | 2037-38 | 2038-39 | 2039-40 | 2040-41 | 2041-42 | 2042-43 | 2043-44 | 2044-45 | 2045-46 | 2046-47 | 2047-48 | 2048-49 | 2049-50 | 2050-51 | 2051-52 | 2052-53 | 2053-54 | 2054-55 | 2055-56 | 2056-57 | 2057-58 | 2058-59 | 2059-60 | 2060-61 | 2061-62 | 2062-63 | 2063-64 | 2064-65 | 2065-66 | 2066-67 | 2067-68 | 2068-69 | 2069-70 | 2070-71 | 2071-72 | 2072-73 | 2073-74 | 2074-75 | 2075-76 | 2076-77 | 2077-78 | 2078-79 | 2079-80 | 2080-81 | 2081-82 | 2082-83 | 2083-84 | 2084-85 | 2085-86 | 2086-87 | 2087-88 | 2088-89 | 2089-90 | 2090-91 | 2091-92 | 2092-93 | 2093-94 | 2094-95 | 2095-96 | 2096-97 | 2097-98 | 2098-99 | 2099-100
1.11FP | Non potable supplies input reductions as -ve and increases as +ve | RSNPS | Ml/d | 2 | 0.1 2019-20: 0; 0.1 2020-21: 0; 0.1 2021-22: 0; 0.1 2022-23: 0; 0.1 2023-24: 0; 0.1 2024-25: 0; 0.1 2025-26: 0; 0.1 2026-27: 0; 0.1 2027-28: 0; 0.1 2028-29: 0; 0.1 2029-30: 0; 0.1 2030-31: 0; 0.1 2031-32: 0; 0.1 2032-33: 0; 0.1 2033-34: 0; 0.1 2034-35: 0; 0.1 2035-36: 0; 0.1 2036-37: 0; 0.1 2037-38: 0; 0.1 2038-39: 0; 0.1 2039-40: 0; 0.1 2040-41: 0; 0.1 2041-42: 0; 0.1 2042-43: 0; 0.1 2043-44: 0; 0.1 2044-45: 0; 0.1 2045-46: 0; 0.1 2046-47: 0; 0.1 2047-48: 0; 0.1 2048-49: 0; 0.1 2049-50: 0
2.1FP | Raw water imports input reductions as -ve | RSRWI | Ml/d | 2 | 0.1 2019-20: 0; 0.1 2020-21: 0; 0.1 2021-22: 0; 0.1 2022-23: 0; 0.1 2023-24: 0; 0.1 2024-25: 0; 0.1 2025-26: 0; 0.1 2026-27: 0; 0.1 2027-28: 0; 0.1 2028-29: 0; 0.1 2029-30: 0; 0.1 2030-31: 0; 0.1 2031-32: 0; 0.1 2032-33: 0; 0.1 2033-34: 0; 0.1 2034-35: 0; 0.1 2035-36: 0; 0.1 2036-37: 0; 0.1 2037-38: 0; 0.1 2038-39: 0; 0.1 2039-40: 0; 0.1 2040-41: 0; 0.1 2041-42: 0; 0.1 2042-43: 0; 0.1 2043-44: 0; 0.1 2044-45: 0; 0.1 2045-46: 0; 0.1 2046-47: 0; 0.1 2047-48: 0; 0.1 2048-49: 0; 0.1 2049-50: 0
3.1FP | Potable water imports input reductions as -ve | RSPWI | Ml/d | 2 | 0.1 2019-20: 0; 0.1 2020-21: 0; 0.1 2021-22: 0; 0.1 2022-23: 0; 0.1 2023-24: 0; 0.1 2024-25: 0; 0.1 2025-26: 16.898; 0.1 2026-27: 16.66; 0.1 2027-28: 15.77; 0.1 2028-29: 14.86; 0.1 2029-30: 13.69; 0.1 2030-31: 20.19; 0.1 2031-32: 20.03; 0.1 2032-33: 8.61; 0.1 2033-34: 8.72; 0.1 2034-35: 8.48; 0.1 2035-36: 6.56; 0.1 2036-37: 5; 0.1 2037-38: 4.87; 0.1 2038-39: 4.06; 0.1 2039-40: 4.34; 0.1 2040-41: 23.62; 0.1 2041-42: 23.38; 0.1 2042-43: 23.09; 0.1 2043-44: 22.77; 0.1 2044-45: 22.92; 0.1 2045-46: 22.04; 0.1 2046-47: 22.27; 0.1 2047-48: 22.39; 0.1 2048-49: 22.52; 0.1 2049-50: 22.53
4.1FP | Raw water exports input reductions as +ve and increases as -ve | RSRWE | Ml/d | 2 | 0.1 2019-20: 0; 0.1 2020-21: 0; 0.1 2021-22: 0; 0.1 2022-23: 0; 0.1 2023-24: 0; 0.1 2024-25: 0; 0.1 2025-26: 0; 0.1 2026-27: 0; 0.1 2027-28: 0; 0.1 2028-29: 0; 0.1 2029-30: 0; 0.1 2030-31: 0; 0.1 2031-32: 0; 0.1 2032-33: 0; 0.1 2033-34: 0; 0.1 2034-35: 0; 0.1 2035-36: 0; 0.1 2036-37: 0; 0.1 2037-38: 0; 0.1 2038-39: 0; 0.1 2039-40: 0; 0.1 2040-41: 0; 0.1 2041-42: 0; 0.1 2042-43: 0; 0.1 2043-44: 0; 0.1 2044-45: 0; 0.1 2045-46: 0; 0.1 2046-47: 0; 0.1 2047-48: 0; 0.1 2048-49: 0; 0.1 2049-50: 0
5.1FP | Potable water exports input reductions as +ve and increases as -ve | RSPWE | Ml/d | 2 | 0.1 2019-20: 0; 0.1 2020-21: 0; 0.1 2021-22: 0; 0.1 2022-23: 0; 0.1 2023-24: 0; 0.1 2024-25: 0; 0.1 2025-26: 5.602; 0.1 2026-27: 5.28; 0.1 2027-28: 5.33; 0.1 2028-29: 5.42; 0.1 2029-30: 5.59; 0.1 2030-31: 1.16; 0.1 2031-32: 1.17; 0.1 2032-33: 12.48; 0.1 2033-34: 12.42; 0.1 2034-35: 12.39; 0.1 2035-36: 13.1; 0.1 2036-37: 13.84; 0.1 2037-38: 13.8; 0.1 2038-39: 14.52; 0.1 2039-40: 14.52; 0.1 2040-41: 9.52; 0.1 2041-42: 9.58; 0.1 2042-43: 9.74; 0.1 2043-44: 9.76; 0.1 2044-45: 9.69; 0.1 2045-46: 10.05; 0.1 2046-47: 9.88; 0.1 2047-48: 9.74; 0.1 2048-49: 9.62; 0.1 2049-50: 9.77
6.2FP | DO benefit from increase raw water abstractions | RSRWA | Ml/d | 2 | 0.1 2019-20: 0; 0.1 2020-21: 0; 0.1 2021-22: 0; 0.1 2022-23: 0; 0.1 2023-24: 0; 0.1 2024-25: 0; 0.1 2025-26: 0; 0.1 2026-27: 0; 0.1 2027-28: 0; 0.1 2028-29: 0; 0.1 2029-30: 0; 0.1 2030-31: 0; 0.1 2031-32: 0; 0.1 2032-33: 0; 0.1 2033-34: 0; 0.1 2034-35: 0; 0.1 2035-36: 0; 0.1 2036-37: 0; 0.1 2037-38: 0; 0.1 2038-39: 0; 0.1 2039-40: 0; 0.1 2040-41: 0; 0.1 2041-42: 0; 0.1 2042-43: 0; 0.1 2043-44: 0; 0.1 2044-45: 0; 0.1 2045-46: 0; 0.1 2046-47: 0; 0.1 2047-48: 0; 0.1 2048-49: 0; 0.1 2049-50: 0
6.3FP | Other options to increase deployable output | RSIPO | Ml/d | 2 | 0.1 2019-20: 0; 0.1 2020-21: 0; 0.1 2021-22: 0; 0.1 2022-23: 0; 0.1 2023-24: 0; 0.1 2024-25: 0; 0.1 2025-26: 6.15; 0.1 2026-27: 6.15; 0.1 2027-28: 6.15; 0.1 2028-29: 6.14; 0.1 2029-30: 6.14; 0.1 2030-31: 3.76; 0.1 2031-32: 3.75; 0.1 2032-33: 3.75; 0.1 2033-34: 3.75; 0.1 2034-35: 3.75; 0.1 2035-36: 3.74; 0.1 2036-37: 3.74; 0.1 2037-38: 3.74; 0.1 2038-39: 3.73; 0.1 2039-40: 1.87; 0.1 2040-41: 1.87; 0.1 2041-42: 1.87; 0.1 2042-43: 1.87; 0.1 2043-44: 1.87; 0.1 2044-45: 1.87; 0.1 2045-46: 1.87; 0.1 2046-47: 1.87; 0.1 2047-48: 1.87; 0.1 2048-49: 1.87; 0.1 2049-50: 1.87
7.01FP | DO benefit from supply side drought measures | RSDPS | Ml/d | 2 | 0.1 2019-20: 0; 0.1 2020-21: 0; 0.1 2021-22: 0; 0.1 2022-23: 0; 0.1 2023-24: 0; 0.1 2024-25: 0; 0.1 2025-26: 0; 0.1 2026-27: 0; 0.1 2027-28: 0; 0.1 2028-29: 0; 0.1 2029-30: 0; 0.1 2030-31: 0; 0.1 2031-32: 0; 0.1 2032-33: 0; 0.1 2033-34: 0; 0.1 2034-35: 0; 0.1 2035-36: 0; 0.1 2036-37: 0; 0.1 2037-38: 0; 0.1 2038-39: 0; 0.1 2039-40: 0; 0.1 2040-41: 0; 0.1 2041-42: 0; 0.1 2042-43: 0; 0.1 2043-44: 0; 0.1 2044-45: 0; 0.1 2045-46: 0; 0.1 2046-47: 0; 0.1 2047-48: 0; 0.1 2048-49: 0; 0.1 2049-50: 0
7.02FP | Benefit from demand side drought measures | RSDPD | Ml/d | 2 | 0.1 2019-20: 0; 0.1 2020-21: 0; 0.1 2021-22: 0; 0.1 2022-23: 0; 0.1 2023-24: 0; 0.1 2024-25: 0; 0.1 2025-26: 0; 0.1 2026-27: 0; 0.1 2027-28: 0; 0.1 2028-29: 0; 0.1 2029-30: 0; 0.1 2030-31: 0; 0.1 2031-32: 0; 0.1 2032-33: 0; 0.1 2033-34: 0; 0.1 2034-35: 0; 0.1 2035-36: 0; 0.1 2036-37: 0; 0.1 2037-38: 0; 0.1 2038-39: 0; 0.1 2039-40: 0; 0.1 2040-41: 0; 0.1 2041-42: 0; 0.1 2042-43: 0; 0.1 2043-44: 0; 0.1 2044-45: 0; 0.1 2045-46: 0; 0.1 2046-47: 0; 0.1 2047-48: 0; 0.1 2048-49: 0; 0.1 2049-50: 0
8.1FP | Reduce raw water losses and operational use input as -ve | RSLOU | Ml/d | 2 | 0.1 2019-20: 0; 0.1 2020-21: 0; 0.1 2021-22: 0; 0.1 2022-23: 0; 0.1 2023-24: 0; 0.1 2024-25: 0; 0.1 2025-26: 0; 0.1 2026-27: 0; 0.1 2027-28: 0; 0.1 2028-29: 0; 0.1 2029-30: 0; 0.1 2030-31: 0; 0.1 2031-32: 0; 0.1 2032-33: 0; 0.1 2033-34: 0; 0.1 2034-35: 0; 0.1 2035-36: 0; 0.1 2036-37: 0; 0.1 2037-38: 0; 0.1 2038-39: 0; 0.1 2039-40: 0; 0.1 2040-41: 0; 0.1 2041-42: 0; 0.1 2042-43: 0; 0.1 2043-44: 0; 0.1 2044-45: 0; 0.1 2045-46: 0; 0.1 2046-47: 0; 0.1 2047-48: 0; 0.1 2048-49: 0; 0.1 2049-50: 0
8.2FP | Reduce treatment works losses input as -ve | PSTWL | Ml/d | 2 | 0.1 2019-20: 0; 0.1 2020-21: 0; 0.1 2021-22: 0; 0.1 2022-23: 0; 0.1 2023-24: 0; 0.1 2024-25: 0; 0.1 2025-26: 0; 0.1 2026-27: 0; 0.1 2027-28: 0; 0.1 2028-29: 0; 0.1 2029-30: 0; 0.1 2030-31: 0; 0.1 2031-32: 0; 0.1 2032-33: 0; 0.1 2033-34: 0; 0.1 2034-35: 0; 0.1 2035-36: 0; 0.1 2036-37: 0; 0.1 2037-38: 0; 0.1 2038-39: 0; 0.1 2039-40: 0; 0.1 2040-41: 0; 0.1 2041-42: 0; 0.1 2042-43: 0; 0.1 2043-44: 0; 0.1 2044-45: 0; 0.1 2045-46: 0; 0.1 2046-47: 0; 0.1 2047-48: 0; 0.1 2048-49: 0; 0.1 2049-50: 0
9.1FP | Reduce outages input as -ve | PSROU | Ml/d | 2 | 0.1 2019-20: 0; 0.1 2020-21: 0; 0.1 2021-22: 0; 0.1 2022-23: 0; 0.1 2023-24: 0; 0.1 2024-25: 0; 0.1 2025-26: 0; 0.1 2026-27: 0; 0.1 2027-28: 0; 0.1 2028-29: 0; 0.1 2029-30: 0; 0.1 2030-31: 0; 0.1 2031-32: 0; 0.1 2032-33: 0; 0.1 2033-34: 0; 0.1 2034-35: 0; 0.1 2035-36: 0; 0.1 2036-37: 0; 0.1 2037-38: 0; 0.1 2038-39: 0; 0.1 2039-40: 0; 0.1 2040-41: 0; 0.1 2041-42: 0; 0.1 2042-43: 0; 0.1 2043-44: 0; 0.1 2044-45: 0; 0.1 2045-46: 0; 0.1 2046-47: 0; 0.1 2047-48: 0; 0.1 2048-49: 0; 0.1 2049-50: 0
12.2FP | Change volume delivered to measured non households input reductions as -ve, line to include both measured non-household consumption and USPL options | CVMNH | Ml/d | 2 | 0.1 2019-20: 0; 0.1 2020-21: 0; 0.1 2021-22: 0; 0.1 2022-23: 0; 0.1 2023-24: 0; 0.1 2024-25: 0; 0.1 2025-26: -0.01; 0.1 2026-27: -0.16; 0.1 2027-28: -0.3; 0.1 2028-29: -0.42; 0.1 2029-30: -0.55; 0.1 2030-31: -0.68; 0.1 2031-32: -0.81; 0.1 2032-33: -0.94; 0.1 2033-34: -1.07; 0.1 2034-35: -1.21; 0.1 2035-36: -1.34; 0.1 2036-37: -1.47; 0.1 2037-38: -1.6; 0.1 2038-39: -1.73; 0.1 2039-40: -1.86; 0.1 2040-41: -1.99; 0.1 2041-42: -2.12; 0.1 2042-43: -2.25; 0.1 2043-44: -2.38; 0.1 2044-45: -2.51; 0.1 2045-46: -2.64; 0.1 2046-47: -2.77; 0.1 2047-48: -2.9; 0.1 2048-49: -3.03; 0.1 2049-50: -3.16
13.1FP | Change volume delivered to unmeasured non households input reductions as -ve, line to include both unmeasured non-household consumption and USPL options | CVUNH | Ml/d | 2 | 0.1 2019-20: 0; 0.1 2020-21: 0; 0.1 2021-22: 0; 0.1 2022-23: 0; 0.1 2023-24: 0; 0.1 2024-25: 0; 0.1 2025-26: 0; 0.1 2026-27: 0; 0.1 2027-28: 0; 0.1 2028-29: 0; 0.1 2029-30: 0; 0.1 2030-31: 0; 0.1 2031-32: 0; 0.1 2032-33: 0; 0.1 2033-34: 0; 0.1 2034-35: 0; 0.1 2035-36: 0; 0.1 2036-37: 0; 0.1 2037-38: 0; 0.1 2038-39: 0; 0.1 2039-40: 0; 0.1 2040-41: 0; 0.1 2041-42: 0; 0.1 2042-43: 0; 0.1 2043-44: 0; 0.1 2044-45: 0; 0.1 2045-46: 0; 0.1 2046-47: 0; 0.1 2047-48: 0; 0.1 2048-49: 0; 0.1 2049-50: 0
14.1FP | Change volume delivered to measured households input reductions as -ve, line to include both measured household consumption and USPL options | CVMHH | Ml/d | 2 | 0.1 2019-20: 0; 0.1 2020-21: 0; 0.1 2021-22: 0; 0.1 2022-23: 0; 0.1 2023-24: 0; 0.1 2024-25: 0; 0.1 2025-26: -0.11; 0.1 2026-27: -0.5; 0.1 2027-28: -1.75; 0.1 2028-29: -2.78; 0.1 2029-30: -3.89; 0.1 2030-31: -4.38; 0.1 2031-32: -4.85; 0.1 2032-33: -5.03; 0.1 2033-34: -5.22; 0.1 2034-35: -5.65; 0.1 2035-36: -6.07; 0.1 2036-37: -6.5; 0.1 2037-38: -6.92; 0.1 2038-39: -7.35; 0.1 2039-40: -7.79; 0.1 2040-41: -8.12; 0.1 2041-42: -8.47; 0.1 2042-43: -8.86; 0.1 2043-44: -9.27; 0.1 2044-45: -9.46; 0.1 2045-46: -9.64; 0.1 2046-47: -9.82; 0.1 2047-48: -10; 0.1 2048-49: -10.19; 0.1 2049-50: -10.37
15.1FP | Change volume delivered to unmeasured households input reductions as -ve, line to include both unmeasured household consumption and USPL options | CVUHH | Ml/d | 2 | 0.1 2019-20: 0; 0.1 2020-21: 0; 0.1 2021-22: 0; 0.1 2022-23: 0; 0.1 2023-24: 0; 0.1 2024-25: 0; 0.1 2025-26: 0; 0.1 2026-27: 0; 0.1 2027-28: 0; 0.1 2028-29: 0; 0.1 2029-30: 0; 0.1 2030-31: 0; 0.1 2031-32: 0; 0.1 2032-33: 0; 0.1 2033-34: 0; 0.1 2034-35: 0; 0.1 2035-36: 0; 0.1 2036-37: 0; 0.1 2037-38: 0; 0.1 2038-39: 0; 0.1 2039-40: 0; 0.1 2040-41: 0; 0.1 2041-42: 0; 0.1 2042-43: 0; 0.1 2043-44: 0; 0.1 2044-45: 0; 0.1 2045-46: 0; 0.1 2046-47: 0; 0.1 2047-48: 0; 0.1 2048-49: 0; 0.1 2049-50: 0
21.1FP | Options to reduce water taken unbilled input as -ve | CSWTU | Ml/d | 2 | 0.1 2019-20: 0; 0.1 2020-21: 0; 0.1 2021-22: 0; 0.1 2022-23: 0; 0.1 2023-24: 0; 0.1 2024-25: 0; 0.1 2025-26: 0; 0.1 2026-27: 0; 0.1 2027-28: 0; 0.1 2028-29: 0; 0.1 2029-30: 0; 0.1 2030-31: 0; 0.1 2031-32: 0; 0.1 2032-33: 0; 0.1 2033-34: 0; 0.1 2034-35: 0; 0.1 2035-36: 0; 0.1 2036-37: 0; 0.1 2037-38: 0; 0.1 2038-39: 0; 0.1 2039-40: 0; 0.1 2040-41: 0; 0.1 2041-42: 0; 0.1 2042-43: 0; 0.1 2043-44: 0; 0.1 2044-45: 0; 0.1 2045-46: 0; 0.1 2046-47: 0; 0.1 2047-48: 0; 0.1 2048-49: 0; 0.1 2049-50: 0
22.1FP | Reduce distribution system operational use (DSOU) input as -ve | DSDOU | Ml/d | 2 | 0.1 2019-20: 0; 0.1 2020-21: 0; 0.1 2021-22: 0; 0.1 2022-23: 0; 0.1 2023-24: 0; 0.1 2024-25: 0; 0.1 2025-26: 0; 0.1 2026-27: 0; 0.1 2027-28: 0; 0.1 2028-29: 0; 0.1 2029-30: 0; 0.1 2030-31: 0; 0.1 2031-32: 0; 0.1 2032-33: 0; 0.1 2033-34: 0; 0.1 2034-35: 0; 0.1 2035-36: 0; 0.1 2036-37: 0; 0.1 2037-38: 0; 0.1 2038-39: 0; 0.1 2039-40: 0; 0.1 2040-41: 0; 0.1 2041-42: 0; 0.1 2042-43: 0; 0.1 2043-44: 0; 0.1 2044-45: 0; 0.1 2045-46: 0; 0.1 2046-47: 0; 0.1 2047-48: 0; 0.1 2048-49: 0; 0.1 2049-50: 0
23.1FP | Options impacting on measured Non Household - USPL input reductions as -ve | CUMNH | Ml/d | 2 | 0.1 2019-20: 0; 0.1 2020-21: 0; 0.1 2021-22: 0; 0.1 2022-23: 0; 0.1 2023-24: 0; 0.1 2024-25: 0; 0.1 2025-26: 0; 0.1 2026-27: 0; 0.1 2027-28: 0; 0.1 2028-29: -0.01; 0.1 2029-30: -0.01; 0.1 2030-31: -0.01; 0.1 2031-32: -0.01; 0.1 2032-33: -0.01; 0.1 2033-34: -0.01; 0.1 2034-35: -0.02; 0.1 2035-36: -0.02; 0.1 2036-37: -0.02; 0.1 2037-38: -0.02; 0.1 2038-39: -0.02; 0.1 2039-40: -0.02; 0.1 2040-41: -0.03; 0.1 2041-42: -0.03; 0.1 2042-43: -0.03; 0.1 2043-44: -0.03; 0.1 2044-45: -0.03; 0.1 2045-46: -0.03; 0.1 2046-47: -0.04; 0.1 2047-48: -0.04; 0.1 2048-49: -0.04; 0.1 2049-50: -0.04
24.1FP | Options impacting on unmeasured Non Household - USPL input reductions as -ve | CUUNH | Ml/d | 2 | 0.1 2019-20: 0; 0.1 2020-21: 0; 0.1 2021-22: 0; 0.1 2022-23: 0; 0.1 2023-24: 0; 0.1 2024-25: 0; 0.1 2025-26: 0; 0.1 2026-27: 0; 0.1 2027-28: 0; 0.1 2028-29: 0; 0.1 2029-30: 0; 0.1 2030-31: 0; 0.1 2031-32: 0; 0.1 2032-33: 0; 0.1 2033-34: 0; 0.1 2034-35: 0; 0.1 2035-36: 0; 0.1 2036-37: 0; 0.1 2037-38: 0; 0.1 2038-39: 0; 0.1 2039-40: 0; 0.1 2040-41: 0; 0.1 2041-42: 0; 0.1 2042-43: 0; 0.1 2043-44: 0; 0.1 2044-45: 0; 0.1 2045-46: 0; 0.1 2046-47: 0; 0.1 2047-48: 0; 0.1 2048-49: 0; 0.1 2049-50: 0
25.1FP | Options impacting on measured Household - USPL input reductions as -ve | CUMHH | Ml/d | 2 | 0.1 2019-20: 0; 0.1 2020-21: 0; 0.1 2021-22: 0; 0.1 2022-23: 0; 0.1 2023-24: 0; 0.1 2024-25: 0; 0.1 2025-26: 0; 0.1 2026-27: -0.05; 0.1 2027-28: -0.45; 0.1 2028-29: -0.62; 0.1 2029-30: -0.83; 0.1 2030-31: -0.93; 0.1 2031-32: -1.01; 0.1 2032-33: -1.02; 0.1 2033-34: -1.03; 0.1 2034-35: -1.04; 0.1 2035-36: -1.05; 0.1 2036-37: -1.05; 0.1 2037-38: -1.06; 0.1 2038-39: -1.07; 0.1 2039-40: -1.07; 0.1 2040-41: -1.08; 0.1 2041-42: -1.08; 0.1 2042-43: -1.09; 0.1 2043-44: -1.1; 0.1 2044-45: -1.1; 0.1 2045-46: -1.11; 0.1 2046-47: -1.11; 0.1 2047-48: -1.12; 0.1 2048-49: -1.13; 0.1 2049-50: -1.13
26.1FP | Options impacting on unmeasured Household - USPL input reductions as -ve | CUUHH | Ml/d | 2 | 0.1 2019-20: 0; 0.1 2020-21: 0; 0.1 2021-22: 0; 0.1 2022-23: 0; 0.1 2023-24: 0; 0.1 2024-25: 0; 0.1 2025-26: 0; 0.1 2026-27: 0; 0.1 2027-28: 0; 0.1 2028-29: 0; 0.1 2029-30: 0; 0.1 2030-31: 0; 0.1 2031-32: 0; 0.1 2032-33: 0; 0.1 2033-34: 0; 0.1 2034-35: 0; 0.1 2035-36: 0; 0.1 2036-37: 0; 0.1 2037-38: 0; 0.1 2038-39: 0; 0.1 2039-40: 0; 0.1 2040-41: 0; 0.1 2041-42: 0; 0.1 2042-43: 0; 0.1 2043-44: 0; 0.1 2044-45: 0; 0.1 2045-46: 0; 0.1 2046-47: 0; 0.1 2047-48: 0; 0.1 2048-49: 0; 0.1 2049-50: 0
27.1FP | Options impacting on Void properties - USPL input reductions as -ve | CUVPP | Ml/d | 2 | 0.1 2019-20: 0; 0.1 2020-21: 0; 0.1 2021-22: 0; 0.1 2022-23: 0; 0.1 2023-24: 0; 0.1 2024-25: 0; 0.1 2025-26: 0; 0.1 2026-27: 0; 0.1 2027-28: 0; 0.1 2028-29: 0; 0.1 2029-30: 0; 0.1 2030-31: 0; 0.1 2031-32: 0; 0.1 2032-33: 0; 0.1 2033-34: 0; 0.1 2034-35: 0; 0.1 2035-36: 0; 0.1 2036-37: 0; 0.1 2037-38: 0; 0.1 2038-39: 0; 0.1 2039-40: 0; 0.1 2040-41: 0; 0.1 2041-42: 0; 0.1 2042-43: 0; 0.1 2043-44: 0; 0.1 2044-45: 0; 0.1 2045-46: 0; 0.1 2046-47: 0; 0.1 2047-48: 0; 0.1 2048-49: 0; 0.1 2049-50: 0
28.1FP | Reduce distribution losses input as -ve | DSRDL | Ml/d | 2 | 0.1 2019-20: 0; 0.1 2020-21: 0; 0.1 2021-22: 0; 0.1 2022-23: 0; 0.1 2023-24: 0; 0.1 2024-25: 0; 0.1 2025-26: -0.03; 0.1 2026-27: -0.04; 0.1 2027-28: -0.04; 0.1 2028-29: -0.05; 0.1 2029-30: -0.05; 0.1 2030-31: -0.06; 0.1 2031-32: -0.06; 0.1 2032-33: -0.09; 0.1 2033-34: -0.09; 0.1 2034-35: -0.1; 0.1 2035-36: -0.35; 0.1 2036-37: -0.36; 0.1 2037-38: -0.52; 0.1 2038-39: -0.54; 0.1 2039-40: -0.68; 0.1 2040-41: -0.68; 0.1 2041-42: -0.78; 0.1 2042-43: -0.95; 0.1 2043-44: -1.22; 0.1 2044-45: -1.27; 0.1 2045-46: -1.32; 0.1 2046-47: -1.42; 0.1 2047-48: -1.54; 0.1 2048-49: -1.67; 0.1 2049-50: -1.69
Table 3c: DYAA - Final plan | Back to top of sheet
WRMP24 reference | Component | Derivation | Unit | Decimal places | 2019-20 | 2020-21 | 2021-22 | 2022-23 | 2023-24 | 2024-25 | 2025-26 | 2026-27 | 2027-28 | 2028-29 | 2029-30 | 2030-31 | 2031-32 | 2032-33 | 2033-34 | 2034-35 | 2035-36 | 2036-37 | 2037-38 | 2038-39 | 2039-40 | 2040-41 | 2041-42 | 2042-43 | 2043-44 | 2044-45 | 2045-46 | 2046-47 | 2047-48 | 2048-49 | 2049-50 | 2050-51 | 2051-52 | 2052-53 | 2053-54 | 2054-55 | 2055-56 | 2056-57 | 2057-58 | 2058-59 | 2059-60 | 2060-61 | 2061-62 | 2062-63 | 2063-64 | 2064-65 | 2065-66 | 2066-67 | 2067-68 | 2068-69 | 2069-70 | 2070-71 | 2071-72 | 2072-73 | 2073-74 | 2074-75 | 2075-76 | 2076-77 | 2077-78 | 2078-79 | 2079-80 | 2080-81 | 2081-82 | 2082-83 | 2083-84 | 2084-85 | 2085-86 | 2086-87 | 2087-88 | 2088-89 | 2089-90 | 2090-91 | 2091-92 | 2092-93 | 2093-94 | 2094-95 | 2095-96 | 2096-97 | 2097-98 | 2098-99 | 2099-100
1FP | Raw water abstracted | Input | Ml/d | 2 | 2019-20: 0; 2020-21: 0; 2021-22: 0; 2022-23: 0; 2023-24: 0; 2024-25: 0; 2025-26: 0; 2026-27: 0; 2027-28: 0; 2028-29: 0; 2029-30: 0; 2030-31: 0; 2031-32: 0; 2032-33: 0; 2033-34: 0; 2034-35: 0; 2035-36: 0; 2036-37: 0; 2037-38: 0; 2038-39: 0; 2039-40: 0; 2040-41: 0; 2041-42: 0; 2042-43: 0; 2043-44: 0; 2044-45: 0; 2045-46: 0; 2046-47: 0; 2047-48: 0; 2048-49: 0; 2049-50: 0
1.1FP | Non-potable water supplies | 1.1BL + 1.11FP | Ml/d | 2 | 2019-20: 0; 2020-21: 0; 2021-22: 0; 2022-23: 0; 2023-24: 0; 2024-25: 0; 2025-26: 0; 2026-27: 0; 2027-28: 0; 2028-29: 0; 2029-30: 0; 2030-31: 0; 2031-32: 0; 2032-33: 0; 2033-34: 0; 2034-35: 0; 2035-36: 0; 2036-37: 0; 2037-38: 0; 2038-39: 0; 2039-40: 0; 2040-41: 0; 2041-42: 0; 2042-43: 0; 2043-44: 0; 2044-45: 0; 2045-46: 0; 2046-47: 0; 2047-48: 0; 2048-49: 0; 2049-50: 0
2FP | Raw water imported | 2BL + 2.1FP | Ml/d | 2 | 2019-20: 0; 2020-21: 0; 2021-22: 0; 2022-23: 0; 2023-24: 0; 2024-25: 0; 2025-26: 0; 2026-27: 0; 2027-28: 0; 2028-29: 0; 2029-30: 0; 2030-31: 0; 2031-32: 0; 2032-33: 0; 2033-34: 0; 2034-35: 0; 2035-36: 0; 2036-37: 0; 2037-38: 0; 2038-39: 0; 2039-40: 0; 2040-41: 0; 2041-42: 0; 2042-43: 0; 2043-44: 0; 2044-45: 0; 2045-46: 0; 2046-47: 0; 2047-48: 0; 2048-49: 0; 2049-50: 0
3FP | Potable water imported | 3BL + 3.1FP | Ml/d | 2 | 2019-20: 0; 2020-21: 0; 2021-22: 0; 2022-23: 0; 2023-24: 0; 2024-25: 0; 2025-26: 17.328; 2026-27: 17.09; 2027-28: 16.2; 2028-29: 15.29; 2029-30: 14.12; 2030-31: 20.62; 2031-32: 20.46; 2032-33: 9.04; 2033-34: 9.15; 2034-35: 8.91; 2035-36: 6.99; 2036-37: 5.43; 2037-38: 5.3; 2038-39: 4.49; 2039-40: 4.77; 2040-41: 24.05; 2041-42: 23.81; 2042-43: 23.52; 2043-44: 23.2; 2044-45: 23.35; 2045-46: 22.47; 2046-47: 22.7; 2047-48: 22.82; 2048-49: 22.95; 2049-50: 22.96
4FP | Raw water exported enter as -ve | 4BL + 4.1FP | Ml/d | 2 | 2019-20: 0; 2020-21: 0; 2021-22: 0; 2022-23: 0; 2023-24: 0; 2024-25: 0; 2025-26: 0; 2026-27: 0; 2027-28: 0; 2028-29: 0; 2029-30: 0; 2030-31: 0; 2031-32: 0; 2032-33: 0; 2033-34: 0; 2034-35: 0; 2035-36: 0; 2036-37: 0; 2037-38: 0; 2038-39: 0; 2039-40: 0; 2040-41: 0; 2041-42: 0; 2042-43: 0; 2043-44: 0; 2044-45: 0; 2045-46: 0; 2046-47: 0; 2047-48: 0; 2048-49: 0; 2049-50: 0
5FP | Potable water exported enter as -ve | 5BL + 5.1FP | Ml/d | 2 | 2019-20: 0; 2020-21: 0; 2021-22: 0; 2022-23: 0; 2023-24: 0; 2024-25: 0; 2025-26: -9.398; 2026-27: -9.72; 2027-28: -9.67; 2028-29: -9.58; 2029-30: -9.41; 2030-31: -13.84; 2031-32: -13.83; 2032-33: -2.52; 2033-34: -2.58; 2034-35: -2.61; 2035-36: -1.9; 2036-37: -1.16; 2037-38: -1.2; 2038-39: -0.48; 2039-40: -0.48; 2040-41: -5.48; 2041-42: -5.42; 2042-43: -5.26; 2043-44: -5.24; 2044-45: -5.31; 2045-46: -4.95; 2046-47: -5.12; 2047-48: -5.26; 2048-49: -5.38; 2049-50: -5.23
6.1FP | Deployable Output post forecast changes | 6.1BL + 6.2FP + 6.3FP +7.01FP +7.02FP | Ml/d | 2 | 2019-20: 75.27; 2020-21: 75.27; 2021-22: 75.27; 2022-23: 75.27; 2023-24: 75.27; 2024-25: 75.27; 2025-26: 70.43; 2026-27: 70.43; 2027-28: 70.42; 2028-29: 70.41; 2029-30: 70.4; 2030-31: 68.02; 2031-32: 68.01; 2032-33: 68; 2033-34: 68; 2034-35: 67.99; 2035-36: 67.98; 2036-37: 67.98; 2037-38: 67.97; 2038-39: 67.96; 2039-40: 66.09; 2040-41: 51.84; 2041-42: 51.84; 2042-43: 51.83; 2043-44: 51.83; 2044-45: 51.82; 2045-46: 51.82; 2046-47: 51.82; 2047-48: 51.81; 2048-49: 51.81; 2049-50: 51.8
8FP | Raw water losses, treatment works losses and operational use | 8BL + 8.1FP + 8.2FP | Ml/d | 2 | 2019-20: 2.92; 2020-21: 2.92; 2021-22: 2.92; 2022-23: 2.92; 2023-24: 2.92; 2024-25: 2.92; 2025-26: 2.92; 2026-27: 2.92; 2027-28: 2.92; 2028-29: 2.92; 2029-30: 2.92; 2030-31: 2.92; 2031-32: 2.92; 2032-33: 2.92; 2033-34: 2.92; 2034-35: 2.92; 2035-36: 2.92; 2036-37: 2.92; 2037-38: 2.92; 2038-39: 2.92; 2039-40: 2.92; 2040-41: 2.92; 2041-42: 2.92; 2042-43: 2.92; 2043-44: 2.92; 2044-45: 2.92; 2045-46: 2.92; 2046-47: 2.92; 2047-48: 2.92; 2048-49: 2.92; 2049-50: 2.92
9FP | Total Outage Allowance | 9BL + 9.1FP | Ml/d | 2 | 2019-20: 0.41; 2020-21: 0.41; 2021-22: 0.41; 2022-23: 0.41; 2023-24: 0.41; 2024-25: 0.41; 2025-26: 0.41; 2026-27: 0.41; 2027-28: 0.41; 2028-29: 0.41; 2029-30: 0.41; 2030-31: 0.39; 2031-32: 0.39; 2032-33: 0.39; 2033-34: 0.39; 2034-35: 0.39; 2035-36: 0.39; 2036-37: 0.39; 2037-38: 0.39; 2038-39: 0.39; 2039-40: 0.37; 2040-41: 0.37; 2041-42: 0.37; 2042-43: 0.37; 2043-44: 0.37; 2044-45: 0.37; 2045-46: 0.37; 2046-47: 0.37; 2047-48: 0.37; 2048-49: 0.37; 2049-50: 0.37
10FP | Water Available For Use (own sources) | (6.1FP) - (8FP + 9FP) | Ml/d | 2 | 2019-20: 71.94; 2020-21: 71.94; 2021-22: 71.94; 2022-23: 71.94; 2023-24: 71.94; 2024-25: 71.94; 2025-26: 67.1; 2026-27: 67.1; 2027-28: 67.09; 2028-29: 67.08; 2029-30: 67.07; 2030-31: 64.71; 2031-32: 64.7; 2032-33: 64.69; 2033-34: 64.69; 2034-35: 64.68; 2035-36: 64.67; 2036-37: 64.67; 2037-38: 64.66; 2038-39: 64.65; 2039-40: 62.8; 2040-41: 48.55; 2041-42: 48.55; 2042-43: 48.54; 2043-44: 48.54; 2044-45: 48.53; 2045-46: 48.53; 2046-47: 48.53; 2047-48: 48.52; 2048-49: 48.52; 2049-50: 48.51
11FP | Total Water Available For Use | 10FP + sum (2FP:5FP) | Ml/d | 2 | 2019-20: 71.94; 2020-21: 71.94; 2021-22: 71.94; 2022-23: 71.94; 2023-24: 71.94; 2024-25: 71.94; 2025-26: 75.03; 2026-27: 74.47; 2027-28: 73.62; 2028-29: 72.79; 2029-30: 71.78; 2030-31: 71.49; 2031-32: 71.33; 2032-33: 71.21; 2033-34: 71.26; 2034-35: 70.98; 2035-36: 69.76; 2036-37: 68.94; 2037-38: 68.76; 2038-39: 68.66; 2039-40: 67.09; 2040-41: 67.12; 2041-42: 66.94; 2042-43: 66.8; 2043-44: 66.5; 2044-45: 66.57; 2045-46: 66.05; 2046-47: 66.11; 2047-48: 66.08; 2048-49: 66.09; 2049-50: 66.24
12FP | Water delivered measured non-household | 12BL + 12.2FP | Ml/d | 2 | 2019-20: 14.06; 2020-21: 14.51; 2021-22: 14.99; 2022-23: 15.06; 2023-24: 15.39; 2024-25: 16.29; 2025-26: 16.14; 2026-27: 15.35; 2027-28: 15.3; 2028-29: 15.19; 2029-30: 15.04; 2030-31: 14.91; 2031-32: 14.79; 2032-33: 14.69; 2033-34: 14.58; 2034-35: 14.47; 2035-36: 14.37; 2036-37: 14.27; 2037-38: 14.19; 2038-39: 14.11; 2039-40: 14.07; 2040-41: 14.04; 2041-42: 14.01; 2042-43: 14; 2043-44: 14; 2044-45: 14.01; 2045-46: 14.02; 2046-47: 14.04; 2047-48: 14.07; 2048-49: 14.12; 2049-50: 14.17
12.1FP | Non-potable water consumption | Input | Ml/d | 2 | 2019-20: 0; 2020-21: 0; 2021-22: 0; 2022-23: 0; 2023-24: 0; 2024-25: 0; 2025-26: 0; 2026-27: 0; 2027-28: 0; 2028-29: 0; 2029-30: 0; 2030-31: 0; 2031-32: 0; 2032-33: 0; 2033-34: 0; 2034-35: 0; 2035-36: 0; 2036-37: 0; 2037-38: 0; 2038-39: 0; 2039-40: 0; 2040-41: 0; 2041-42: 0; 2042-43: 0; 2043-44: 0; 2044-45: 0; 2045-46: 0; 2046-47: 0; 2047-48: 0; 2048-49: 0; 2049-50: 0
13FP | Water delivered unmeasured non-household | 13BL + 13.1FP | Ml/d | 2 | 2019-20: 0.06; 2020-21: 0.06; 2021-22: 0.06; 2022-23: 0.06; 2023-24: 0.06; 2024-25: 0.07; 2025-26: 0.07; 2026-27: 0.07; 2027-28: 0.07; 2028-29: 0.07; 2029-30: 0.07; 2030-31: 0.07; 2031-32: 0.07; 2032-33: 0.07; 2033-34: 0.07; 2034-35: 0.07; 2035-36: 0.07; 2036-37: 0.07; 2037-38: 0.07; 2038-39: 0.07; 2039-40: 0.07; 2040-41: 0.07; 2041-42: 0.07; 2042-43: 0.07; 2043-44: 0.07; 2044-45: 0.07; 2045-46: 0.07; 2046-47: 0.07; 2047-48: 0.07; 2048-49: 0.07; 2049-50: 0.07
14FP | Water delivered measured household | 14BL + 14.1FP | Ml/d | 2 | 2019-20: 38.15; 2020-21: 38.45; 2021-22: 38.91; 2022-23: 39.22; 2023-24: 39.59; 2024-25: 39.88; 2025-26: 40.44; 2026-27: 40.64; 2027-28: 39.89; 2028-29: 39.27; 2029-30: 38.48; 2030-31: 38.34; 2031-32: 38.24; 2032-33: 38.44; 2033-34: 38.64; 2034-35: 38.56; 2035-36: 38.44; 2036-37: 38.29; 2037-38: 38.29; 2038-39: 38.3; 2039-40: 38.36; 2040-41: 38.37; 2041-42: 38.38; 2042-43: 38.36; 2043-44: 38.31; 2044-45: 38.48; 2045-46: 38.6; 2046-47: 38.71; 2047-48: 38.83; 2048-49: 38.94; 2049-50: 39.01
15FP | Water delivered unmeasured household | 15BL + 15.1FP | Ml/d | 2 | 2019-20: 9.03; 2020-21: 8.66; 2021-22: 8.34; 2022-23: 7.96; 2023-24: 7.6; 2024-25: 7.26; 2025-26: 6.97; 2026-27: 6.68; 2027-28: 6.41; 2028-29: 6.15; 2029-30: 5.9; 2030-31: 5.67; 2031-32: 5.45; 2032-33: 5.24; 2033-34: 5.04; 2034-35: 4.85; 2035-36: 4.66; 2036-37: 4.49; 2037-38: 4.31; 2038-39: 4.15; 2039-40: 3.99; 2040-41: 3.84; 2041-42: 3.69; 2042-43: 3.55; 2043-44: 3.42; 2044-45: 3.28; 2045-46: 3.22; 2046-47: 3.15; 2047-48: 3.09; 2048-49: 3.03; 2049-50: 3.03
16FP | Percentage of consumption driven by climate change | 16BL | % | 1 | 2019-20: 0%; 2020-21: 0%; 2021-22: 0%; 2022-23: 0.1%; 2023-24: 0.1%; 2024-25: 0.1%; 2025-26: 0.1%; 2026-27: 0.1%; 2027-28: 0.1%; 2028-29: 0.2%; 2029-30: 0.2%; 2030-31: 0.2%; 2031-32: 0.2%; 2032-33: 0.3%; 2033-34: 0.3%; 2034-35: 0.3%; 2035-36: 0.4%; 2036-37: 0.4%; 2037-38: 0.4%; 2038-39: 0.5%; 2039-40: 0.5%; 2040-41: 0.6%; 2041-42: 0.6%; 2042-43: 0.6%; 2043-44: 0.7%; 2044-45: 0.7%; 2045-46: 0.8%; 2046-47: 0.8%; 2047-48: 0.8%; 2048-49: 0.8%; 2049-50: 0.9%
17FP | Volume of consumption driven by climate change | 16FP * (12FP + sum(13FP:15FP) - sum (23FP:26FP)) | Ml/d | 2 | 2019-20: 0; 2020-21: 0; 2021-22: 0; 2022-23: 0.05984; 2023-24: 0.06017; 2024-25: 0.06103; 2025-26: 0.06114; 2026-27: 0.06029; 2027-28: 0.05961; 2028-29: 0.11758; 2029-30: 0.11562; 2030-31: 0.11478; 2031-32: 0.11406; 2032-33: 0.17079; 2033-34: 0.17049; 2034-35: 0.16938; 2035-36: 0.22424; 2036-37: 0.22252; 2037-38: 0.22152; 2038-39: 0.27575; 2039-40: 0.27505; 2040-41: 0.32916; 2041-42: 0.32808; 2042-43: 0.32712; 2043-44: 0.38038; 2044-45: 0.38066; 2045-46: 0.4356; 2046-47: 0.43616; 2047-48: 0.43688; 2048-49: 0.43776; 2049-50: 0.49347
18FP | Measured Household - PCC | ((14FP - 25FP) * 1,000,000) / (39FP * 1000) | l/h/d | 1 | 2019-20: 134.8711; 2020-21: 133.7442; 2021-22: 132.9416; 2022-23: 131.9296; 2023-24: 130.9556; 2024-25: 129.9651; 2025-26: 129.2826; 2026-27: 127.8339; 2027-28: 124.8731; 2028-29: 121.8967; 2029-30: 118.8477; 2030-31: 117.5898; 2031-32: 116.5184; 2032-33: 116.1378; 2033-34: 115.7628; 2034-35: 114.617; 2035-36: 113.5127; 2036-37: 112.3504; 2037-38: 111.6401; 2038-39: 110.9685; 2039-40: 110.2857; 2040-41: 109.4989; 2041-42: 108.6753; 2042-43: 107.8259; 2043-44: 106.8674; 2044-45: 106.5654; 2045-46: 106.25; 2046-47: 105.9199; 2047-48: 105.6341; 2048-49: 105.3163; 2049-50: 104.9676
19FP | Unmeasured Household - PCC | ((15FP - 26FP) * 1,000,000) / (40FP * 1000) | l/h/d | 1 | 2019-20: 159.2217; 2020-21: 158.8596; 2021-22: 158.6615; 2022-23: 158.2313; 2023-24: 157.8734; 2024-25: 157.6153; 2025-26: 157.1652; 2026-27: 156.4997; 2027-28: 156.0646; 2028-29: 155.7146; 2029-30: 155.4212; 2030-31: 155.4435; 2031-32: 155.5076; 2032-33: 155.6383; 2033-34: 155.8537; 2034-35: 155.8378; 2035-36: 155.9679; 2036-37: 156.2793; 2037-38: 156.3416; 2038-39: 156.5804; 2039-40: 156.4681; 2040-41: 157.0473; 2041-42: 156.9794; 2042-43: 157.1653; 2043-44: 157.6443; 2044-45: 157.4519; 2045-46: 158.2529; 2046-47: 158.4137; 2047-48: 158.442; 2048-49: 158.8995; 2049-50: 158.9263
20FP | Average Household - PCC | (((14FP - 25FP) + (15FP - 26FP)) * 1,000,000)/ ((39FP + 40FP) * 1,000) | l/h/d | 1 | 2019-20: 138.8204; 2020-21: 137.6328; 2021-22: 136.7474; 2022-23: 135.63; 2023-24: 134.5521; 2024-25: 133.4778; 2025-26: 132.6513; 2026-27: 131.1323; 2027-28: 128.2998; 2028-29: 125.4476; 2029-30: 122.5234; 2030-31: 121.2324; 2031-32: 120.1125; 2032-33: 119.6246; 2033-34: 119.1514; 2034-35: 117.9549; 2035-36: 116.8091; 2036-37: 115.6208; 2037-38: 114.83; 2038-39: 114.0877; 2039-40: 113.3097; 2040-41: 112.4795; 2041-42: 111.5729; 2042-43: 110.6571; 2043-44: 109.6537; 2044-45: 109.2346; 2045-46: 108.9075; 2046-47: 108.5346; 2047-48: 108.1985; 2048-49: 107.854; 2049-50: 107.5107
21FP | Water taken unbilled | 21BL + 21.1FP | Ml/d | 2 | 2019-20: 1.63; 2020-21: 1.63; 2021-22: 1.63; 2022-23: 1.63; 2023-24: 1.63; 2024-25: 1.62; 2025-26: 1.62; 2026-27: 1.64; 2027-28: 1.62; 2028-29: 1.63; 2029-30: 1.61; 2030-31: 1.62; 2031-32: 1.62; 2032-33: 1.62; 2033-34: 1.62; 2034-35: 1.64; 2035-36: 1.62; 2036-37: 1.63; 2037-38: 1.63; 2038-39: 1.61; 2039-40: 1.62; 2040-41: 1.63; 2041-42: 1.64; 2042-43: 1.64; 2043-44: 1.63; 2044-45: 1.63; 2045-46: 1.62; 2046-47: 1.63; 2047-48: 1.63; 2048-49: 1.63; 2049-50: 1.63
22FP | Distribution system operational use | 22BL + 22.1FP | Ml/d | 2 | 2019-20: 0.39; 2020-21: 0.39; 2021-22: 0.39; 2022-23: 0.39; 2023-24: 0.39; 2024-25: 0.39; 2025-26: 0.39; 2026-27: 0.39; 2027-28: 0.39; 2028-29: 0.39; 2029-30: 0.39; 2030-31: 0.39; 2031-32: 0.39; 2032-33: 0.39; 2033-34: 0.39; 2034-35: 0.39; 2035-36: 0.39; 2036-37: 0.39; 2037-38: 0.39; 2038-39: 0.39; 2039-40: 0.39; 2040-41: 0.39; 2041-42: 0.39; 2042-43: 0.39; 2043-44: 0.39; 2044-45: 0.39; 2045-46: 0.39; 2046-47: 0.39; 2047-48: 0.39; 2048-49: 0.39; 2049-50: 0.39
23FP | Measured Non Household - USPL | 23BL + 23.1FP | Ml/d | 2 | 2019-20: 0.06; 2020-21: 0.06; 2021-22: 0.06; 2022-23: 0.06; 2023-24: 0.06; 2024-25: 0.06; 2025-26: 0.06; 2026-27: 0.06; 2027-28: 0.06; 2028-29: 0.05; 2029-30: 0.05; 2030-31: 0.06; 2031-32: 0.06; 2032-33: 0.06; 2033-34: 0.06; 2034-35: 0.05; 2035-36: 0.05; 2036-37: 0.05; 2037-38: 0.05; 2038-39: 0.05; 2039-40: 0.05; 2040-41: 0.04; 2041-42: 0.04; 2042-43: 0.04; 2043-44: 0.04; 2044-45: 0.04; 2045-46: 0.04; 2046-47: 0.03; 2047-48: 0.03; 2048-49: 0.03; 2049-50: 0.03
24FP | Unmeasured Non Household - USPL | 24BL + 24.1FP | Ml/d | 2 | 2019-20: 0; 2020-21: 0; 2021-22: 0; 2022-23: 0; 2023-24: 0; 2024-25: 0; 2025-26: 0; 2026-27: 0; 2027-28: 0; 2028-29: 0; 2029-30: 0; 2030-31: 0; 2031-32: 0; 2032-33: 0; 2033-34: 0; 2034-35: 0; 2035-36: 0; 2036-37: 0; 2037-38: 0; 2038-39: 0; 2039-40: 0; 2040-41: 0; 2041-42: 0; 2042-43: 0; 2043-44: 0; 2044-45: 0; 2045-46: 0; 2046-47: 0; 2047-48: 0; 2048-49: 0; 2049-50: 0
25FP | Measured Household - USPL | 25BL + 25.1FP | Ml/d | 2 | 2019-20: 1.7; 2020-21: 1.73; 2021-22: 1.76; 2022-23: 1.79; 2023-24: 1.83; 2024-25: 1.86; 2025-26: 1.89; 2026-27: 1.88; 2027-28: 1.51; 2028-29: 1.37; 2029-30: 1.18; 2030-31: 1.11; 2031-32: 1.05; 2032-33: 1.06; 2033-34: 1.07; 2034-35: 1.08; 2035-36: 1.09; 2036-37: 1.11; 2037-38: 1.12; 2038-39: 1.13; 2039-40: 1.14; 2040-41: 1.15; 2041-42: 1.17; 2042-43: 1.17; 2043-44: 1.18; 2044-45: 1.19; 2045-46: 1.2; 2046-47: 1.21; 2047-48: 1.21; 2048-49: 1.21; 2049-50: 1.22
26FP | Unmeasured Household - USPL | 26BL + 26.1BL | Ml/d | 2 | 2019-20: 0.7; 2020-21: 0.67; 2021-22: 0.64; 2022-23: 0.61; 2023-24: 0.58; 2024-25: 0.55; 2025-26: 0.53; 2026-27: 0.51; 2027-28: 0.49; 2028-29: 0.47; 2029-30: 0.45; 2030-31: 0.43; 2031-32: 0.41; 2032-33: 0.39; 2033-34: 0.37; 2034-35: 0.36; 2035-36: 0.34; 2036-37: 0.33; 2037-38: 0.31; 2038-39: 0.3; 2039-40: 0.29; 2040-41: 0.27; 2041-42: 0.26; 2042-43: 0.25; 2043-44: 0.24; 2044-45: 0.23; 2045-46: 0.22; 2046-47: 0.21; 2047-48: 0.21; 2048-49: 0.2; 2049-50: 0.2
27FP | Void Properties - USPL | 27BL + 27.1FP | Ml/d | 2 | 2019-20: 0.16; 2020-21: 0.16; 2021-22: 0.16; 2022-23: 0.16; 2023-24: 0.16; 2024-25: 0.16; 2025-26: 0.16; 2026-27: 0.17; 2027-28: 0.17; 2028-29: 0.17; 2029-30: 0.17; 2030-31: 0.17; 2031-32: 0.17; 2032-33: 0.17; 2033-34: 0.17; 2034-35: 0.17; 2035-36: 0.18; 2036-37: 0.18; 2037-38: 0.18; 2038-39: 0.18; 2039-40: 0.18; 2040-41: 0.18; 2041-42: 0.18; 2042-43: 0.18; 2043-44: 0.18; 2044-45: 0.19; 2045-46: 0.19; 2046-47: 0.19; 2047-48: 0.19; 2048-49: 0.19; 2049-50: 0.19
28FP | Distribution losses | 28BL + 28.1FP | Ml/d | 2 | 2019-20: 7.31; 2020-21: 7.16; 2021-22: 7.07; 2022-23: 6.93; 2023-24: 6.79; 2024-25: 6.64; 2025-26: 6.61; 2026-27: 6.6; 2027-28: 6.6; 2028-29: 6.59; 2029-30: 6.59; 2030-31: 6.58; 2031-32: 6.58; 2032-33: 6.55; 2033-34: 6.55; 2034-35: 6.54; 2035-36: 6.29; 2036-37: 6.28; 2037-38: 6.12; 2038-39: 6.1; 2039-40: 5.96; 2040-41: 5.96; 2041-42: 5.86; 2042-43: 5.69; 2043-44: 5.42; 2044-45: 5.37; 2045-46: 5.32; 2046-47: 5.22; 2047-48: 5.1; 2048-49: 4.97; 2049-50: 4.95
29FP | Total Leakage | sum (23FP:28FP) | Ml/d | 2 | 2019-20: 9.93; 2020-21: 9.78; 2021-22: 9.69; 2022-23: 9.55; 2023-24: 9.42; 2024-25: 9.27; 2025-26: 9.25; 2026-27: 9.22; 2027-28: 8.83; 2028-29: 8.65; 2029-30: 8.44; 2030-31: 8.35; 2031-32: 8.27; 2032-33: 8.23; 2033-34: 8.22; 2034-35: 8.2; 2035-36: 7.95; 2036-37: 7.95; 2037-38: 7.78; 2038-39: 7.76; 2039-40: 7.62; 2040-41: 7.6; 2041-42: 7.51; 2042-43: 7.33; 2043-44: 7.06; 2044-45: 7.02; 2045-46: 6.97; 2046-47: 6.86; 2047-48: 6.74; 2048-49: 6.6; 2049-50: 6.59
30FP | Leakage/property | (29FP * 1,000,000) / (36FP * 1,000) | l/prop/d | 2 | 2019-20: 68.5755; 2020-21: 66.8704; 2021-22: 65.4938; 2022-23: 63.822; 2023-24: 62.1741; 2024-25: 60.4858; 2025-26: 59.4324; 2026-27: 58.421; 2027-28: 55.3171; 2028-29: 53.6308; 2029-30: 51.8615; 2030-31: 50.8759; 2031-32: 49.9988; 2032-33: 49.3633; 2033-34: 48.9268; 2034-35: 48.4674; 2035-36: 46.7089; 2036-37: 46.4342; 2037-38: 45.1777; 2038-39: 44.8037; 2039-40: 43.7489; 2040-41: 43.3924; 2041-42: 42.6448; 2042-43: 41.3986; 2043-44: 39.6636; 2044-45: 39.2343; 2045-46: 38.7556; 2046-47: 37.9517; 2047-48: 37.1029; 2048-49: 36.1549; 2049-50: 35.9273
31FP | Measured Non Household - properties | Input | 000's | 2 | 2019-20: 7.889; 2020-21: 7.967; 2021-22: 8.061; 2022-23: 8.141; 2023-24: 8.206; 2024-25: 8.306; 2025-26: 8.408; 2026-27: 8.501; 2027-28: 8.584; 2028-29: 8.654; 2029-30: 8.715; 2030-31: 8.77; 2031-32: 8.822; 2032-33: 8.872; 2033-34: 8.919; 2034-35: 8.961; 2035-36: 9.001; 2036-37: 9.04; 2037-38: 9.078; 2038-39: 9.115; 2039-40: 9.15; 2040-41: 9.184; 2041-42: 9.217; 2042-43: 9.248; 2043-44: 9.277; 2044-45: 9.305; 2045-46: 9.331; 2046-47: 9.356; 2047-48: 9.38; 2048-49: 9.402; 2049-50: 9.423
32FP | Unmeasured Non Household - properties | Input | 000's | 2 | 2019-20: 0.032; 2020-21: 0.032; 2021-22: 0.032; 2022-23: 0.033; 2023-24: 0.033; 2024-25: 0.033; 2025-26: 0.034; 2026-27: 0.034; 2027-28: 0.034; 2028-29: 0.035; 2029-30: 0.035; 2030-31: 0.035; 2031-32: 0.035; 2032-33: 0.036; 2033-34: 0.036; 2034-35: 0.036; 2035-36: 0.036; 2036-37: 0.036; 2037-38: 0.036; 2038-39: 0.037; 2039-40: 0.037; 2040-41: 0.037; 2041-42: 0.037; 2042-43: 0.037; 2043-44: 0.037; 2044-45: 0.037; 2045-46: 0.037; 2046-47: 0.038; 2047-48: 0.038; 2048-49: 0.038; 2049-50: 0.038
33FP | All void non-households - properties | Input | 000's | 2 | 2019-20: 0; 2020-21: 0; 2021-22: 0; 2022-23: 0; 2023-24: 0; 2024-25: 0; 2025-26: 0; 2026-27: 0; 2027-28: 0; 2028-29: 0; 2029-30: 0; 2030-31: 0; 2031-32: 0; 2032-33: 0; 2033-34: 0; 2034-35: 0; 2035-36: 0; 2036-37: 0; 2037-38: 0; 2038-39: 0; 2039-40: 0; 2040-41: 0; 2041-42: 0; 2042-43: 0; 2043-44: 0; 2044-45: 0; 2045-46: 0; 2046-47: 0; 2047-48: 0; 2048-49: 0; 2049-50: 0
34FP | Measured households - properties (excl. void) | Year before + sum (34.1BL:34.6BL) | 000's | 2 | 2019-20: 119.079; 2020-21: 121.05; 2021-22: 123.176; 2022-23: 125.395; 2023-24: 127.794; 2024-25: 130.002; 2025-26: 132.749; 2026-27: 135.285; 2027-28: 137.445; 2028-29: 139.463; 2029-30: 141.267; 2030-31: 142.991; 2031-32: 144.598; 2032-33: 146.23; 2033-34: 147.818; 2034-35: 149.294; 2035-36: 150.596; 2036-37: 151.877; 2037-38: 153.138; 2038-39: 154.38; 2039-40: 155.598; 2040-41: 156.8; 2041-42: 157.983; 2042-43: 159.15; 2043-44: 160.295; 2044-45: 161.422; 2045-46: 162.419; 2046-47: 163.403; 2047-48: 164.374; 2048-49: 165.333; 2049-50: 166.173
34.1FP | New build properties - properties | Input (new builds in each year) | 000's | 2 | 2019-20: 1.179; 2020-21: 1.221; 2021-22: 1.424; 2022-23: 1.572; 2023-24: 1.78; 2024-25: 1.615; 2025-26: 2.246; 2026-27: 2.054; 2027-28: 1.696; 2028-29: 1.571; 2029-30: 1.373; 2030-31: 1.31; 2031-32: 1.208; 2032-33: 1.248; 2033-34: 1.218; 2034-35: 1.12; 2035-36: 0.959; 2036-37: 0.95; 2037-38: 0.942; 2038-39: 0.936; 2039-40: 0.923; 2040-41: 0.918; 2041-42: 0.91; 2042-43: 0.903; 2043-44: 0.892; 2044-45: 0.883; 2045-46: 0.875; 2046-47: 0.867; 2047-48: 0.859; 2048-49: 0.851; 2049-50: 0.84
34.2FP | Meter optants - properties | Input (meter optants in each year) | 000's | 2 | 2019-20: 0.419; 2020-21: 0.4; 2021-22: 0.366; 2022-23: 0.322; 2023-24: 0.308; 2024-25: 0.294; 2025-26: 0.215; 2026-27: 0.207; 2027-28: 0.2; 2028-29: 0.194; 2029-30: 0.187; 2030-31: 0.181; 2031-32: 0.175; 2032-33: 0.169; 2033-34: 0.163; 2034-35: 0.158; 2035-36: 0.153; 2036-37: 0.148; 2037-38: 0.143; 2038-39: 0.138; 2039-40: 0.133; 2040-41: 0.129; 2041-42: 0.124; 2042-43: 0.12; 2043-44: 0.116; 2044-45: 0.112; 2045-46: 0; 2046-47: 0; 2047-48: 0; 2048-49: 0; 2049-50: 0
34.3FP | Compulsory metering - properties | Input (compulsory meters in each year) | 000's | 2 | 2019-20: 0; 2020-21: 0; 2021-22: 0; 2022-23: 0; 2023-24: 0; 2024-25: 0; 2025-26: 0; 2026-27: 0; 2027-28: 0; 2028-29: 0; 2029-30: 0; 2030-31: 0; 2031-32: 0; 2032-33: 0; 2033-34: 0; 2034-35: 0; 2035-36: 0; 2036-37: 0; 2037-38: 0; 2038-39: 0; 2039-40: 0; 2040-41: 0; 2041-42: 0; 2042-43: 0; 2043-44: 0; 2044-45: 0; 2045-46: 0; 2046-47: 0; 2047-48: 0; 2048-49: 0; 2049-50: 0
34.4FP | Metering on change of occupancy - properties | Input (change of occupancy meters in each year) | 000's | 2 | 2019-20: 0.349; 2020-21: 0.337; 2021-22: 0.324; 2022-23: 0.313; 2023-24: 0.3; 2024-25: 0.288; 2025-26: 0.276; 2026-27: 0.265; 2027-28: 0.255; 2028-29: 0.244; 2029-30: 0.235; 2030-31: 0.225; 2031-32: 0.216; 2032-33: 0.207; 2033-34: 0.199; 2034-35: 0.191; 2035-36: 0.183; 2036-37: 0.176; 2037-38: 0.169; 2038-39: 0.162; 2039-40: 0.156; 2040-41: 0.149; 2041-42: 0.143; 2042-43: 0.138; 2043-44: 0.132; 2044-45: 0.127; 2045-46: 0.122; 2046-47: 0.117; 2047-48: 0.112; 2048-49: 0.108; 2049-50: 0
34.5FP | Selective metering - properties | Input (selective meters in each year) | 000's | 2 | 2019-20: 0.013; 2020-21: 0.013; 2021-22: 0.012; 2022-23: 0.012; 2023-24: 0.011; 2024-25: 0.011; 2025-26: 0.01; 2026-27: 0.01; 2027-28: 0.009; 2028-29: 0.009; 2029-30: 0.009; 2030-31: 0.008; 2031-32: 0.008; 2032-33: 0.008; 2033-34: 0.008; 2034-35: 0.007; 2035-36: 0.007; 2036-37: 0.007; 2037-38: 0.007; 2038-39: 0.006; 2039-40: 0.006; 2040-41: 0.006; 2041-42: 0.006; 2042-43: 0.006; 2043-44: 0.005; 2044-45: 0.005; 2045-46: 0; 2046-47: 0; 2047-48: 0; 2048-49: 0; 2049-50: 0
34.6FP | Other changes to existing metering - properties | Input (other changes to meters in each year) | 000's | 2 | 2019-20: 0; 2020-21: 0; 2021-22: 0; 2022-23: 0; 2023-24: 0; 2024-25: 0; 2025-26: 0; 2026-27: 0; 2027-28: 0; 2028-29: 0; 2029-30: 0; 2030-31: 0; 2031-32: 0; 2032-33: 0; 2033-34: 0; 2034-35: 0; 2035-36: 0; 2036-37: 0; 2037-38: 0; 2038-39: 0; 2039-40: 0; 2040-41: 0; 2041-42: 0; 2042-43: 0; 2043-44: 0; 2044-45: 0; 2045-46: 0; 2046-47: 0; 2047-48: 0; 2048-49: 0; 2049-50: 0
34.7FP | Measured household void properties | Input | 000's | 2 | 2019-20: 2.438; 2020-21: 2.481; 2021-22: 2.526; 2022-23: 2.567; 2023-24: 2.61; 2024-25: 2.656; 2025-26: 2.699; 2026-27: 2.743; 2027-28: 2.78; 2028-29: 2.811; 2029-30: 2.839; 2030-31: 2.867; 2031-32: 2.895; 2032-33: 2.923; 2033-34: 2.949; 2034-35: 2.975; 2035-36: 3; 2036-37: 3.025; 2037-38: 3.049; 2038-39: 3.073; 2039-40: 3.097; 2040-41: 3.121; 2041-42: 3.144; 2042-43: 3.168; 2043-44: 3.191; 2044-45: 3.213; 2045-46: 3.234; 2046-47: 3.254; 2047-48: 3.274; 2048-49: 3.294; 2049-50: 3.311
35FP | Unmeasured households - properties (excl. void) | Input | 000's | 2 | 2019-20: 15.056; 2020-21: 14.426; 2021-22: 13.873; 2022-23: 13.227; 2023-24: 12.608; 2024-25: 12.015; 2025-26: 11.514; 2026-27: 11.032; 2027-28: 10.567; 2028-29: 10.12; 2029-30: 9.689; 2030-31: 9.275; 2031-32: 8.875; 2032-33: 8.491; 2033-34: 8.121; 2034-35: 7.764; 2035-36: 7.421; 2036-37: 7.09; 2037-38: 6.772; 2038-39: 6.465; 2039-40: 6.17; 2040-41: 5.886; 2041-42: 5.612; 2042-43: 5.349; 2043-44: 5.095; 2044-45: 4.85; 2045-46: 4.729; 2046-47: 4.612; 2047-48: 4.5; 2048-49: 4.392; 2049-50: 4.392
35.1FP | Unmeasured household void properties | Input | 000's | 2 | 2019-20: 0.31; 2020-21: 0.297; 2021-22: 0.285; 2022-23: 0.272; 2023-24: 0.259; 2024-25: 0.247; 2025-26: 0.235; 2026-27: 0.225; 2027-28: 0.215; 2028-29: 0.205; 2029-30: 0.196; 2030-31: 0.187; 2031-32: 0.179; 2032-33: 0.171; 2033-34: 0.163; 2034-35: 0.156; 2035-36: 0.149; 2036-37: 0.142; 2037-38: 0.136; 2038-39: 0.13; 2039-40: 0.124; 2040-41: 0.118; 2041-42: 0.113; 2042-43: 0.107; 2043-44: 0.102; 2044-45: 0.098; 2045-46: 0.095; 2046-47: 0.093; 2047-48: 0.091; 2048-49: 0.089; 2049-50: 0.089
36FP | Total Resource Zone Properties (incl. voids) | sum (31FP:34FP) + 34.7FP + 35BL + 35.1BL | 000's | 2 | 2019-20: 144.804; 2020-21: 146.253; 2021-22: 147.953; 2022-23: 149.635; 2023-24: 151.51; 2024-25: 153.259; 2025-26: 155.639; 2026-27: 157.82; 2027-28: 159.625; 2028-29: 161.288; 2029-30: 162.741; 2030-31: 164.125; 2031-32: 165.404; 2032-33: 166.723; 2033-34: 168.006; 2034-35: 169.186; 2035-36: 170.203; 2036-37: 171.21; 2037-38: 172.209; 2038-39: 173.2; 2039-40: 174.176; 2040-41: 175.146; 2041-42: 176.106; 2042-43: 177.059; 2043-44: 177.997; 2044-45: 178.925; 2045-46: 179.845; 2046-47: 180.756; 2047-48: 181.657; 2048-49: 182.548; 2049-50: 183.426
37FP | Measured Non Household - Population | Input | 000's | 2 | 2019-20: 4.67; 2020-21: 4.718; 2021-22: 4.76; 2022-23: 4.81; 2023-24: 4.859; 2024-25: 4.902; 2025-26: 4.941; 2026-27: 5.01; 2027-28: 5.078; 2028-29: 5.147; 2029-30: 5.211; 2030-31: 5.277; 2031-32: 5.392; 2032-33: 5.476; 2033-34: 5.546; 2034-35: 5.61; 2035-36: 5.662; 2036-37: 5.713; 2037-38: 5.76; 2038-39: 5.815; 2039-40: 5.864; 2040-41: 5.917; 2041-42: 5.978; 2042-43: 6.045; 2043-44: 6.116; 2044-45: 6.185; 2045-46: 6.266; 2046-47: 6.343; 2047-48: 6.424; 2048-49: 6.508; 2049-50: 6.588
38FP | Unmeasured Non Household - Population | Input | 000's | 2 | 2019-20: 0.019; 2020-21: 0.019; 2021-22: 0.019; 2022-23: 0.019; 2023-24: 0.02; 2024-25: 0.02; 2025-26: 0.02; 2026-27: 0.02; 2027-28: 0.02; 2028-29: 0.021; 2029-30: 0.021; 2030-31: 0.021; 2031-32: 0.022; 2032-33: 0.022; 2033-34: 0.022; 2034-35: 0.023; 2035-36: 0.023; 2036-37: 0.023; 2037-38: 0.023; 2038-39: 0.023; 2039-40: 0.024; 2040-41: 0.024; 2041-42: 0.024; 2042-43: 0.024; 2043-44: 0.025; 2044-45: 0.025; 2045-46: 0.025; 2046-47: 0.025; 2047-48: 0.026; 2048-49: 0.026; 2049-50: 0.026
39FP | Measured Household - Population | Input | 000's | 2 | 2019-20: 270.258; 2020-21: 274.554; 2021-22: 279.446; 2022-23: 283.712; 2023-24: 288.342; 2024-25: 292.54; 2025-26: 298.184; 2026-27: 303.206; 2027-28: 307.352; 2028-29: 310.919; 2029-30: 313.847; 2030-31: 316.609; 2031-32: 319.177; 2032-33: 321.859; 2033-34: 324.543; 2034-35: 327.002; 2035-36: 329.038; 2036-37: 330.929; 2037-38: 332.945; 2038-39: 334.96; 2039-40: 337.487; 2040-41: 339.912; 2041-42: 342.396; 2042-43: 344.908; 2043-44: 347.44; 2044-45: 349.926; 2045-46: 352; 2046-47: 354.041; 2047-48: 356.135; 2048-49: 358.254; 2049-50: 360.016
40FP | Unmeasured Household - Population | Input | 000's | 2 | 2019-20: 52.317; 2020-21: 50.296; 2021-22: 48.531; 2022-23: 46.451; 2023-24: 44.466; 2024-25: 42.572; 2025-26: 40.976; 2026-27: 39.425; 2027-28: 37.933; 2028-29: 36.477; 2029-30: 35.066; 2030-31: 33.71; 2031-32: 32.41; 2032-33: 31.162; 2033-34: 29.964; 2034-35: 28.812; 2035-36: 27.698; 2036-37: 26.619; 2037-38: 25.585; 2038-39: 24.588; 2039-40: 23.647; 2040-41: 22.732; 2041-42: 21.85; 2042-43: 20.997; 2043-44: 20.172; 2044-45: 19.371; 2045-46: 18.957; 2046-47: 18.559; 2047-48: 18.177; 2048-49: 17.81; 2049-50: 17.807
41FP | Total Resource Zone Population | sum (37FP:40FP) | 000's | 2 | 2019-20: 327.264; 2020-21: 329.587; 2021-22: 332.756; 2022-23: 334.992; 2023-24: 337.687; 2024-25: 340.034; 2025-26: 344.121; 2026-27: 347.661; 2027-28: 350.383; 2028-29: 352.564; 2029-30: 354.145; 2030-31: 355.617; 2031-32: 357.001; 2032-33: 358.519; 2033-34: 360.075; 2034-35: 361.447; 2035-36: 362.421; 2036-37: 363.284; 2037-38: 364.313; 2038-39: 365.386; 2039-40: 367.022; 2040-41: 368.585; 2041-42: 370.248; 2042-43: 371.974; 2043-44: 373.753; 2044-45: 375.507; 2045-46: 377.248; 2046-47: 378.968; 2047-48: 380.762; 2048-49: 382.598; 2049-50: 384.437
42FP | Average household occupancy rate (excl. voids) | (39FP + 40FP) / (34FP + 35FP) | h/prop | 1 | 2019-20: 2.4049; 2020-21: 2.3978; 2021-22: 2.3931; 2022-23: 2.3818; 2023-24: 2.3704; 2024-25: 2.3597; 2025-26: 2.351; 2026-27: 2.3417; 2027-28: 2.3328; 2028-29: 2.3224; 2029-30: 2.3114; 2030-31: 2.3007; 2031-32: 2.2909; 2032-33: 2.2817; 2033-34: 2.2734; 2034-35: 2.2655; 2035-36: 2.2576; 2036-37: 2.2492; 2037-38: 2.2421; 2038-39: 2.2354; 2039-40: 2.2324; 2040-41: 2.2291; 2041-42: 2.2265; 2042-43: 2.2244; 2043-44: 2.2227; 2044-45: 2.221; 2045-46: 2.2193; 2046-47: 2.2177; 2047-48: 2.2165; 2048-49: 2.2157; 2049-50: 2.2151
43FP | Total Household Metering penetration (excl. voids) | 34FP / (34FP + 35FP) | % | 1 | 2019-20: 88.78%; 2020-21: 89.35%; 2021-22: 89.88%; 2022-23: 90.46%; 2023-24: 91.02%; 2024-25: 91.54%; 2025-26: 92.02%; 2026-27: 92.46%; 2027-28: 92.86%; 2028-29: 93.23%; 2029-30: 93.58%; 2030-31: 93.91%; 2031-32: 94.22%; 2032-33: 94.51%; 2033-34: 94.79%; 2034-35: 95.06%; 2035-36: 95.3%; 2036-37: 95.54%; 2037-38: 95.77%; 2038-39: 95.98%; 2039-40: 96.19%; 2040-41: 96.38%; 2041-42: 96.57%; 2042-43: 96.75%; 2043-44: 96.92%; 2044-45: 97.08%; 2045-46: 97.17%; 2046-47: 97.26%; 2047-48: 97.34%; 2048-49: 97.41%; 2049-50: 97.43%
44FP | Total Household Metering penetration (incl. voids) | (34FP) / (34FP + 34.7FP + 35FP + 35.1FP) | % | 1 | 2019-20: 86.99%; 2020-21: 87.56%; 2021-22: 88.07%; 2022-23: 88.64%; 2023-24: 89.2%; 2024-25: 89.71%; 2025-26: 90.18%; 2026-27: 90.62%; 2027-28: 91.02%; 2028-29: 91.39%; 2029-30: 91.74%; 2030-31: 92.06%; 2031-32: 92.37%; 2032-33: 92.66%; 2033-34: 92.94%; 2034-35: 93.2%; 2035-36: 93.44%; 2036-37: 93.67%; 2037-38: 93.89%; 2038-39: 94.11%; 2039-40: 94.31%; 2040-41: 94.5%; 2041-42: 94.68%; 2042-43: 94.86%; 2043-44: 95.03%; 2044-45: 95.19%; 2045-46: 95.27%; 2046-47: 95.36%; 2047-48: 95.43%; 2048-49: 95.51%; 2049-50: 95.52%
45FP | Distribution input | sum (12FP:15FP) + 21FP + 22FP + 27FP + 28FP | Ml/d | 2 | 2019-20: 70.79; 2020-21: 71.02; 2021-22: 71.55; 2022-23: 71.41; 2023-24: 71.61; 2024-25: 72.31; 2025-26: 72.4; 2026-27: 71.54; 2027-28: 70.45; 2028-29: 69.46; 2029-30: 68.25; 2030-31: 67.75; 2031-32: 67.31; 2032-33: 67.17; 2033-34: 67.06; 2034-35: 66.69; 2035-36: 66.02; 2036-37: 65.6; 2037-38: 65.18; 2038-39: 64.91; 2039-40: 64.64; 2040-41: 64.48; 2041-42: 64.22; 2042-43: 63.88; 2043-44: 63.42; 2044-45: 63.42; 2045-46: 63.43; 2046-47: 63.4; 2047-48: 63.37; 2048-49: 63.34; 2049-50: 63.44
46FP | Target headroom (climate change component) | Input | Ml/d | 2 | 2019-20: 0.43086; 2020-21: 0.43086; 2021-22: 0.43086; 2022-23: 0.43086; 2023-24: 0.43086; 2024-25: 0.43086; 2025-26: 0.43086; 2026-27: 0.41729; 2027-28: 0.4678; 2028-29: 0.45075; 2029-30: 0.50154; 2030-31: 0.4961; 2031-32: 0.51614; 2032-33: 0.50718; 2033-34: 0.51531; 2034-35: 0.53007; 2035-36: 0.57809; 2036-37: 0.55501; 2037-38: 0.59414; 2038-39: 0.58403; 2039-40: 0; 2040-41: 0; 2041-42: 0; 2042-43: 0; 2043-44: 0; 2044-45: 0; 2045-46: 0; 2046-47: 0; 2047-48: 0; 2048-49: 0; 2049-50: 0
47FP | Target headroom (All other components) | Input | Ml/d | 2 | 2019-20: 2.2004; 2020-21: 2.2004; 2021-22: 2.2004; 2022-23: 2.2004; 2023-24: 2.2004; 2024-25: 2.2004; 2025-26: 2.2004; 2026-27: 2.5168; 2027-28: 2.7015; 2028-29: 2.8812; 2029-30: 3.0295; 2030-31: 3.0765; 2031-32: 3.3382; 2032-33: 3.3671; 2033-34: 3.5178; 2034-35: 3.7647; 2035-36: 3.1606; 2036-37: 2.7892; 2037-38: 2.987; 2038-39: 3.1671; 2039-40: 2.4521; 2040-41: 2.6401; 2041-42: 2.7233; 2042-43: 2.9242; 2043-44: 3.084; 2044-45: 3.1467; 2045-46: 2.6222; 2046-47: 2.7059; 2047-48: 2.7146; 2048-49: 2.7469; 2049-50: 2.7976
48FP | Target Headroom | 46FP + 47FP | Ml/d | 2 | 2019-20: 2.6313; 2020-21: 2.6313; 2021-22: 2.6313; 2022-23: 2.6313; 2023-24: 2.6313; 2024-25: 2.6313; 2025-26: 2.6313; 2026-27: 2.9341; 2027-28: 3.1693; 2028-29: 3.332; 2029-30: 3.531; 2030-31: 3.5726; 2031-32: 3.8543; 2032-33: 3.8742; 2033-34: 4.0331; 2034-35: 4.2948; 2035-36: 3.7387; 2036-37: 3.3443; 2037-38: 3.5811; 2038-39: 3.7511; 2039-40: 2.4521; 2040-41: 2.6401; 2041-42: 2.7233; 2042-43: 2.9242; 2043-44: 3.084; 2044-45: 3.1467; 2045-46: 2.6222; 2046-47: 2.7059; 2047-48: 2.7146; 2048-49: 2.7469; 2049-50: 2.7976
49FP | Available Headroom | 11FP - 45FP | Ml/d | 2 | 2019-20: 1.15; 2020-21: 0.92; 2021-22: 0.39; 2022-23: 0.53; 2023-24: 0.33; 2024-25: -0.37; 2025-26: 2.63; 2026-27: 2.93; 2027-28: 3.17; 2028-29: 3.33; 2029-30: 3.53; 2030-31: 3.74; 2031-32: 4.02; 2032-33: 4.04; 2033-34: 4.2; 2034-35: 4.29; 2035-36: 3.74; 2036-37: 3.34; 2037-38: 3.58; 2038-39: 3.75; 2039-40: 2.45; 2040-41: 2.64; 2041-42: 2.72; 2042-43: 2.92; 2043-44: 3.08; 2044-45: 3.15; 2045-46: 2.62; 2046-47: 2.71; 2047-48: 2.71; 2048-49: 2.75; 2049-50: 2.8
49.1FP | Available non-potable balance (if applicable) | 1.1FP - 12.1FP | Ml/d | 2 | 2019-20: 0; 2020-21: 0; 2021-22: 0; 2022-23: 0; 2023-24: 0; 2024-25: 0; 2025-26: 0; 2026-27: 0; 2027-28: 0; 2028-29: 0; 2029-30: 0; 2030-31: 0; 2031-32: 0; 2032-33: 0; 2033-34: 0; 2034-35: 0; 2035-36: 0; 2036-37: 0; 2037-38: 0; 2038-39: 0; 2039-40: 0; 2040-41: 0; 2041-42: 0; 2042-43: 0; 2043-44: 0; 2044-45: 0; 2045-46: 0; 2046-47: 0; 2047-48: 0; 2048-49: 0; 2049-50: 0
50FP | Supply Demand Balance | 49FP - 48FP | Ml/d | 2 | 2019-20: -1.4813; 2020-21: -1.7113; 2021-22: -2.2413; 2022-23: -2.1013; 2023-24: -2.3013; 2024-25: -3.0013; 2025-26: -0.0012769; 2026-27: -0.0041169; 2027-28: 0.00069923; 2028-29: -0.0019565; 2029-30: -0.00099959; 2030-31: 0.16739; 2031-32: 0.16567; 2032-33: 0.16577; 2033-34: 0.16688; 2034-35: -0.0047601; 2035-36: 0.0012699; 2036-37: -0.0042584; 2037-38: -0.0011479; 2038-39: -0.0011303; 2039-40: -0.0020748; 2040-41: -9.2501e-05; 2041-42: -0.0033188; 2042-43: -0.0042038; 2043-44: -0.0039947; 2044-45: 0.0032593; 2045-46: -0.0021678; 2046-47: 0.0041129; 2047-48: -0.0046204; 2048-49: 0.003084; 2049-50: 0.0024292
Water Company | Anglian Water | Version | V3.1
WRZ | AWSSUE | Planning Scenario | DYCP
Table 3d: DYCP - Baseline | Back to top of sheet
WRMP24 reference | Component | Derivation | Unit | Decimal places | 2019-20 | 2020-21 | 2021-22 | 2022-23 | 2023-24 | 2024-25 | 2025-26 | 2026-27 | 2027-28 | 2028-29 | 2029-30 | 2030-31 | 2031-32 | 2032-33 | 2033-34 | 2034-35 | 2035-36 | 2036-37 | 2037-38 | 2038-39 | 2039-40 | 2040-41 | 2041-42 | 2042-43 | 2043-44 | 2044-45 | 2045-46 | 2046-47 | 2047-48 | 2048-49 | 2049-50 | 2050-51 | 2051-52 | 2052-53 | 2053-54 | 2054-55 | 2055-56 | 2056-57 | 2057-58 | 2058-59 | 2059-60 | 2060-61 | 2061-62 | 2062-63 | 2063-64 | 2064-65 | 2065-66 | 2066-67 | 2067-68 | 2068-69 | 2069-70 | 2070-71 | 2071-72 | 2072-73 | 2073-74 | 2074-75 | 2075-76 | 2076-77 | 2077-78 | 2078-79 | 2079-80 | 2080-81 | 2081-82 | 2082-83 | 2083-84 | 2084-85 | 2085-86 | 2086-87 | 2087-88 | 2088-89 | 2089-90 | 2090-91 | 2091-92 | 2092-93 | 2093-94 | 2094-95 | 2095-96 | 2096-97 | 2097-98 | 2098-99 | 2099-100
1BL | Raw water abstracted | Input | Ml/d | 2 | 2019-20: 0; 2020-21: 0; 2021-22: 0; 2022-23: 0; 2023-24: 0; 2024-25: 0; 2025-26: 0; 2026-27: 0; 2027-28: 0; 2028-29: 0; 2029-30: 0; 2030-31: 0; 2031-32: 0; 2032-33: 0; 2033-34: 0; 2034-35: 0; 2035-36: 0; 2036-37: 0; 2037-38: 0; 2038-39: 0; 2039-40: 0; 2040-41: 0; 2041-42: 0; 2042-43: 0; 2043-44: 0; 2044-45: 0; 2045-46: 0; 2046-47: 0; 2047-48: 0; 2048-49: 0; 2049-50: 0
1.1BL | Non-potable water supplies | Input | Ml/d | 2 | 2019-20: 0; 2020-21: 0; 2021-22: 0; 2022-23: 0; 2023-24: 0; 2024-25: 0; 2025-26: 0; 2026-27: 0; 2027-28: 0; 2028-29: 0; 2029-30: 0; 2030-31: 0; 2031-32: 0; 2032-33: 0; 2033-34: 0; 2034-35: 0; 2035-36: 0; 2036-37: 0; 2037-38: 0; 2038-39: 0; 2039-40: 0; 2040-41: 0; 2041-42: 0; 2042-43: 0; 2043-44: 0; 2044-45: 0; 2045-46: 0; 2046-47: 0; 2047-48: 0; 2048-49: 0; 2049-50: 0
2BL | Raw water imported | Input | Ml/d | 2 | 2019-20: 0; 2020-21: 0; 2021-22: 0; 2022-23: 0; 2023-24: 0; 2024-25: 0; 2025-26: 0; 2026-27: 0; 2027-28: 0; 2028-29: 0; 2029-30: 0; 2030-31: 0; 2031-32: 0; 2032-33: 0; 2033-34: 0; 2034-35: 0; 2035-36: 0; 2036-37: 0; 2037-38: 0; 2038-39: 0; 2039-40: 0; 2040-41: 0; 2041-42: 0; 2042-43: 0; 2043-44: 0; 2044-45: 0; 2045-46: 0; 2046-47: 0; 2047-48: 0; 2048-49: 0; 2049-50: 0
3BL | Potable water imported | Input | Ml/d | 2 | 2019-20: 0; 2020-21: 0; 2021-22: 0; 2022-23: 0; 2023-24: 0; 2024-25: 0; 2025-26: 0.43; 2026-27: 0.43; 2027-28: 0.631; 2028-29: 1.381; 2029-30: 1.921; 2030-31: 2.521; 2031-32: 3.531; 2032-33: 4.271; 2033-34: 5.161; 2034-35: 6.371; 2035-36: 5.721; 2036-37: 5.451; 2037-38: 6.811; 2038-39: 6.221; 2039-40: 4.811; 2040-41: 6.091; 2041-42: 7.291; 2042-43: 8.661; 2043-44: 8.958; 2044-45: 8.388; 2045-46: 0.43; 2046-47: 0.43; 2047-48: 0.43; 2048-49: 0.43; 2049-50: 0.43
4BL | Raw water exported enter as -ve | Input | Ml/d | 2 | 2019-20: 0; 2020-21: 0; 2021-22: 0; 2022-23: 0; 2023-24: 0; 2024-25: 0; 2025-26: 0; 2026-27: 0; 2027-28: 0; 2028-29: 0; 2029-30: 0; 2030-31: 0; 2031-32: 0; 2032-33: 0; 2033-34: 0; 2034-35: 0; 2035-36: 0; 2036-37: 0; 2037-38: 0; 2038-39: 0; 2039-40: 0; 2040-41: 0; 2041-42: 0; 2042-43: 0; 2043-44: 0; 2044-45: 0; 2045-46: 0; 2046-47: 0; 2047-48: 0; 2048-49: 0; 2049-50: 0
5BL | Potable water exported enter as -ve | Input | Ml/d | 2 | 2019-20: 0; 2020-21: 0; 2021-22: 0; 2022-23: 0; 2023-24: 0; 2024-25: 0; 2025-26: -2.901; 2026-27: -3.261; 2027-28: -3.571; 2028-29: -3.901; 2029-30: -4.131; 2030-31: -4.511; 2031-32: -4.941; 2032-33: -5.381; 2033-34: -5.791; 2034-35: -6.411; 2035-36: -6.231; 2036-37: -6.241; 2037-38: -6.891; 2038-39: -5.661; 2039-40: -5.251; 2040-41: -5.891; 2041-42: -6.531; 2042-43: -7.171; 2043-44: -7.881; 2044-45: -8.451; 2045-46: -15; 2046-47: -15; 2047-48: -15; 2048-49: -15; 2049-50: -15
6BL | Deployable Output before forecast changes | Input | Ml/d | 2 | 2019-20: 100.65; 2020-21: 100.65; 2021-22: 100.65; 2022-23: 100.65; 2023-24: 100.65; 2024-25: 100.65; 2025-26: 100.65; 2026-27: 100.65; 2027-28: 100.65; 2028-29: 100.65; 2029-30: 100.65; 2030-31: 100.65; 2031-32: 100.65; 2032-33: 100.65; 2033-34: 100.65; 2034-35: 100.65; 2035-36: 100.65; 2036-37: 100.65; 2037-38: 100.65; 2038-39: 100.65; 2039-40: 100.65; 2040-41: 100.65; 2041-42: 100.65; 2042-43: 100.65; 2043-44: 100.65; 2044-45: 100.65; 2045-46: 100.65; 2046-47: 100.65; 2047-48: 100.65; 2048-49: 100.65; 2049-50: 100.65
6.1BL | Deployable Output post forecast changes | 6BL + 7BL | Ml/d | 2 | 2019-20: 100.65; 2020-21: 100.65; 2021-22: 100.65; 2022-23: 100.65; 2023-24: 100.65; 2024-25: 100.65; 2025-26: 100.65; 2026-27: 100.65; 2027-28: 100.65; 2028-29: 100.65; 2029-30: 100.65; 2030-31: 100.65; 2031-32: 100.65; 2032-33: 100.65; 2033-34: 100.65; 2034-35: 100.65; 2035-36: 100.65; 2036-37: 100.65; 2037-38: 100.65; 2038-39: 100.65; 2039-40: 100.65; 2040-41: 100.65; 2041-42: 100.65; 2042-43: 100.65; 2043-44: 100.65; 2044-45: 100.65; 2045-46: 98.42; 2046-47: 98.42; 2047-48: 98.42; 2048-49: 98.42; 2049-50: 98.42
7BL | Baseline forecast changes to Deployable Output | sum (7.1BL:7.6BL) | Ml/d | 2 | 2019-20: 0; 2020-21: 0; 2021-22: 0; 2022-23: 0; 2023-24: 0; 2024-25: 0; 2025-26: 0; 2026-27: 0; 2027-28: 0; 2028-29: 0; 2029-30: 0; 2030-31: 0; 2031-32: 0; 2032-33: 0; 2033-34: 0; 2034-35: 0; 2035-36: 0; 2036-37: 0; 2037-38: 0; 2038-39: 0; 2039-40: 0; 2040-41: 0; 2041-42: 0; 2042-43: 0; 2043-44: 0; 2044-45: 0; 2045-46: -2.23; 2046-47: -2.23; 2047-48: -2.23; 2048-49: -2.23; 2049-50: -2.23
7.1BL | Change in DO due to climate change | Input | Ml/d | 2 | 2019-20: 0; 2020-21: 0; 2021-22: 0; 2022-23: 0; 2023-24: 0; 2024-25: 0; 2025-26: 0; 2026-27: 0; 2027-28: 0; 2028-29: 0; 2029-30: 0; 2030-31: 0; 2031-32: 0; 2032-33: 0; 2033-34: 0; 2034-35: 0; 2035-36: 0; 2036-37: 0; 2037-38: 0; 2038-39: 0; 2039-40: 0; 2040-41: 0; 2041-42: 0; 2042-43: 0; 2043-44: 0; 2044-45: 0; 2045-46: 0; 2046-47: 0; 2047-48: 0; 2048-49: 0; 2049-50: 0
7.2BL | Total confirmed DO reductions to restore sustainable abstraction enter as -ve | Input | Ml/d | 2 | 2019-20: 0; 2020-21: 0; 2021-22: 0; 2022-23: 0; 2023-24: 0; 2024-25: 0; 2025-26: 0; 2026-27: 0; 2027-28: 0; 2028-29: 0; 2029-30: 0; 2030-31: 0; 2031-32: 0; 2032-33: 0; 2033-34: 0; 2034-35: 0; 2035-36: 0; 2036-37: 0; 2037-38: 0; 2038-39: 0; 2039-40: 0; 2040-41: 0; 2041-42: 0; 2042-43: 0; 2043-44: 0; 2044-45: 0; 2045-46: 0; 2046-47: 0; 2047-48: 0; 2048-49: 0; 2049-50: 0
7.3BL | Total expected DO reductions to restore sustainable abstraction (Environmental Destination) (excl. any confirmed reductions) enter as -ve | Input | Ml/d | 2 | 2019-20: 0; 2020-21: 0; 2021-22: 0; 2022-23: 0; 2023-24: 0; 2024-25: 0; 2025-26: 0; 2026-27: 0; 2027-28: 0; 2028-29: 0; 2029-30: 0; 2030-31: 0; 2031-32: 0; 2032-33: 0; 2033-34: 0; 2034-35: 0; 2035-36: 0; 2036-37: 0; 2037-38: 0; 2038-39: 0; 2039-40: 0; 2040-41: 0; 2041-42: 0; 2042-43: 0; 2043-44: 0; 2044-45: 0; 2045-46: -2.23; 2046-47: -2.23; 2047-48: -2.23; 2048-49: -2.23; 2049-50: -2.23
7.4BL | Change in DO from prolonged Outage reduction enter as -ve | Input | Ml/d | 2 | 2019-20: 0; 2020-21: 0; 2021-22: 0; 2022-23: 0; 2023-24: 0; 2024-25: 0; 2025-26: 0; 2026-27: 0; 2027-28: 0; 2028-29: 0; 2029-30: 0; 2030-31: 0; 2031-32: 0; 2032-33: 0; 2033-34: 0; 2034-35: 0; 2035-36: 0; 2036-37: 0; 2037-38: 0; 2038-39: 0; 2039-40: 0; 2040-41: 0; 2041-42: 0; 2042-43: 0; 2043-44: 0; 2044-45: 0; 2045-46: 0; 2046-47: 0; 2047-48: 0; 2048-49: 0; 2049-50: 0
7.5BL | Change in DO from drought measures | Zero for baseline | Ml/d | 2 | 2019-20: 0; 2020-21: 0; 2021-22: 0; 2022-23: 0; 2023-24: 0; 2024-25: 0; 2025-26: 0; 2026-27: 0; 2027-28: 0; 2028-29: 0; 2029-30: 0; 2030-31: 0; 2031-32: 0; 2032-33: 0; 2033-34: 0; 2034-35: 0; 2035-36: 0; 2036-37: 0; 2037-38: 0; 2038-39: 0; 2039-40: 0; 2040-41: 0; 2041-42: 0; 2042-43: 0; 2043-44: 0; 2044-45: 0; 2045-46: 0; 2046-47: 0; 2047-48: 0; 2048-49: 0; 2049-50: 0
7.6BL | Total other changes to DO (specify e.g. Nitrates) | Input | Ml/d | 2 | 2019-20: 0; 2020-21: 0; 2021-22: 0; 2022-23: 0; 2023-24: 0; 2024-25: 0; 2025-26: 0; 2026-27: 0; 2027-28: 0; 2028-29: 0; 2029-30: 0; 2030-31: 0; 2031-32: 0; 2032-33: 0; 2033-34: 0; 2034-35: 0; 2035-36: 0; 2036-37: 0; 2037-38: 0; 2038-39: 0; 2039-40: 0; 2040-41: 0; 2041-42: 0; 2042-43: 0; 2043-44: 0; 2044-45: 0; 2045-46: 0; 2046-47: 0; 2047-48: 0; 2048-49: 0; 2049-50: 0
8BL | Raw water losses, treatment works losses and operational use | Input | Ml/d | 2 | 2019-20: 3.9; 2020-21: 3.9; 2021-22: 3.9; 2022-23: 3.9; 2023-24: 3.9; 2024-25: 3.9; 2025-26: 3.9; 2026-27: 3.9; 2027-28: 3.9; 2028-29: 3.9; 2029-30: 3.9; 2030-31: 3.9; 2031-32: 3.9; 2032-33: 3.9; 2033-34: 3.9; 2034-35: 3.9; 2035-36: 3.9; 2036-37: 3.9; 2037-38: 3.9; 2038-39: 3.9; 2039-40: 3.9; 2040-41: 3.9; 2041-42: 3.9; 2042-43: 3.9; 2043-44: 3.9; 2044-45: 3.9; 2045-46: 3.9; 2046-47: 3.9; 2047-48: 3.9; 2048-49: 3.9; 2049-50: 3.9
9BL | Total Outage Allowance | Input | Ml/d | 2 | 2019-20: 0.63; 2020-21: 0.63; 2021-22: 0.63; 2022-23: 0.63; 2023-24: 0.63; 2024-25: 0.63; 2025-26: 0.63; 2026-27: 0.63; 2027-28: 0.63; 2028-29: 0.63; 2029-30: 0.63; 2030-31: 0.63; 2031-32: 0.63; 2032-33: 0.63; 2033-34: 0.63; 2034-35: 0.63; 2035-36: 0.63; 2036-37: 0.63; 2037-38: 0.63; 2038-39: 0.63; 2039-40: 0.63; 2040-41: 0.63; 2041-42: 0.63; 2042-43: 0.63; 2043-44: 0.63; 2044-45: 0.63; 2045-46: 0.63; 2046-47: 0.63; 2047-48: 0.63; 2048-49: 0.63; 2049-50: 0.63
10BL | Water Available For Use (own sources) | (6BL + 7BL) - (8BL + 9BL) | Ml/d | 2 | 2019-20: 96.12; 2020-21: 96.12; 2021-22: 96.12; 2022-23: 96.12; 2023-24: 96.12; 2024-25: 96.12; 2025-26: 96.12; 2026-27: 96.12; 2027-28: 96.12; 2028-29: 96.12; 2029-30: 96.12; 2030-31: 96.12; 2031-32: 96.12; 2032-33: 96.12; 2033-34: 96.12; 2034-35: 96.12; 2035-36: 96.12; 2036-37: 96.12; 2037-38: 96.12; 2038-39: 96.12; 2039-40: 96.12; 2040-41: 96.12; 2041-42: 96.12; 2042-43: 96.12; 2043-44: 96.12; 2044-45: 96.12; 2045-46: 93.89; 2046-47: 93.89; 2047-48: 93.89; 2048-49: 93.89; 2049-50: 93.89
11BL | Total Water Available For Use | 10BL + sum (2BL:5BL) | Ml/d | 2 | 2019-20: 96.12; 2020-21: 96.12; 2021-22: 96.12; 2022-23: 96.12; 2023-24: 96.12; 2024-25: 96.12; 2025-26: 93.649; 2026-27: 93.289; 2027-28: 93.18; 2028-29: 93.6; 2029-30: 93.91; 2030-31: 94.13; 2031-32: 94.71; 2032-33: 95.01; 2033-34: 95.49; 2034-35: 96.08; 2035-36: 95.61; 2036-37: 95.33; 2037-38: 96.04; 2038-39: 96.68; 2039-40: 95.68; 2040-41: 96.32; 2041-42: 96.88; 2042-43: 97.61; 2043-44: 97.197; 2044-45: 96.057; 2045-46: 79.32; 2046-47: 79.32; 2047-48: 79.32; 2048-49: 79.32; 2049-50: 79.32
12BL | Water delivered measured non-household | Input Note - consumption & uspl | Ml/d | 2 | 2019-20: 17.31; 2020-21: 17.87; 2021-22: 18.46; 2022-23: 18.54; 2023-24: 18.96; 2024-25: 20.06; 2025-26: 19.89; 2026-27: 19.11; 2027-28: 19.21; 2028-29: 19.22; 2029-30: 19.2; 2030-31: 19.19; 2031-32: 19.21; 2032-33: 19.24; 2033-34: 19.27; 2034-35: 19.31; 2035-36: 19.35; 2036-37: 19.39; 2037-38: 19.44; 2038-39: 19.5; 2039-40: 19.62; 2040-41: 19.73; 2041-42: 19.86; 2042-43: 20.01; 2043-44: 20.17; 2044-45: 20.34; 2045-46: 20.51; 2046-47: 20.7; 2047-48: 20.9; 2048-49: 21.12; 2049-50: 21.34
12.1BL | Non-potable water consumption | Input | Ml/d | 2
13BL | Water delivered unmeasured non-household | Input Note - consumption & uspl | Ml/d | 2 | 2019-20: 0.06; 2020-21: 0.06; 2021-22: 0.06; 2022-23: 0.06; 2023-24: 0.06; 2024-25: 0.07; 2025-26: 0.07; 2026-27: 0.06; 2027-28: 0.06; 2028-29: 0.06; 2029-30: 0.06; 2030-31: 0.06; 2031-32: 0.06; 2032-33: 0.06; 2033-34: 0.06; 2034-35: 0.06; 2035-36: 0.07; 2036-37: 0.07; 2037-38: 0.07; 2038-39: 0.07; 2039-40: 0.07; 2040-41: 0.07; 2041-42: 0.07; 2042-43: 0.07; 2043-44: 0.07; 2044-45: 0.07; 2045-46: 0.07; 2046-47: 0.07; 2047-48: 0.07; 2048-49: 0.07; 2049-50: 0.07
14BL | Water delivered measured household | Input Note - consumption & uspl | Ml/d | 2 | 2019-20: 48.2; 2020-21: 48.59; 2021-22: 49.19; 2022-23: 49.59; 2023-24: 50.06; 2024-25: 50.45; 2025-26: 51.3; 2026-27: 52.07; 2027-28: 52.72; 2028-29: 53.26; 2029-30: 53.68; 2030-31: 54.15; 2031-32: 54.65; 2032-33: 55.16; 2033-34: 55.68; 2034-35: 56.16; 2035-36: 56.57; 2036-37: 56.96; 2037-38: 57.55; 2038-39: 58.13; 2039-40: 58.82; 2040-41: 59.31; 2041-42: 59.81; 2042-43: 60.33; 2043-44: 60.85; 2044-45: 61.36; 2045-46: 61.79; 2046-47: 62.22; 2047-48: 62.64; 2048-49: 63.07; 2049-50: 63.44
15BL | Water delivered unmeasured household | Input Note - consumption & uspl | Ml/d | 2 | 2019-20: 11.89; 2020-21: 11.41; 2021-22: 10.99; 2022-23: 10.49; 2023-24: 10.02; 2024-25: 9.57; 2025-26: 9.19; 2026-27: 8.82; 2027-28: 8.47; 2028-29: 8.12; 2029-30: 7.79; 2030-31: 7.49; 2031-32: 7.21; 2032-33: 6.94; 2033-34: 6.68; 2034-35: 6.43; 2035-36: 6.19; 2036-37: 5.95; 2037-38: 5.73; 2038-39: 5.51; 2039-40: 5.31; 2040-41: 5.11; 2041-42: 4.92; 2042-43: 4.74; 2043-44: 4.56; 2044-45: 4.39; 2045-46: 4.3; 2046-47: 4.22; 2047-48: 4.14; 2048-49: 4.07; 2049-50: 4.07
16BL | Percentage of consumption driven by climate change | Input | % | 1 | 2019-20: 0%; 2020-21: 0%; 2021-22: 0%; 2022-23: 0.1%; 2023-24: 0.1%; 2024-25: 0.1%; 2025-26: 0.1%; 2026-27: 0.1%; 2027-28: 0.1%; 2028-29: 0.2%; 2029-30: 0.2%; 2030-31: 0.2%; 2031-32: 0.2%; 2032-33: 0.3%; 2033-34: 0.3%; 2034-35: 0.3%; 2035-36: 0.4%; 2036-37: 0.4%; 2037-38: 0.4%; 2038-39: 0.5%; 2039-40: 0.5%; 2040-41: 0.6%; 2041-42: 0.6%; 2042-43: 0.6%; 2043-44: 0.7%; 2044-45: 0.7%; 2045-46: 0.8%; 2046-47: 0.8%; 2047-48: 0.8%; 2048-49: 0.8%; 2049-50: 0.9%
17BL | Volume of consumption driven by climate change | 16BL * (12BL + sum(13BL:15BL) - sum (23BL:26BL)) | Ml/d | 2 | 2019-20: 0; 2020-21: 0; 2021-22: 0; 2022-23: 0.07622; 2023-24: 0.07663; 2024-25: 0.07768; 2025-26: 0.07797; 2026-27: 0.07756; 2027-28: 0.07795; 2028-29: 0.15628; 2029-30: 0.15642; 2030-31: 0.1567; 2031-32: 0.15718; 2032-33: 0.23658; 2033-34: 0.23745; 2034-35: 0.23823; 2035-36: 0.31852; 2036-37: 0.31924; 2037-38: 0.32092; 2038-39: 0.4032; 2039-40: 0.40625; 2040-41: 0.4899; 2041-42: 0.49248; 2042-43: 0.49542; 2043-44: 0.58142; 2044-45: 0.58499; 2045-46: 0.67256; 2046-47: 0.67688; 2047-48: 0.68112; 2048-49: 0.68576; 2049-50: 0.7767
18BL | Measured Household - PCC | ((14BL - 25BL) * 1,000,000) / (39BL *1,000) | l/h/d | 1 | 2019-20: 172.0578; 2020-21: 170.6768; 2021-22: 169.7287; 2022-23: 168.4807; 2023-24: 167.2666; 2024-25: 166.0969; 2025-26: 165.7031; 2026-27: 165.3661; 2027-28: 165.1527; 2028-29: 164.8983; 2029-30: 164.6344; 2030-31: 164.5879; 2031-32: 164.7675; 2032-33: 164.9169; 2033-34: 165.0937; 2034-35: 165.2589; 2035-36: 165.4216; 2036-37: 165.5944; 2037-38: 166.3037; 2038-39: 166.9752; 2039-40: 167.7398; 2040-41: 167.9258; 2041-42: 168.1094; 2042-43: 168.3637; 2043-44: 168.5759; 2044-45: 168.8071; 2045-46: 168.9773; 2046-47: 169.1894; 2047-48: 169.3459; 2048-49: 169.5166; 2049-50: 169.6869
19BL | Unmeasured Household - PCC | ((15BL - 26BL) * 1,000,000) / (40BL *1,000) | l/h/d | 1 | 2019-20: 213.8884; 2020-21: 213.5359; 2021-22: 213.2657; 2022-23: 212.6973; 2023-24: 212.297; 2024-25: 211.8764; 2025-26: 211.3432; 2026-27: 210.78; 2027-28: 210.3709; 2028-29: 209.7212; 2029-30: 209.3196; 2030-31: 209.4334; 2031-32: 209.8118; 2032-33: 210.1919; 2033-34: 210.586; 2034-35: 210.6761; 2035-36: 211.2066; 2036-37: 211.1274; 2037-38: 211.8429; 2038-39: 211.892; 2039-40: 212.2891; 2040-41: 212.9157; 2041-42: 213.2723; 2042-43: 213.8401; 2043-44: 214.1582; 2044-45: 214.754; 2045-46: 215.2239; 2046-47: 216.0677; 2047-48: 216.2073; 2048-49: 217.2937; 2049-50: 217.3303
20BL | Average Household - PCC | (((14BL - 25BL) + (15BL - 26BL)) * 1,000,000) / ((39BL + 40BL) *1,000) | l/h/d | 1 | 2019-20: 178.8421; 2020-21: 177.3126; 2021-22: 176.1709; 2022-23: 174.7016; 2023-24: 173.2831; 2024-25: 171.9127; 2025-26: 171.2171; 2026-27: 170.5917; 2027-28: 170.1203; 2028-29: 169.6047; 2029-30: 169.1253; 2030-31: 168.9032; 2031-32: 168.9198; 2032-33: 168.9135; 2033-34: 168.9388; 2034-35: 168.9366; 2035-36: 168.9765; 2036-37: 168.9843; 2037-38: 169.5535; 2038-39: 170.0468; 2039-40: 170.6569; 2040-41: 170.746; 2041-42: 170.8186; 2042-43: 170.9733; 2043-44: 171.0771; 2044-45: 171.2172; 2045-46: 171.3406; 2046-47: 171.5244; 2047-48: 171.6215; 2048-49: 171.7793; 2049-50: 171.9324
21BL | Water taken unbilled | Input | Ml/d | 2 | 2019-20: 1.63; 2020-21: 1.63; 2021-22: 1.63; 2022-23: 1.63; 2023-24: 1.63; 2024-25: 1.62; 2025-26: 1.62; 2026-27: 1.64; 2027-28: 1.62; 2028-29: 1.63; 2029-30: 1.61; 2030-31: 1.62; 2031-32: 1.62; 2032-33: 1.62; 2033-34: 1.62; 2034-35: 1.64; 2035-36: 1.62; 2036-37: 1.63; 2037-38: 1.63; 2038-39: 1.61; 2039-40: 1.62; 2040-41: 1.63; 2041-42: 1.64; 2042-43: 1.64; 2043-44: 1.63; 2044-45: 1.63; 2045-46: 1.62; 2046-47: 1.63; 2047-48: 1.63; 2048-49: 1.63; 2049-50: 1.63
22BL | Distribution system operational use | Input | Ml/d | 2 | 2019-20: 0.39; 2020-21: 0.39; 2021-22: 0.39; 2022-23: 0.39; 2023-24: 0.39; 2024-25: 0.39; 2025-26: 0.39; 2026-27: 0.39; 2027-28: 0.39; 2028-29: 0.39; 2029-30: 0.39; 2030-31: 0.39; 2031-32: 0.39; 2032-33: 0.39; 2033-34: 0.39; 2034-35: 0.39; 2035-36: 0.39; 2036-37: 0.39; 2037-38: 0.39; 2038-39: 0.39; 2039-40: 0.39; 2040-41: 0.39; 2041-42: 0.39; 2042-43: 0.39; 2043-44: 0.39; 2044-45: 0.39; 2045-46: 0.39; 2046-47: 0.39; 2047-48: 0.39; 2048-49: 0.39; 2049-50: 0.39
23BL | Measured Non Household - USPL | Input | Ml/d | 2 | 2019-20: 0.06; 2020-21: 0.06; 2021-22: 0.06; 2022-23: 0.06; 2023-24: 0.06; 2024-25: 0.06; 2025-26: 0.06; 2026-27: 0.06; 2027-28: 0.06; 2028-29: 0.06; 2029-30: 0.06; 2030-31: 0.07; 2031-32: 0.07; 2032-33: 0.07; 2033-34: 0.07; 2034-35: 0.07; 2035-36: 0.07; 2036-37: 0.07; 2037-38: 0.07; 2038-39: 0.07; 2039-40: 0.07; 2040-41: 0.07; 2041-42: 0.07; 2042-43: 0.07; 2043-44: 0.07; 2044-45: 0.07; 2045-46: 0.07; 2046-47: 0.07; 2047-48: 0.07; 2048-49: 0.07; 2049-50: 0.07
24BL | Unmeasured Non Household - USPL | Input | Ml/d | 2 | 2019-20: 0; 2020-21: 0; 2021-22: 0; 2022-23: 0; 2023-24: 0; 2024-25: 0; 2025-26: 0; 2026-27: 0; 2027-28: 0; 2028-29: 0; 2029-30: 0; 2030-31: 0; 2031-32: 0; 2032-33: 0; 2033-34: 0; 2034-35: 0; 2035-36: 0; 2036-37: 0; 2037-38: 0; 2038-39: 0; 2039-40: 0; 2040-41: 0; 2041-42: 0; 2042-43: 0; 2043-44: 0; 2044-45: 0; 2045-46: 0; 2046-47: 0; 2047-48: 0; 2048-49: 0; 2049-50: 0
25BL | Measured Household - USPL | Input | Ml/d | 2 | 2019-20: 1.7; 2020-21: 1.73; 2021-22: 1.76; 2022-23: 1.79; 2023-24: 1.83; 2024-25: 1.86; 2025-26: 1.89; 2026-27: 1.93; 2027-28: 1.96; 2028-29: 1.99; 2029-30: 2.01; 2030-31: 2.04; 2031-32: 2.06; 2032-33: 2.08; 2033-34: 2.1; 2034-35: 2.12; 2035-36: 2.14; 2036-37: 2.16; 2037-38: 2.18; 2038-39: 2.2; 2039-40: 2.21; 2040-41: 2.23; 2041-42: 2.25; 2042-43: 2.26; 2043-44: 2.28; 2044-45: 2.29; 2045-46: 2.31; 2046-47: 2.32; 2047-48: 2.33; 2048-49: 2.34; 2049-50: 2.35
26BL | Unmeasured Household - USPL | Input | Ml/d | 2 | 2019-20: 0.7; 2020-21: 0.67; 2021-22: 0.64; 2022-23: 0.61; 2023-24: 0.58; 2024-25: 0.55; 2025-26: 0.53; 2026-27: 0.51; 2027-28: 0.49; 2028-29: 0.47; 2029-30: 0.45; 2030-31: 0.43; 2031-32: 0.41; 2032-33: 0.39; 2033-34: 0.37; 2034-35: 0.36; 2035-36: 0.34; 2036-37: 0.33; 2037-38: 0.31; 2038-39: 0.3; 2039-40: 0.29; 2040-41: 0.27; 2041-42: 0.26; 2042-43: 0.25; 2043-44: 0.24; 2044-45: 0.23; 2045-46: 0.22; 2046-47: 0.21; 2047-48: 0.21; 2048-49: 0.2; 2049-50: 0.2
27BL | Void Properties - USPL | Input | Ml/d | 2 | 2019-20: 0.16; 2020-21: 0.16; 2021-22: 0.16; 2022-23: 0.16; 2023-24: 0.16; 2024-25: 0.16; 2025-26: 0.16; 2026-27: 0.17; 2027-28: 0.17; 2028-29: 0.17; 2029-30: 0.17; 2030-31: 0.17; 2031-32: 0.17; 2032-33: 0.17; 2033-34: 0.17; 2034-35: 0.17; 2035-36: 0.18; 2036-37: 0.18; 2037-38: 0.18; 2038-39: 0.18; 2039-40: 0.18; 2040-41: 0.18; 2041-42: 0.18; 2042-43: 0.18; 2043-44: 0.18; 2044-45: 0.19; 2045-46: 0.19; 2046-47: 0.19; 2047-48: 0.19; 2048-49: 0.19; 2049-50: 0.19
28BL | Distribution losses | Input | Ml/d | 2 | 2019-20: 7.31; 2020-21: 7.16; 2021-22: 7.07; 2022-23: 6.93; 2023-24: 6.79; 2024-25: 6.64; 2025-26: 6.64; 2026-27: 6.64; 2027-28: 6.64; 2028-29: 6.64; 2029-30: 6.64; 2030-31: 6.64; 2031-32: 6.64; 2032-33: 6.64; 2033-34: 6.64; 2034-35: 6.64; 2035-36: 6.64; 2036-37: 6.64; 2037-38: 6.64; 2038-39: 6.64; 2039-40: 6.64; 2040-41: 6.64; 2041-42: 6.64; 2042-43: 6.64; 2043-44: 6.64; 2044-45: 6.64; 2045-46: 6.64; 2046-47: 6.64; 2047-48: 6.64; 2048-49: 6.64; 2049-50: 6.64
29BL | Total Leakage | sum (23BL:28BL) | Ml/d | 2 | 2019-20: 9.93; 2020-21: 9.78; 2021-22: 9.69; 2022-23: 9.55; 2023-24: 9.42; 2024-25: 9.27; 2025-26: 9.28; 2026-27: 9.31; 2027-28: 9.32; 2028-29: 9.33; 2029-30: 9.33; 2030-31: 9.35; 2031-32: 9.35; 2032-33: 9.35; 2033-34: 9.35; 2034-35: 9.36; 2035-36: 9.37; 2036-37: 9.38; 2037-38: 9.38; 2038-39: 9.39; 2039-40: 9.39; 2040-41: 9.39; 2041-42: 9.4; 2042-43: 9.4; 2043-44: 9.41; 2044-45: 9.42; 2045-46: 9.43; 2046-47: 9.43; 2047-48: 9.44; 2048-49: 9.44; 2049-50: 9.45
30BL | Leakage/property | (29BL * 1,000,000) / (36BL * 1,000) | l/prop/d | 2 | 2019-20: 68.5755; 2020-21: 66.8704; 2021-22: 65.4938; 2022-23: 63.822; 2023-24: 62.1741; 2024-25: 60.4858; 2025-26: 59.6252; 2026-27: 58.9913; 2027-28: 58.3868; 2028-29: 57.8468; 2029-30: 57.3304; 2030-31: 56.9688; 2031-32: 56.5283; 2032-33: 56.081; 2033-34: 55.6528; 2034-35: 55.3237; 2035-36: 55.0519; 2036-37: 54.7865; 2037-38: 54.4687; 2038-39: 54.2148; 2039-40: 53.911; 2040-41: 53.6124; 2041-42: 53.3769; 2042-43: 53.0896; 2043-44: 52.8661; 2044-45: 52.6478; 2045-46: 52.434; 2046-47: 52.1698; 2047-48: 51.9661; 2048-49: 51.7124; 2049-50: 51.5194
31BL | Measured Non Household - properties | Input | 000's | 2 | 2019-20: 7.889; 2020-21: 7.967; 2021-22: 8.061; 2022-23: 8.141; 2023-24: 8.206; 2024-25: 8.306; 2025-26: 8.408; 2026-27: 8.501; 2027-28: 8.584; 2028-29: 8.654; 2029-30: 8.715; 2030-31: 8.77; 2031-32: 8.822; 2032-33: 8.872; 2033-34: 8.919; 2034-35: 8.961; 2035-36: 9.001; 2036-37: 9.04; 2037-38: 9.078; 2038-39: 9.115; 2039-40: 9.15; 2040-41: 9.184; 2041-42: 9.217; 2042-43: 9.248; 2043-44: 9.277; 2044-45: 9.305; 2045-46: 9.331; 2046-47: 9.356; 2047-48: 9.38; 2048-49: 9.402; 2049-50: 9.423
32BL | Unmeasured Non Household - properties | Input | 000's | 2 | 2019-20: 0.032; 2020-21: 0.032; 2021-22: 0.032; 2022-23: 0.033; 2023-24: 0.033; 2024-25: 0.033; 2025-26: 0.034; 2026-27: 0.034; 2027-28: 0.034; 2028-29: 0.035; 2029-30: 0.035; 2030-31: 0.035; 2031-32: 0.035; 2032-33: 0.036; 2033-34: 0.036; 2034-35: 0.036; 2035-36: 0.036; 2036-37: 0.036; 2037-38: 0.036; 2038-39: 0.037; 2039-40: 0.037; 2040-41: 0.037; 2041-42: 0.037; 2042-43: 0.037; 2043-44: 0.037; 2044-45: 0.037; 2045-46: 0.037; 2046-47: 0.038; 2047-48: 0.038; 2048-49: 0.038; 2049-50: 0.038
33BL | All void non-households - properties | Input | 000's | 2 | 2019-20: 0; 2020-21: 0; 2021-22: 0; 2022-23: 0; 2023-24: 0; 2024-25: 0; 2025-26: 0; 2026-27: 0; 2027-28: 0; 2028-29: 0; 2029-30: 0; 2030-31: 0; 2031-32: 0; 2032-33: 0; 2033-34: 0; 2034-35: 0; 2035-36: 0; 2036-37: 0; 2037-38: 0; 2038-39: 0; 2039-40: 0; 2040-41: 0; 2041-42: 0; 2042-43: 0; 2043-44: 0; 2044-45: 0; 2045-46: 0; 2046-47: 0; 2047-48: 0; 2048-49: 0; 2049-50: 0
34BL | Measured households - properties (excl. void) | Year before + sum (34.1BL:34.6BL) | 000's | 2 | 2019-20: 119.079; 2020-21: 121.05; 2021-22: 123.176; 2022-23: 125.395; 2023-24: 127.794; 2024-25: 130.002; 2025-26: 132.749; 2026-27: 135.285; 2027-28: 137.445; 2028-29: 139.463; 2029-30: 141.267; 2030-31: 142.991; 2031-32: 144.598; 2032-33: 146.23; 2033-34: 147.818; 2034-35: 149.294; 2035-36: 150.596; 2036-37: 151.877; 2037-38: 153.138; 2038-39: 154.38; 2039-40: 155.598; 2040-41: 156.8; 2041-42: 157.983; 2042-43: 159.15; 2043-44: 160.295; 2044-45: 161.422; 2045-46: 162.419; 2046-47: 163.403; 2047-48: 164.374; 2048-49: 165.333; 2049-50: 166.173
34.1BL | New build properties - properties | Input (new builds in each year) | 000's | 2 | 2019-20: 1.179; 2020-21: 1.221; 2021-22: 1.424; 2022-23: 1.572; 2023-24: 1.78; 2024-25: 1.615; 2025-26: 2.246; 2026-27: 2.054; 2027-28: 1.696; 2028-29: 1.571; 2029-30: 1.373; 2030-31: 1.31; 2031-32: 1.208; 2032-33: 1.248; 2033-34: 1.218; 2034-35: 1.12; 2035-36: 0.959; 2036-37: 0.95; 2037-38: 0.942; 2038-39: 0.936; 2039-40: 0.923; 2040-41: 0.918; 2041-42: 0.91; 2042-43: 0.903; 2043-44: 0.892; 2044-45: 0.883; 2045-46: 0.875; 2046-47: 0.867; 2047-48: 0.859; 2048-49: 0.851; 2049-50: 0.84
34.2BL | Meter optants - properties | Input (meter optants in each year) | 000's | 2 | 2019-20: 0.419; 2020-21: 0.4; 2021-22: 0.366; 2022-23: 0.322; 2023-24: 0.308; 2024-25: 0.294; 2025-26: 0.215; 2026-27: 0.207; 2027-28: 0.2; 2028-29: 0.194; 2029-30: 0.187; 2030-31: 0.181; 2031-32: 0.175; 2032-33: 0.169; 2033-34: 0.163; 2034-35: 0.158; 2035-36: 0.153; 2036-37: 0.148; 2037-38: 0.143; 2038-39: 0.138; 2039-40: 0.133; 2040-41: 0.129; 2041-42: 0.124; 2042-43: 0.12; 2043-44: 0.116; 2044-45: 0.112; 2045-46: 0; 2046-47: 0; 2047-48: 0; 2048-49: 0; 2049-50: 0
34.3BL | Compulsory metering - properties | Input (compulsory meters in each year) | 000's | 2 | 2019-20: 0; 2020-21: 0; 2021-22: 0; 2022-23: 0; 2023-24: 0; 2024-25: 0; 2025-26: 0; 2026-27: 0; 2027-28: 0; 2028-29: 0; 2029-30: 0; 2030-31: 0; 2031-32: 0; 2032-33: 0; 2033-34: 0; 2034-35: 0; 2035-36: 0; 2036-37: 0; 2037-38: 0; 2038-39: 0; 2039-40: 0; 2040-41: 0; 2041-42: 0; 2042-43: 0; 2043-44: 0; 2044-45: 0; 2045-46: 0; 2046-47: 0; 2047-48: 0; 2048-49: 0; 2049-50: 0
34.4BL | Metering on change of occupancy - properties | Input (change of occupancy meters in each year) | 000's | 2 | 2019-20: 0.349; 2020-21: 0.337; 2021-22: 0.324; 2022-23: 0.313; 2023-24: 0.3; 2024-25: 0.288; 2025-26: 0.276; 2026-27: 0.265; 2027-28: 0.255; 2028-29: 0.244; 2029-30: 0.235; 2030-31: 0.225; 2031-32: 0.216; 2032-33: 0.207; 2033-34: 0.199; 2034-35: 0.191; 2035-36: 0.183; 2036-37: 0.176; 2037-38: 0.169; 2038-39: 0.162; 2039-40: 0.156; 2040-41: 0.149; 2041-42: 0.143; 2042-43: 0.138; 2043-44: 0.132; 2044-45: 0.127; 2045-46: 0.122; 2046-47: 0.117; 2047-48: 0.112; 2048-49: 0.108; 2049-50: 0
34.5BL | Selective metering - properties | Input (selective meters in each year) | 000's | 2 | 2019-20: 0.013; 2020-21: 0.013; 2021-22: 0.012; 2022-23: 0.012; 2023-24: 0.011; 2024-25: 0.011; 2025-26: 0.01; 2026-27: 0.01; 2027-28: 0.009; 2028-29: 0.009; 2029-30: 0.009; 2030-31: 0.008; 2031-32: 0.008; 2032-33: 0.008; 2033-34: 0.008; 2034-35: 0.007; 2035-36: 0.007; 2036-37: 0.007; 2037-38: 0.007; 2038-39: 0.006; 2039-40: 0.006; 2040-41: 0.006; 2041-42: 0.006; 2042-43: 0.006; 2043-44: 0.005; 2044-45: 0.005; 2045-46: 0; 2046-47: 0; 2047-48: 0; 2048-49: 0; 2049-50: 0
34.6BL | Other changes to existing metering - properties | Input (other changes to meters in each year) | 000's | 2 | 2019-20: 0; 2020-21: 0; 2021-22: 0; 2022-23: 0; 2023-24: 0; 2024-25: 0; 2025-26: 0; 2026-27: 0; 2027-28: 0; 2028-29: 0; 2029-30: 0; 2030-31: 0; 2031-32: 0; 2032-33: 0; 2033-34: 0; 2034-35: 0; 2035-36: 0; 2036-37: 0; 2037-38: 0; 2038-39: 0; 2039-40: 0; 2040-41: 0; 2041-42: 0; 2042-43: 0; 2043-44: 0; 2044-45: 0; 2045-46: 0; 2046-47: 0; 2047-48: 0; 2048-49: 0; 2049-50: 0
34.7BL | Measured household void properties | Input | 000's | 2 | 2019-20: 2.438; 2020-21: 2.481; 2021-22: 2.526; 2022-23: 2.567; 2023-24: 2.61; 2024-25: 2.656; 2025-26: 2.699; 2026-27: 2.743; 2027-28: 2.78; 2028-29: 2.811; 2029-30: 2.839; 2030-31: 2.867; 2031-32: 2.895; 2032-33: 2.923; 2033-34: 2.949; 2034-35: 2.975; 2035-36: 3; 2036-37: 3.025; 2037-38: 3.049; 2038-39: 3.073; 2039-40: 3.097; 2040-41: 3.121; 2041-42: 3.144; 2042-43: 3.168; 2043-44: 3.191; 2044-45: 3.213; 2045-46: 3.234; 2046-47: 3.254; 2047-48: 3.274; 2048-49: 3.294; 2049-50: 3.311
35BL | Unmeasured households - properties (excl. void) | Input | 000's | 2 | 2019-20: 15.056; 2020-21: 14.426; 2021-22: 13.873; 2022-23: 13.227; 2023-24: 12.608; 2024-25: 12.015; 2025-26: 11.514; 2026-27: 11.032; 2027-28: 10.567; 2028-29: 10.12; 2029-30: 9.689; 2030-31: 9.275; 2031-32: 8.875; 2032-33: 8.491; 2033-34: 8.121; 2034-35: 7.764; 2035-36: 7.421; 2036-37: 7.09; 2037-38: 6.772; 2038-39: 6.465; 2039-40: 6.17; 2040-41: 5.886; 2041-42: 5.612; 2042-43: 5.349; 2043-44: 5.095; 2044-45: 4.85; 2045-46: 4.729; 2046-47: 4.612; 2047-48: 4.5; 2048-49: 4.392; 2049-50: 4.392
35.1BL | Unmeasured household void properties | Input | 000's | 2 | 2019-20: 0.31; 2020-21: 0.297; 2021-22: 0.285; 2022-23: 0.272; 2023-24: 0.259; 2024-25: 0.247; 2025-26: 0.235; 2026-27: 0.225; 2027-28: 0.215; 2028-29: 0.205; 2029-30: 0.196; 2030-31: 0.187; 2031-32: 0.179; 2032-33: 0.171; 2033-34: 0.163; 2034-35: 0.156; 2035-36: 0.149; 2036-37: 0.142; 2037-38: 0.136; 2038-39: 0.13; 2039-40: 0.124; 2040-41: 0.118; 2041-42: 0.113; 2042-43: 0.107; 2043-44: 0.102; 2044-45: 0.098; 2045-46: 0.095; 2046-47: 0.093; 2047-48: 0.091; 2048-49: 0.089; 2049-50: 0.089
36BL | Total Resource Zone Properties (incl. voids) | sum (31BL:34BL) + 34.7BL + 35BL + 35.1BL | 000's | 2 | 2019-20: 144.804; 2020-21: 146.253; 2021-22: 147.953; 2022-23: 149.635; 2023-24: 151.51; 2024-25: 153.259; 2025-26: 155.639; 2026-27: 157.82; 2027-28: 159.625; 2028-29: 161.288; 2029-30: 162.741; 2030-31: 164.125; 2031-32: 165.404; 2032-33: 166.723; 2033-34: 168.006; 2034-35: 169.186; 2035-36: 170.203; 2036-37: 171.21; 2037-38: 172.209; 2038-39: 173.2; 2039-40: 174.176; 2040-41: 175.146; 2041-42: 176.106; 2042-43: 177.059; 2043-44: 177.997; 2044-45: 178.925; 2045-46: 179.845; 2046-47: 180.756; 2047-48: 181.657; 2048-49: 182.548; 2049-50: 183.426
37BL | Measured Non Household - Population | Input | 000's | 2 | 2019-20: 4.67; 2020-21: 4.718; 2021-22: 4.76; 2022-23: 4.81; 2023-24: 4.859; 2024-25: 4.902; 2025-26: 4.941; 2026-27: 5.01; 2027-28: 5.078; 2028-29: 5.147; 2029-30: 5.211; 2030-31: 5.277; 2031-32: 5.392; 2032-33: 5.476; 2033-34: 5.546; 2034-35: 5.61; 2035-36: 5.662; 2036-37: 5.713; 2037-38: 5.76; 2038-39: 5.815; 2039-40: 5.864; 2040-41: 5.917; 2041-42: 5.978; 2042-43: 6.045; 2043-44: 6.116; 2044-45: 6.185; 2045-46: 6.266; 2046-47: 6.343; 2047-48: 6.424; 2048-49: 6.508; 2049-50: 6.588
38BL | Unmeasured Non Household - Population | Input | 000's | 2 | 2019-20: 0.019; 2020-21: 0.019; 2021-22: 0.019; 2022-23: 0.019; 2023-24: 0.02; 2024-25: 0.02; 2025-26: 0.02; 2026-27: 0.02; 2027-28: 0.02; 2028-29: 0.021; 2029-30: 0.021; 2030-31: 0.021; 2031-32: 0.022; 2032-33: 0.022; 2033-34: 0.022; 2034-35: 0.023; 2035-36: 0.023; 2036-37: 0.023; 2037-38: 0.023; 2038-39: 0.023; 2039-40: 0.024; 2040-41: 0.024; 2041-42: 0.024; 2042-43: 0.024; 2043-44: 0.025; 2044-45: 0.025; 2045-46: 0.025; 2046-47: 0.025; 2047-48: 0.026; 2048-49: 0.026; 2049-50: 0.026
39BL | Measured Household - Population | Input | 000's | 2 | 2019-20: 270.258; 2020-21: 274.554; 2021-22: 279.446; 2022-23: 283.712; 2023-24: 288.342; 2024-25: 292.54; 2025-26: 298.184; 2026-27: 303.206; 2027-28: 307.352; 2028-29: 310.919; 2029-30: 313.847; 2030-31: 316.609; 2031-32: 319.177; 2032-33: 321.859; 2033-34: 324.543; 2034-35: 327.002; 2035-36: 329.038; 2036-37: 330.929; 2037-38: 332.945; 2038-39: 334.96; 2039-40: 337.487; 2040-41: 339.912; 2041-42: 342.396; 2042-43: 344.908; 2043-44: 347.44; 2044-45: 349.926; 2045-46: 352; 2046-47: 354.041; 2047-48: 356.135; 2048-49: 358.254; 2049-50: 360.016
40BL | Unmeasured Household - Population | Input | 000's | 2 | 2019-20: 52.317; 2020-21: 50.296; 2021-22: 48.531; 2022-23: 46.451; 2023-24: 44.466; 2024-25: 42.572; 2025-26: 40.976; 2026-27: 39.425; 2027-28: 37.933; 2028-29: 36.477; 2029-30: 35.066; 2030-31: 33.71; 2031-32: 32.41; 2032-33: 31.162; 2033-34: 29.964; 2034-35: 28.812; 2035-36: 27.698; 2036-37: 26.619; 2037-38: 25.585; 2038-39: 24.588; 2039-40: 23.647; 2040-41: 22.732; 2041-42: 21.85; 2042-43: 20.997; 2043-44: 20.172; 2044-45: 19.371; 2045-46: 18.957; 2046-47: 18.559; 2047-48: 18.177; 2048-49: 17.81; 2049-50: 17.807
41BL | Total Resource Zone Population | sum (37BL:40BL) | 000's | 2 | 2019-20: 327.264; 2020-21: 329.587; 2021-22: 332.756; 2022-23: 334.992; 2023-24: 337.687; 2024-25: 340.034; 2025-26: 344.121; 2026-27: 347.661; 2027-28: 350.383; 2028-29: 352.564; 2029-30: 354.145; 2030-31: 355.617; 2031-32: 357.001; 2032-33: 358.519; 2033-34: 360.075; 2034-35: 361.447; 2035-36: 362.421; 2036-37: 363.284; 2037-38: 364.313; 2038-39: 365.386; 2039-40: 367.022; 2040-41: 368.585; 2041-42: 370.248; 2042-43: 371.974; 2043-44: 373.753; 2044-45: 375.507; 2045-46: 377.248; 2046-47: 378.968; 2047-48: 380.762; 2048-49: 382.598; 2049-50: 384.437
42BL | Average household occupancy rate (excl. voids) | (39BL + 40BL) / (34BL + 35BL) | h/prop | 1 | 2019-20: 2.4049; 2020-21: 2.3978; 2021-22: 2.3931; 2022-23: 2.3818; 2023-24: 2.3704; 2024-25: 2.3597; 2025-26: 2.351; 2026-27: 2.3417; 2027-28: 2.3328; 2028-29: 2.3224; 2029-30: 2.3114; 2030-31: 2.3007; 2031-32: 2.2909; 2032-33: 2.2817; 2033-34: 2.2734; 2034-35: 2.2655; 2035-36: 2.2576; 2036-37: 2.2492; 2037-38: 2.2421; 2038-39: 2.2354; 2039-40: 2.2324; 2040-41: 2.2291; 2041-42: 2.2265; 2042-43: 2.2244; 2043-44: 2.2227; 2044-45: 2.221; 2045-46: 2.2193; 2046-47: 2.2177; 2047-48: 2.2165; 2048-49: 2.2157; 2049-50: 2.2151
43BL | Total Household Metering penetration (excl. voids) | 34BL / (34BL + 35BL) | % | 1 | 2019-20: 88.78%; 2020-21: 89.35%; 2021-22: 89.88%; 2022-23: 90.46%; 2023-24: 91.02%; 2024-25: 91.54%; 2025-26: 92.02%; 2026-27: 92.46%; 2027-28: 92.86%; 2028-29: 93.23%; 2029-30: 93.58%; 2030-31: 93.91%; 2031-32: 94.22%; 2032-33: 94.51%; 2033-34: 94.79%; 2034-35: 95.06%; 2035-36: 95.3%; 2036-37: 95.54%; 2037-38: 95.77%; 2038-39: 95.98%; 2039-40: 96.19%; 2040-41: 96.38%; 2041-42: 96.57%; 2042-43: 96.75%; 2043-44: 96.92%; 2044-45: 97.08%; 2045-46: 97.17%; 2046-47: 97.26%; 2047-48: 97.34%; 2048-49: 97.41%; 2049-50: 97.43%
44BL | Total Household Metering penetration (incl. voids) | (34BL) / (34BL + 34.7BL + 35BL + 35.1BL) | % | 1 | 2019-20: 86.99%; 2020-21: 87.56%; 2021-22: 88.07%; 2022-23: 88.64%; 2023-24: 89.2%; 2024-25: 89.71%; 2025-26: 90.18%; 2026-27: 90.62%; 2027-28: 91.02%; 2028-29: 91.39%; 2029-30: 91.74%; 2030-31: 92.06%; 2031-32: 92.37%; 2032-33: 92.66%; 2033-34: 92.94%; 2034-35: 93.2%; 2035-36: 93.44%; 2036-37: 93.67%; 2037-38: 93.89%; 2038-39: 94.11%; 2039-40: 94.31%; 2040-41: 94.5%; 2041-42: 94.68%; 2042-43: 94.86%; 2043-44: 95.03%; 2044-45: 95.19%; 2045-46: 95.27%; 2046-47: 95.36%; 2047-48: 95.43%; 2048-49: 95.51%; 2049-50: 95.52%
45BL | Distribution input | sum (12BL:15BL) +21BL + 22BL + 27BL + 28BL | Ml/d | 2 | 2019-20: 86.95; 2020-21: 87.27; 2021-22: 87.95; 2022-23: 87.79; 2023-24: 88.07; 2024-25: 88.96; 2025-26: 89.26; 2026-27: 88.9; 2027-28: 89.28; 2028-29: 89.49; 2029-30: 89.54; 2030-31: 89.71; 2031-32: 89.95; 2032-33: 90.22; 2033-34: 90.51; 2034-35: 90.8; 2035-36: 91.01; 2036-37: 91.21; 2037-38: 91.63; 2038-39: 92.03; 2039-40: 92.65; 2040-41: 93.06; 2041-42: 93.51; 2042-43: 94; 2043-44: 94.49; 2044-45: 95.01; 2045-46: 95.51; 2046-47: 96.06; 2047-48: 96.6; 2048-49: 97.18; 2049-50: 97.77
46BL | Target headroom (climate change component) | Input | Ml/d | 2 | 2019-20: 0.52983; 2020-21: 0.52983; 2021-22: 0.52983; 2022-23: 0.52983; 2023-24: 0.52983; 2024-25: 0.52983; 2025-26: 0.52983; 2026-27: 0.51325; 2027-28: 0.57583; 2028-29: 0.5549; 2029-30: 0.61757; 2030-31: 0.61099; 2031-32: 0.63591; 2032-33: 0.62504; 2033-34: 0.63526; 2034-35: 0.65351; 2035-36: 0.71329; 2036-37: 0.68488; 2037-38: 0.73369; 2038-39: 0.72151; 2039-40: 0; 2040-41: 0; 2041-42: 0; 2042-43: 0; 2043-44: 0; 2044-45: 0; 2045-46: 0; 2046-47: 0; 2047-48: 0; 2048-49: 0; 2049-50: 0
47BL | Target headroom (All other components) | Input | Ml/d | 2 | 2019-20: 2.7058; 2020-21: 2.7058; 2021-22: 2.7058; 2022-23: 2.7058; 2023-24: 2.7058; 2024-25: 2.7058; 2025-26: 2.7058; 2026-27: 3.0955; 2027-28: 3.3254; 2028-29: 3.547; 2029-30: 3.7303; 2030-31: 3.789; 2031-32: 4.1129; 2032-33: 4.1495; 2033-34: 4.3367; 2034-35: 4.6414; 2035-36: 3.8998; 2036-37: 3.4419; 2037-38: 3.6886; 2038-39: 3.9126; 2039-40: 3.0313; 2040-41: 3.2645; 2041-42: 3.37; 2042-43: 3.6214; 2043-44: 3.8241; 2044-45: 3.9044; 2045-46: 3.2559; 2046-47: 3.3627; 2047-48: 3.376; 2048-49: 3.4191; 2049-50: 3.4846
48BL | Target Headroom | 46BL + 47BL | Ml/d | 2 | 2019-20: 3.2357; 2020-21: 3.2357; 2021-22: 3.2357; 2022-23: 3.2357; 2023-24: 3.2357; 2024-25: 3.2357; 2025-26: 3.2357; 2026-27: 3.6088; 2027-28: 3.9012; 2028-29: 4.1019; 2029-30: 4.3479; 2030-31: 4.4; 2031-32: 4.7488; 2032-33: 4.7746; 2033-34: 4.9719; 2034-35: 5.2949; 2035-36: 4.6131; 2036-37: 4.1268; 2037-38: 4.4223; 2038-39: 4.6342; 2039-40: 3.0313; 2040-41: 3.2645; 2041-42: 3.37; 2042-43: 3.6214; 2043-44: 3.8241; 2044-45: 3.9044; 2045-46: 3.2559; 2046-47: 3.3627; 2047-48: 3.376; 2048-49: 3.4191; 2049-50: 3.4846
49BL | Available Headroom | 11BL - 45BL | Ml/d | 2 | 2019-20: 9.17; 2020-21: 8.85; 2021-22: 8.17; 2022-23: 8.33; 2023-24: 8.05; 2024-25: 7.16; 2025-26: 4.389; 2026-27: 4.389; 2027-28: 3.9; 2028-29: 4.11; 2029-30: 4.37; 2030-31: 4.42; 2031-32: 4.76; 2032-33: 4.79; 2033-34: 4.98; 2034-35: 5.28; 2035-36: 4.6; 2036-37: 4.12; 2037-38: 4.41; 2038-39: 4.65; 2039-40: 3.03; 2040-41: 3.26; 2041-42: 3.37; 2042-43: 3.61; 2043-44: 2.707; 2044-45: 1.047; 2045-46: -16.19; 2046-47: -16.74; 2047-48: -17.28; 2048-49: -17.86; 2049-50: -18.45
49.1BL | Available non-potable balance (if applicable) | 1.1BL -12.1BL | Ml/d | 2 | 2019-20: 0; 2020-21: 0; 2021-22: 0; 2022-23: 0; 2023-24: 0; 2024-25: 0; 2025-26: 0; 2026-27: 0; 2027-28: 0; 2028-29: 0; 2029-30: 0; 2030-31: 0; 2031-32: 0; 2032-33: 0; 2033-34: 0; 2034-35: 0; 2035-36: 0; 2036-37: 0; 2037-38: 0; 2038-39: 0; 2039-40: 0; 2040-41: 0; 2041-42: 0; 2042-43: 0; 2043-44: 0; 2044-45: 0; 2045-46: 0; 2046-47: 0; 2047-48: 0; 2048-49: 0; 2049-50: 0
50BL | Supply Demand Balance |  | Ml/d | 2 | 2019-20: 5.9343; 2020-21: 5.6143; 2021-22: 4.9343; 2022-23: 5.0943; 2023-24: 4.8143; 2024-25: 3.9243; 2025-26: 1.1533; 2026-27: 0.78021; 2027-28: -0.0012315; 2028-29: 0.0081342; 2029-30: 0.022085; 2030-31: 0.020015; 2031-32: 0.011234; 2032-33: 0.015416; 2033-34: 0.0080591; 2034-35: -0.014874; 2035-36: -0.013101; 2036-37: -0.0067944; 2037-38: -0.012317; 2038-39: 0.015843; 2039-40: -0.0013319; 2040-41: -0.004494; 2041-42: -1.1568e-05; 2042-43: -0.01138; 2043-44: -1.1171; 2044-45: -2.8574; 2045-46: -19.4459; 2046-47: -20.1027; 2047-48: -20.656; 2048-49: -21.2791; 2049-50: -21.9346
Table 3e: DYCP - Final plan Options | Back to top of sheet
WRMP24 reference | Option type | Cat ID | Unit | Decimal places | 2019-20 | 2020-21 | 2021-22 | 2022-23 | 2023-24 | 2024-25 | 2025-26 | 2026-27 | 2027-28 | 2028-29 | 2029-30 | 2030-31 | 2031-32 | 2032-33 | 2033-34 | 2034-35 | 2035-36 | 2036-37 | 2037-38 | 2038-39 | 2039-40 | 2040-41 | 2041-42 | 2042-43 | 2043-44 | 2044-45 | 2045-46 | 2046-47 | 2047-48 | 2048-49 | 2049-50 | 2050-51 | 2051-52 | 2052-53 | 2053-54 | 2054-55 | 2055-56 | 2056-57 | 2057-58 | 2058-59 | 2059-60 | 2060-61 | 2061-62 | 2062-63 | 2063-64 | 2064-65 | 2065-66 | 2066-67 | 2067-68 | 2068-69 | 2069-70 | 2070-71 | 2071-72 | 2072-73 | 2073-74 | 2074-75 | 2075-76 | 2076-77 | 2077-78 | 2078-79 | 2079-80 | 2080-81 | 2081-82 | 2082-83 | 2083-84 | 2084-85 | 2085-86 | 2086-87 | 2087-88 | 2088-89 | 2089-90 | 2090-91 | 2091-92 | 2092-93 | 2093-94 | 2094-95 | 2095-96 | 2096-97 | 2097-98 | 2098-99 | 2099-100
1.11FP | Non potable supplies input reductions as -ve and increases as +ve | RSNPS | Ml/d | 2 | 2019-20: 0; 2020-21: 0; 2021-22: 0; 2022-23: 0; 2023-24: 0; 2024-25: 0; 2025-26: 0; 2026-27: 0; 2027-28: 0; 2028-29: 0; 2029-30: 0; 2030-31: 0; 2031-32: 0; 2032-33: 0; 2033-34: 0; 2034-35: 0; 2035-36: 0; 2036-37: 0; 2037-38: 0; 2038-39: 0; 2039-40: 0; 2040-41: 0; 2041-42: 0; 2042-43: 0; 2043-44: 0; 2044-45: 0; 2045-46: 0; 2046-47: 0; 2047-48: 0; 2048-49: 0; 2049-50: 0
2.1FP | Raw water imports | RSRWI | Ml/d | 2 | 2019-20: 0; 2020-21: 0; 2021-22: 0; 2022-23: 0; 2023-24: 0; 2024-25: 0; 2025-26: 0; 2026-27: 0; 2027-28: 0; 2028-29: 0; 2029-30: 0; 2030-31: 0; 2031-32: 0; 2032-33: 0; 2033-34: 0; 2034-35: 0; 2035-36: 0; 2036-37: 0; 2037-38: 0; 2038-39: 0; 2039-40: 0; 2040-41: 0; 2041-42: 0; 2042-43: 0; 2043-44: 0; 2044-45: 0; 2045-46: 0; 2046-47: 0; 2047-48: 0; 2048-49: 0; 2049-50: 0
3.1FP | Potable water imports input reductions as -ve | RSPWI | Ml/d | 2 | 2019-20: 0; 2020-21: 0; 2021-22: 0; 2022-23: 0; 2023-24: 0; 2024-25: 0; 2025-26: 15.77; 2026-27: 16.68; 2027-28: -0.2; 2028-29: -0.95; 2029-30: -1.49; 2030-31: -1.22; 2031-32: -2.23; 2032-33: -2.97; 2033-34: -3.86; 2034-35: -5.07; 2035-36: -1.24; 2036-37: -1.96; 2037-38: -5.51; 2038-39: -4.92; 2039-40: -3.51; 2040-41: -4.79; 2041-42: -5.99; 2042-43: -7.36; 2043-44: -7.66; 2044-45: -7.09; 2045-46: 0.87; 2046-47: 0.87; 2047-48: 0.87; 2048-49: 0.87; 2049-50: 0.87
4.1FP | Raw water exports input reductions as +ve and increases as -ve | RSRWE | Ml/d | 2 | 2019-20: 0; 2020-21: 0; 2021-22: 0; 2022-23: 0; 2023-24: 0; 2024-25: 0; 2025-26: 0; 2026-27: 0; 2027-28: 0; 2028-29: 0; 2029-30: 0; 2030-31: 0; 2031-32: 0; 2032-33: 0; 2033-34: 0; 2034-35: 0; 2035-36: 0; 2036-37: 0; 2037-38: 0; 2038-39: 0; 2039-40: 0; 2040-41: 0; 2041-42: 0; 2042-43: 0; 2043-44: 0; 2044-45: 0; 2045-46: 0; 2046-47: 0; 2047-48: 0; 2048-49: 0; 2049-50: 0
5.1FP | Potable water exports input reductions as +ve and increases as -ve | RSPWE | Ml/d | 2 | 2019-20: 0; 2020-21: 0; 2021-22: 0; 2022-23: 0; 2023-24: 0; 2024-25: 0; 2025-26: 0.66; 2026-27: 0.92; 2027-28: 1.17; 2028-29: 1.55; 2029-30: 1.92; 2030-31: -4.15; 2031-32: -3.89; 2032-33: 4.9; 2033-34: 5.31; 2034-35: 5.93; 2035-36: -8.77; 2036-37: -8.76; 2037-38: -6.09; 2038-39: 5.18; 2039-40: 4.77; 2040-41: 5.41; 2041-42: 6.05; 2042-43: 6.69; 2043-44: 7.4; 2044-45: 7.97; 2045-46: 1.37; 2046-47: 14.52; 2047-48: 14.52; 2048-49: 14.52; 2049-50: 14.52
6.2FP | DO benefit from increase raw water abstractions | RSRWA | Ml/d | 2 | 2019-20: 0; 2020-21: 0; 2021-22: 0; 2022-23: 0; 2023-24: 0; 2024-25: 0; 2025-26: 0; 2026-27: 0; 2027-28: 0; 2028-29: 0; 2029-30: 0; 2030-31: 0; 2031-32: 0; 2032-33: 0; 2033-34: 0; 2034-35: 0; 2035-36: 0; 2036-37: 0; 2037-38: 0; 2038-39: 0; 2039-40: 0; 2040-41: 0; 2041-42: 0; 2042-43: 0; 2043-44: 0; 2044-45: 0; 2045-46: 0; 2046-47: 0; 2047-48: 0; 2048-49: 0; 2049-50: 0
6.3FP | Other options to increase deployable output | RSIPO | Ml/d | 2 | 2019-20: 0; 2020-21: 0; 2021-22: 0; 2022-23: 0; 2023-24: 0; 2024-25: 0; 2025-26: 0; 2026-27: 0; 2027-28: 0; 2028-29: 0; 2029-30: 0; 2030-31: 1.87; 2031-32: 1.87; 2032-33: 1.87; 2033-34: 1.87; 2034-35: 1.87; 2035-36: 1.87; 2036-37: 1.87; 2037-38: 1.87; 2038-39: 1.87; 2039-40: 1.87; 2040-41: 1.87; 2041-42: 1.87; 2042-43: 1.87; 2043-44: 1.87; 2044-45: 1.87; 2045-46: 1.87; 2046-47: 1.87; 2047-48: 1.87; 2048-49: 1.87; 2049-50: 1.87
7.01FP | DO benefit from supply side drought measures | RSDPS | Ml/d | 2 | 2019-20: 0; 2020-21: 0; 2021-22: 0; 2022-23: 0; 2023-24: 0; 2024-25: 0; 2025-26: 0; 2026-27: 0; 2027-28: 0; 2028-29: 0; 2029-30: 0; 2030-31: 0; 2031-32: 0; 2032-33: 0; 2033-34: 0; 2034-35: 0; 2035-36: 0; 2036-37: 0; 2037-38: 0; 2038-39: 0; 2039-40: 0; 2040-41: 0; 2041-42: 0; 2042-43: 0; 2043-44: 0; 2044-45: 0; 2045-46: 0; 2046-47: 0; 2047-48: 0; 2048-49: 0; 2049-50: 0
7.02FP | DO benefit from demand side drought measures | RSDPD | Ml/d | 2 | 2019-20: 0; 2020-21: 0; 2021-22: 0; 2022-23: 0; 2023-24: 0; 2024-25: 0; 2025-26: 0; 2026-27: 0; 2027-28: 0; 2028-29: 0; 2029-30: 0; 2030-31: 0; 2031-32: 0; 2032-33: 0; 2033-34: 0; 2034-35: 0; 2035-36: 0; 2036-37: 0; 2037-38: 0; 2038-39: 0; 2039-40: 0; 2040-41: 0; 2041-42: 0; 2042-43: 0; 2043-44: 0; 2044-45: 0; 2045-46: 0; 2046-47: 0; 2047-48: 0; 2048-49: 0; 2049-50: 0
8.1FP | Reduce raw water losses and operational use input as -ve | RSLOU | Ml/d | 2 | 2019-20: 0; 2020-21: 0; 2021-22: 0; 2022-23: 0; 2023-24: 0; 2024-25: 0; 2025-26: 0; 2026-27: 0; 2027-28: 0; 2028-29: 0; 2029-30: 0; 2030-31: 0; 2031-32: 0; 2032-33: 0; 2033-34: 0; 2034-35: 0; 2035-36: 0; 2036-37: 0; 2037-38: 0; 2038-39: 0; 2039-40: 0; 2040-41: 0; 2041-42: 0; 2042-43: 0; 2043-44: 0; 2044-45: 0; 2045-46: 0; 2046-47: 0; 2047-48: 0; 2048-49: 0; 2049-50: 0
8.2FP | Reduce treatment works losses input as -ve | PSTWL | Ml/d | 2 | 2019-20: 0; 2020-21: 0; 2021-22: 0; 2022-23: 0; 2023-24: 0; 2024-25: 0; 2025-26: 0; 2026-27: 0; 2027-28: 0; 2028-29: 0; 2029-30: 0; 2030-31: 0; 2031-32: 0; 2032-33: 0; 2033-34: 0; 2034-35: 0; 2035-36: 0; 2036-37: 0; 2037-38: 0; 2038-39: 0; 2039-40: 0; 2040-41: 0; 2041-42: 0; 2042-43: 0; 2043-44: 0; 2044-45: 0; 2045-46: 0; 2046-47: 0; 2047-48: 0; 2048-49: 0; 2049-50: 0
9.1FP | Reduce outages input as -ve | PSROU | Ml/d | 2 | 2019-20: 0; 2020-21: 0; 2021-22: 0; 2022-23: 0; 2023-24: 0; 2024-25: 0; 2025-26: 0; 2026-27: 0; 2027-28: 0; 2028-29: 0; 2029-30: 0; 2030-31: 0; 2031-32: 0; 2032-33: 0; 2033-34: 0; 2034-35: 0; 2035-36: 0; 2036-37: 0; 2037-38: 0; 2038-39: 0; 2039-40: 0; 2040-41: 0; 2041-42: 0; 2042-43: 0; 2043-44: 0; 2044-45: 0; 2045-46: 0; 2046-47: 0; 2047-48: 0; 2048-49: 0; 2049-50: 0
12.2FP | Change volume delivered to measured non households input reductions as -ve, line to include both measured non-household consumption and USPL options | CVMNH | Ml/d | 2 | 2019-20: 0; 2020-21: 0; 2021-22: 0; 2022-23: 0; 2023-24: 0; 2024-25: 0; 2025-26: -0.01; 2026-27: -0.2; 2027-28: -0.37; 2028-29: -0.52; 2029-30: -0.68; 2030-31: -0.84; 2031-32: -1; 2032-33: -1.16; 2033-34: -1.32; 2034-35: -1.48; 2035-36: -1.64; 2036-37: -1.8; 2037-38: -1.96; 2038-39: -2.12; 2039-40: -2.28; 2040-41: -2.44; 2041-42: -2.6; 2042-43: -2.76; 2043-44: -2.92; 2044-45: -3.08; 2045-46: -3.25; 2046-47: -3.41; 2047-48: -3.57; 2048-49: -3.73; 2049-50: -3.89
13.1FP | Change volume delivered to unmeasured non households input reductions as -ve, line to include both unmeasured non-household consumption and USPL options | CVUNH | Ml/d | 2 | 2019-20: 0; 2020-21: 0; 2021-22: 0; 2022-23: 0; 2023-24: 0; 2024-25: 0; 2025-26: 0; 2026-27: 0; 2027-28: 0; 2028-29: 0; 2029-30: 0; 2030-31: 0; 2031-32: 0; 2032-33: 0; 2033-34: 0; 2034-35: 0; 2035-36: 0; 2036-37: 0; 2037-38: 0; 2038-39: 0; 2039-40: 0; 2040-41: 0; 2041-42: 0; 2042-43: 0; 2043-44: 0; 2044-45: 0; 2045-46: 0; 2046-47: 0; 2047-48: 0; 2048-49: 0; 2049-50: 0
14.1FP | Change volume delivered to measured households input reductions as -ve, line to include both measured household consumption and USPL options | CVMHH | Ml/d | 2 | 2019-20: 0; 2020-21: 0; 2021-22: 0; 2022-23: 0; 2023-24: 0; 2024-25: 0; 2025-26: -0.14; 2026-27: -0.62; 2027-28: -2.11; 2028-29: -3.38; 2029-30: -4.75; 2030-31: -5.34; 2031-32: -5.93; 2032-33: -6.17; 2033-34: -6.4; 2034-35: -6.95; 2035-36: -7.5; 2036-37: -8.05; 2037-38: -8.6; 2038-39: -9.16; 2039-40: -9.73; 2040-41: -10.16; 2041-42: -10.61; 2042-43: -11.12; 2043-44: -11.67; 2044-45: -11.91; 2045-46: -12.15; 2046-47: -12.4; 2047-48: -12.64; 2048-49: -12.89; 2049-50: -13.13
15.1FP | Change volume delivered to unmeasured households input reductions as -ve, line to include both unmeasured household consumption and USPL options | CVUHH | Ml/d | 2 | 2019-20: 0; 2020-21: 0; 2021-22: 0; 2022-23: 0; 2023-24: 0; 2024-25: 0; 2025-26: 0; 2026-27: 0; 2027-28: 0; 2028-29: 0; 2029-30: 0; 2030-31: 0; 2031-32: 0; 2032-33: 0; 2033-34: 0; 2034-35: 0; 2035-36: 0; 2036-37: 0; 2037-38: 0; 2038-39: 0; 2039-40: 0; 2040-41: 0; 2041-42: 0; 2042-43: 0; 2043-44: 0; 2044-45: 0; 2045-46: 0; 2046-47: 0; 2047-48: 0; 2048-49: 0; 2049-50: 0
21.1FP | Options to reduce water taken unbilled input as -ve | CSWTU | Ml/d | 2 | 2019-20: 0; 2020-21: 0; 2021-22: 0; 2022-23: 0; 2023-24: 0; 2024-25: 0; 2025-26: 0; 2026-27: 0; 2027-28: 0; 2028-29: 0; 2029-30: 0; 2030-31: 0; 2031-32: 0; 2032-33: 0; 2033-34: 0; 2034-35: 0; 2035-36: 0; 2036-37: 0; 2037-38: 0; 2038-39: 0; 2039-40: 0; 2040-41: 0; 2041-42: 0; 2042-43: 0; 2043-44: 0; 2044-45: 0; 2045-46: 0; 2046-47: 0; 2047-48: 0; 2048-49: 0; 2049-50: 0
22.1FP | Reduce distribution system operational use (DSOU) input as -ve | DSDOU | Ml/d | 2 | 2019-20: 0; 2020-21: 0; 2021-22: 0; 2022-23: 0; 2023-24: 0; 2024-25: 0; 2025-26: 0; 2026-27: 0; 2027-28: 0; 2028-29: 0; 2029-30: 0; 2030-31: 0; 2031-32: 0; 2032-33: 0; 2033-34: 0; 2034-35: 0; 2035-36: 0; 2036-37: 0; 2037-38: 0; 2038-39: 0; 2039-40: 0; 2040-41: 0; 2041-42: 0; 2042-43: 0; 2043-44: 0; 2044-45: 0; 2045-46: 0; 2046-47: 0; 2047-48: 0; 2048-49: 0; 2049-50: 0
23.1FP | Options impacting on measured Non Household - USPL input reductions as -ve | CUMNH | Ml/d | 2 | 2019-20: 0; 2020-21: 0; 2021-22: 0; 2022-23: 0; 2023-24: 0; 2024-25: 0; 2025-26: 0; 2026-27: 0; 2027-28: 0; 2028-29: -0.01; 2029-30: -0.01; 2030-31: -0.01; 2031-32: -0.01; 2032-33: -0.01; 2033-34: -0.01; 2034-35: -0.02; 2035-36: -0.02; 2036-37: -0.02; 2037-38: -0.02; 2038-39: -0.02; 2039-40: -0.02; 2040-41: -0.03; 2041-42: -0.03; 2042-43: -0.03; 2043-44: -0.03; 2044-45: -0.03; 2045-46: -0.03; 2046-47: -0.04; 2047-48: -0.04; 2048-49: -0.04; 2049-50: -0.04
24.1FP | Options impacting on unmeasured Non Household - USPL input reductions as -ve | CUUNH | Ml/d | 2 | 2019-20: 0; 2020-21: 0; 2021-22: 0; 2022-23: 0; 2023-24: 0; 2024-25: 0; 2025-26: 0; 2026-27: 0; 2027-28: 0; 2028-29: 0; 2029-30: 0; 2030-31: 0; 2031-32: 0; 2032-33: 0; 2033-34: 0; 2034-35: 0; 2035-36: 0; 2036-37: 0; 2037-38: 0; 2038-39: 0; 2039-40: 0; 2040-41: 0; 2041-42: 0; 2042-43: 0; 2043-44: 0; 2044-45: 0; 2045-46: 0; 2046-47: 0; 2047-48: 0; 2048-49: 0; 2049-50: 0
25.1FP | Options impacting on measured Household - USPL input reductions as -ve | CUMHH | Ml/d | 2 | 2019-20: 0; 2020-21: 0; 2021-22: 0; 2022-23: 0; 2023-24: 0; 2024-25: 0; 2025-26: 0; 2026-27: -0.05; 2027-28: -0.45; 2028-29: -0.62; 2029-30: -0.83; 2030-31: -0.93; 2031-32: -1.01; 2032-33: -1.02; 2033-34: -1.03; 2034-35: -1.04; 2035-36: -1.05; 2036-37: -1.05; 2037-38: -1.06; 2038-39: -1.07; 2039-40: -1.07; 2040-41: -1.08; 2041-42: -1.08; 2042-43: -1.09; 2043-44: -1.1; 2044-45: -1.1; 2045-46: -1.11; 2046-47: -1.11; 2047-48: -1.12; 2048-49: -1.13; 2049-50: -1.13
26.1FP | Options impacting on unmeasured Household - USPL input reductions as -ve | CUUHH | Ml/d | 2 | 2019-20: 0; 2020-21: 0; 2021-22: 0; 2022-23: 0; 2023-24: 0; 2024-25: 0; 2025-26: 0; 2026-27: 0; 2027-28: 0; 2028-29: 0; 2029-30: 0; 2030-31: 0; 2031-32: 0; 2032-33: 0; 2033-34: 0; 2034-35: 0; 2035-36: 0; 2036-37: 0; 2037-38: 0; 2038-39: 0; 2039-40: 0; 2040-41: 0; 2041-42: 0; 2042-43: 0; 2043-44: 0; 2044-45: 0; 2045-46: 0; 2046-47: 0; 2047-48: 0; 2048-49: 0; 2049-50: 0
27.1FP | Options impacting on Void properties - USPL input reductions as -ve | CUVPP | Ml/d | 2 | 2019-20: 0; 2020-21: 0; 2021-22: 0; 2022-23: 0; 2023-24: 0; 2024-25: 0; 2025-26: 0; 2026-27: 0; 2027-28: 0; 2028-29: 0; 2029-30: 0; 2030-31: 0; 2031-32: 0; 2032-33: 0; 2033-34: 0; 2034-35: 0; 2035-36: 0; 2036-37: 0; 2037-38: 0; 2038-39: 0; 2039-40: 0; 2040-41: 0; 2041-42: 0; 2042-43: 0; 2043-44: 0; 2044-45: 0; 2045-46: 0; 2046-47: 0; 2047-48: 0; 2048-49: 0; 2049-50: 0
28.1FP | Reduce distribution losses input as -ve | DSRDL | Ml/d | 2 | 2019-20: 0; 2020-21: 0; 2021-22: 0; 2022-23: 0; 2023-24: 0; 2024-25: 0; 2025-26: -0.03; 2026-27: -0.04; 2027-28: -0.04; 2028-29: -0.05; 2029-30: -0.05; 2030-31: -0.06; 2031-32: -0.06; 2032-33: -0.09; 2033-34: -0.09; 2034-35: -0.1; 2035-36: -0.35; 2036-37: -0.36; 2037-38: -0.52; 2038-39: -0.54; 2039-40: -0.68; 2040-41: -0.68; 2041-42: -0.78; 2042-43: -0.95; 2043-44: -1.22; 2044-45: -1.27; 2045-46: -1.32; 2046-47: -1.42; 2047-48: -1.54; 2048-49: -1.67; 2049-50: -1.69
Table 3f: DYCP - Final plan | Back to top of sheet
WRMP24 reference | Component | Derivation | Unit | Decimal places | 2019-20 | 2020-21 | 2021-22 | 2022-23 | 2023-24 | 2024-25 | 2025-26 | 2026-27 | 2027-28 | 2028-29 | 2029-30 | 2030-31 | 2031-32 | 2032-33 | 2033-34 | 2034-35 | 2035-36 | 2036-37 | 2037-38 | 2038-39 | 2039-40 | 2040-41 | 2041-42 | 2042-43 | 2043-44 | 2044-45 | 2045-46 | 2046-47 | 2047-48 | 2048-49 | 2049-50 | 2050-51 | 2051-52 | 2052-53 | 2053-54 | 2054-55 | 2055-56 | 2056-57 | 2057-58 | 2058-59 | 2059-60 | 2060-61 | 2061-62 | 2062-63 | 2063-64 | 2064-65 | 2065-66 | 2066-67 | 2067-68 | 2068-69 | 2069-70 | 2070-71 | 2071-72 | 2072-73 | 2073-74 | 2074-75 | 2075-76 | 2076-77 | 2077-78 | 2078-79 | 2079-80 | 2080-81 | 2081-82 | 2082-83 | 2083-84 | 2084-85 | 2085-86 | 2086-87 | 2087-88 | 2088-89 | 2089-90 | 2090-91 | 2091-92 | 2092-93 | 2093-94 | 2094-95 | 2095-96 | 2096-97 | 2097-98 | 2098-99 | 2099-100
1FP | Raw water abstracted | Input | Ml/d | 2 | 2019-20: 0; 2020-21: 0; 2021-22: 0; 2022-23: 0; 2023-24: 0; 2024-25: 0; 2025-26: 0; 2026-27: 0; 2027-28: 0; 2028-29: 0; 2029-30: 0; 2030-31: 0; 2031-32: 0; 2032-33: 0; 2033-34: 0; 2034-35: 0; 2035-36: 0; 2036-37: 0; 2037-38: 0; 2038-39: 0; 2039-40: 0; 2040-41: 0; 2041-42: 0; 2042-43: 0; 2043-44: 0; 2044-45: 0; 2045-46: 0; 2046-47: 0; 2047-48: 0; 2048-49: 0; 2049-50: 0
1.1FP | Non-potable water supplies | 1.1BL + 1.11FP | Ml/d | 2 | 2019-20: 0; 2020-21: 0; 2021-22: 0; 2022-23: 0; 2023-24: 0; 2024-25: 0; 2025-26: 0; 2026-27: 0; 2027-28: 0; 2028-29: 0; 2029-30: 0; 2030-31: 0; 2031-32: 0; 2032-33: 0; 2033-34: 0; 2034-35: 0; 2035-36: 0; 2036-37: 0; 2037-38: 0; 2038-39: 0; 2039-40: 0; 2040-41: 0; 2041-42: 0; 2042-43: 0; 2043-44: 0; 2044-45: 0; 2045-46: 0; 2046-47: 0; 2047-48: 0; 2048-49: 0; 2049-50: 0
2FP | Raw water imported | 2BL + 2.1FP | Ml/d | 2 | 2019-20: 0; 2020-21: 0; 2021-22: 0; 2022-23: 0; 2023-24: 0; 2024-25: 0; 2025-26: 0; 2026-27: 0; 2027-28: 0; 2028-29: 0; 2029-30: 0; 2030-31: 0; 2031-32: 0; 2032-33: 0; 2033-34: 0; 2034-35: 0; 2035-36: 0; 2036-37: 0; 2037-38: 0; 2038-39: 0; 2039-40: 0; 2040-41: 0; 2041-42: 0; 2042-43: 0; 2043-44: 0; 2044-45: 0; 2045-46: 0; 2046-47: 0; 2047-48: 0; 2048-49: 0; 2049-50: 0
3FP | Potable water imported | 3BL + 3.1FP | Ml/d | 2 | 2019-20: 0; 2020-21: 0; 2021-22: 0; 2022-23: 0; 2023-24: 0; 2024-25: 0; 2025-26: 16.2; 2026-27: 17.11; 2027-28: 0.431; 2028-29: 0.431; 2029-30: 0.431; 2030-31: 1.301; 2031-32: 1.301; 2032-33: 1.301; 2033-34: 1.301; 2034-35: 1.301; 2035-36: 4.481; 2036-37: 3.491; 2037-38: 1.301; 2038-39: 1.301; 2039-40: 1.301; 2040-41: 1.301; 2041-42: 1.301; 2042-43: 1.301; 2043-44: 1.298; 2044-45: 1.298; 2045-46: 1.3; 2046-47: 1.3; 2047-48: 1.3; 2048-49: 1.3; 2049-50: 1.3
4FP | Raw water exported enter as -ve | 4BL + 4.1FP | Ml/d | 2 | 2019-20: 0; 2020-21: 0; 2021-22: 0; 2022-23: 0; 2023-24: 0; 2024-25: 0; 2025-26: 0; 2026-27: 0; 2027-28: 0; 2028-29: 0; 2029-30: 0; 2030-31: 0; 2031-32: 0; 2032-33: 0; 2033-34: 0; 2034-35: 0; 2035-36: 0; 2036-37: 0; 2037-38: 0; 2038-39: 0; 2039-40: 0; 2040-41: 0; 2041-42: 0; 2042-43: 0; 2043-44: 0; 2044-45: 0; 2045-46: 0; 2046-47: 0; 2047-48: 0; 2048-49: 0; 2049-50: 0
5FP | Potable water exported enter as -ve | 5BL + 5.1FP | Ml/d | 2 | 2019-20: 0; 2020-21: 0; 2021-22: 0; 2022-23: 0; 2023-24: 0; 2024-25: 0; 2025-26: -2.241; 2026-27: -2.341; 2027-28: -2.401; 2028-29: -2.351; 2029-30: -2.211; 2030-31: -8.661; 2031-32: -8.831; 2032-33: -0.481; 2033-34: -0.481; 2034-35: -0.481; 2035-36: -15.001; 2036-37: -15.001; 2037-38: -12.981; 2038-39: -0.481; 2039-40: -0.481; 2040-41: -0.481; 2041-42: -0.481; 2042-43: -0.481; 2043-44: -0.481; 2044-45: -0.481; 2045-46: -13.63; 2046-47: -0.48; 2047-48: -0.48; 2048-49: -0.48; 2049-50: -0.48
6.1FP | Deployable Output post forecast changes | 6.1BL + 6.2FP + 6.3FP +7.01FP +7.02FP | Ml/d | 2 | 2019-20: 100.65; 2020-21: 100.65; 2021-22: 100.65; 2022-23: 100.65; 2023-24: 100.65; 2024-25: 100.65; 2025-26: 100.65; 2026-27: 100.65; 2027-28: 100.65; 2028-29: 100.65; 2029-30: 100.65; 2030-31: 102.52; 2031-32: 102.52; 2032-33: 102.52; 2033-34: 102.52; 2034-35: 102.52; 2035-36: 102.52; 2036-37: 102.52; 2037-38: 102.52; 2038-39: 102.52; 2039-40: 102.52; 2040-41: 102.52; 2041-42: 102.52; 2042-43: 102.52; 2043-44: 102.52; 2044-45: 102.52; 2045-46: 100.29; 2046-47: 100.29; 2047-48: 100.29; 2048-49: 100.29; 2049-50: 100.29
8FP | Raw water losses, treatment works losses and operational use | 8BL + 8.1FP + 8.2FP | Ml/d | 2 | 2019-20: 3.9; 2020-21: 3.9; 2021-22: 3.9; 2022-23: 3.9; 2023-24: 3.9; 2024-25: 3.9; 2025-26: 3.9; 2026-27: 3.9; 2027-28: 3.9; 2028-29: 3.9; 2029-30: 3.9; 2030-31: 3.9; 2031-32: 3.9; 2032-33: 3.9; 2033-34: 3.9; 2034-35: 3.9; 2035-36: 3.9; 2036-37: 3.9; 2037-38: 3.9; 2038-39: 3.9; 2039-40: 3.9; 2040-41: 3.9; 2041-42: 3.9; 2042-43: 3.9; 2043-44: 3.9; 2044-45: 3.9; 2045-46: 3.9; 2046-47: 3.9; 2047-48: 3.9; 2048-49: 3.9; 2049-50: 3.9
9FP | Total Outage Allowance | 9BL + 9.1FP | Ml/d | 2 | 2019-20: 0.63; 2020-21: 0.63; 2021-22: 0.63; 2022-23: 0.63; 2023-24: 0.63; 2024-25: 0.63; 2025-26: 0.63; 2026-27: 0.63; 2027-28: 0.63; 2028-29: 0.63; 2029-30: 0.63; 2030-31: 0.63; 2031-32: 0.63; 2032-33: 0.63; 2033-34: 0.63; 2034-35: 0.63; 2035-36: 0.63; 2036-37: 0.63; 2037-38: 0.63; 2038-39: 0.63; 2039-40: 0.63; 2040-41: 0.63; 2041-42: 0.63; 2042-43: 0.63; 2043-44: 0.63; 2044-45: 0.63; 2045-46: 0.63; 2046-47: 0.63; 2047-48: 0.63; 2048-49: 0.63; 2049-50: 0.63
10FP | Water Available For Use (own sources) | (6.1FP) - (8FP + 9FP) | Ml/d | 2 | 2019-20: 96.12; 2020-21: 96.12; 2021-22: 96.12; 2022-23: 96.12; 2023-24: 96.12; 2024-25: 96.12; 2025-26: 96.12; 2026-27: 96.12; 2027-28: 96.12; 2028-29: 96.12; 2029-30: 96.12; 2030-31: 97.99; 2031-32: 97.99; 2032-33: 97.99; 2033-34: 97.99; 2034-35: 97.99; 2035-36: 97.99; 2036-37: 97.99; 2037-38: 97.99; 2038-39: 97.99; 2039-40: 97.99; 2040-41: 97.99; 2041-42: 97.99; 2042-43: 97.99; 2043-44: 97.99; 2044-45: 97.99; 2045-46: 95.76; 2046-47: 95.76; 2047-48: 95.76; 2048-49: 95.76; 2049-50: 95.76
11FP | Total Water Available For Use | 10FP + sum (2FP:5FP) | Ml/d | 2 | 2019-20: 96.12; 2020-21: 96.12; 2021-22: 96.12; 2022-23: 96.12; 2023-24: 96.12; 2024-25: 96.12; 2025-26: 110.079; 2026-27: 110.889; 2027-28: 94.15; 2028-29: 94.2; 2029-30: 94.34; 2030-31: 90.63; 2031-32: 90.46; 2032-33: 98.81; 2033-34: 98.81; 2034-35: 98.81; 2035-36: 87.47; 2036-37: 86.48; 2037-38: 86.31; 2038-39: 98.81; 2039-40: 98.81; 2040-41: 98.81; 2041-42: 98.81; 2042-43: 98.81; 2043-44: 98.807; 2044-45: 98.807; 2045-46: 83.43; 2046-47: 96.58; 2047-48: 96.58; 2048-49: 96.58; 2049-50: 96.58
12FP | Water delivered measured non-household | 12BL + 12.2FP | Ml/d | 2 | 2019-20: 17.31; 2020-21: 17.87; 2021-22: 18.46; 2022-23: 18.54; 2023-24: 18.96; 2024-25: 20.06; 2025-26: 19.88; 2026-27: 18.91; 2027-28: 18.84; 2028-29: 18.7; 2029-30: 18.52; 2030-31: 18.35; 2031-32: 18.21; 2032-33: 18.08; 2033-34: 17.95; 2034-35: 17.83; 2035-36: 17.71; 2036-37: 17.59; 2037-38: 17.48; 2038-39: 17.38; 2039-40: 17.34; 2040-41: 17.29; 2041-42: 17.26; 2042-43: 17.25; 2043-44: 17.25; 2044-45: 17.26; 2045-46: 17.26; 2046-47: 17.29; 2047-48: 17.33; 2048-49: 17.39; 2049-50: 17.45
12.1FP | Non-potable water consumption | Input | Ml/d | 2 | 2019-20: 0; 2020-21: 0; 2021-22: 0; 2022-23: 0; 2023-24: 0; 2024-25: 0; 2025-26: 0; 2026-27: 0; 2027-28: 0; 2028-29: 0; 2029-30: 0; 2030-31: 0; 2031-32: 0; 2032-33: 0; 2033-34: 0; 2034-35: 0; 2035-36: 0; 2036-37: 0; 2037-38: 0; 2038-39: 0; 2039-40: 0; 2040-41: 0; 2041-42: 0; 2042-43: 0; 2043-44: 0; 2044-45: 0; 2045-46: 0; 2046-47: 0; 2047-48: 0; 2048-49: 0; 2049-50: 0
13FP | Water delivered unmeasured non-household | 13BL + 13.1FP | Ml/d | 2 | 2019-20: 0.06; 2020-21: 0.06; 2021-22: 0.06; 2022-23: 0.06; 2023-24: 0.06; 2024-25: 0.07; 2025-26: 0.07; 2026-27: 0.06; 2027-28: 0.06; 2028-29: 0.06; 2029-30: 0.06; 2030-31: 0.06; 2031-32: 0.06; 2032-33: 0.06; 2033-34: 0.06; 2034-35: 0.06; 2035-36: 0.07; 2036-37: 0.07; 2037-38: 0.07; 2038-39: 0.07; 2039-40: 0.07; 2040-41: 0.07; 2041-42: 0.07; 2042-43: 0.07; 2043-44: 0.07; 2044-45: 0.07; 2045-46: 0.07; 2046-47: 0.07; 2047-48: 0.07; 2048-49: 0.07; 2049-50: 0.07
14FP | Water delivered measured household | 14BL + 14.1FP | Ml/d | 2 | 2019-20: 48.2; 2020-21: 48.59; 2021-22: 49.19; 2022-23: 49.59; 2023-24: 50.06; 2024-25: 50.45; 2025-26: 51.16; 2026-27: 51.45; 2027-28: 50.61; 2028-29: 49.88; 2029-30: 48.93; 2030-31: 48.81; 2031-32: 48.72; 2032-33: 48.99; 2033-34: 49.28; 2034-35: 49.21; 2035-36: 49.07; 2036-37: 48.91; 2037-38: 48.95; 2038-39: 48.97; 2039-40: 49.09; 2040-41: 49.15; 2041-42: 49.2; 2042-43: 49.21; 2043-44: 49.18; 2044-45: 49.45; 2045-46: 49.64; 2046-47: 49.82; 2047-48: 50; 2048-49: 50.18; 2049-50: 50.31
15FP | Water delivered unmeasured household | 15BL + 15.1FP | Ml/d | 2 | 2019-20: 11.89; 2020-21: 11.41; 2021-22: 10.99; 2022-23: 10.49; 2023-24: 10.02; 2024-25: 9.57; 2025-26: 9.19; 2026-27: 8.82; 2027-28: 8.47; 2028-29: 8.12; 2029-30: 7.79; 2030-31: 7.49; 2031-32: 7.21; 2032-33: 6.94; 2033-34: 6.68; 2034-35: 6.43; 2035-36: 6.19; 2036-37: 5.95; 2037-38: 5.73; 2038-39: 5.51; 2039-40: 5.31; 2040-41: 5.11; 2041-42: 4.92; 2042-43: 4.74; 2043-44: 4.56; 2044-45: 4.39; 2045-46: 4.3; 2046-47: 4.22; 2047-48: 4.14; 2048-49: 4.07; 2049-50: 4.07
16FP | Percentage of consumption driven by climate change | 16BL | % | 1 | 2019-20: 0%; 2020-21: 0%; 2021-22: 0%; 2022-23: 0.1%; 2023-24: 0.1%; 2024-25: 0.1%; 2025-26: 0.1%; 2026-27: 0.1%; 2027-28: 0.1%; 2028-29: 0.2%; 2029-30: 0.2%; 2030-31: 0.2%; 2031-32: 0.2%; 2032-33: 0.3%; 2033-34: 0.3%; 2034-35: 0.3%; 2035-36: 0.4%; 2036-37: 0.4%; 2037-38: 0.4%; 2038-39: 0.5%; 2039-40: 0.5%; 2040-41: 0.6%; 2041-42: 0.6%; 2042-43: 0.6%; 2043-44: 0.7%; 2044-45: 0.7%; 2045-46: 0.8%; 2046-47: 0.8%; 2047-48: 0.8%; 2048-49: 0.8%; 2049-50: 0.9%
17FP | Volume of consumption driven by climate change | 16FP * (12FP + sum(13FP:15FP) - sum (23FP:26FP)) | Ml/d | 2 | 2019-20: 0; 2020-21: 0; 2021-22: 0; 2022-23: 0.07622; 2023-24: 0.07663; 2024-25: 0.07768; 2025-26: 0.07782; 2026-27: 0.07679; 2027-28: 0.07592; 2028-29: 0.14974; 2029-30: 0.14724; 2030-31: 0.14622; 2031-32: 0.14536; 2032-33: 0.21768; 2033-34: 0.21741; 2034-35: 0.21612; 2035-36: 0.28624; 2036-37: 0.28412; 2037-38: 0.283; 2038-39: 0.35225; 2039-40: 0.35165; 2040-41: 0.42096; 2041-42: 0.41988; 2042-43: 0.41886; 2043-44: 0.4872; 2044-45: 0.48797; 2045-46: 0.55848; 2046-47: 0.5596; 2047-48: 0.56072; 2048-49: 0.56216; 2049-50: 0.63405
18FP | Measured Household - PCC | ((14FP - 25FP) * 1,000,000) / (39FP * 1000) | l/h/d | 1 | 2019-20: 172.0578; 2020-21: 170.6768; 2021-22: 169.7287; 2022-23: 168.4807; 2023-24: 167.2666; 2024-25: 166.0969; 2025-26: 165.2335; 2026-27: 163.4862; 2027-28: 159.7517; 2028-29: 156.0213; 2029-30: 152.1442; 2030-31: 150.659; 2031-32: 149.3529; 2032-33: 148.9161; 2033-34: 148.5473; 2034-35: 147.1856; 2035-36: 145.819; 2036-37: 144.4419; 2037-38: 143.6574; 2038-39: 142.823; 2039-40: 142.0795; 2040-41: 141.213; 2041-42: 140.2762; 2042-43: 139.2835; 2043-44: 138.1534; 2044-45: 137.9149; 2045-46: 137.6136; 2046-47: 137.3005; 2047-48: 136.9986; 2048-49: 136.6907; 2049-50: 136.3551
19FP | Unmeasured Household - PCC | ((15FP - 26FP) * 1,000,000) / (40FP * 1000) | l/h/d | 1 | 2019-20: 213.8884; 2020-21: 213.5359; 2021-22: 213.2657; 2022-23: 212.6973; 2023-24: 212.297; 2024-25: 211.8764; 2025-26: 211.3432; 2026-27: 210.78; 2027-28: 210.3709; 2028-29: 209.7212; 2029-30: 209.3196; 2030-31: 209.4334; 2031-32: 209.8118; 2032-33: 210.1919; 2033-34: 210.586; 2034-35: 210.6761; 2035-36: 211.2066; 2036-37: 211.1274; 2037-38: 211.8429; 2038-39: 211.892; 2039-40: 212.2891; 2040-41: 212.9157; 2041-42: 213.2723; 2042-43: 213.8401; 2043-44: 214.1582; 2044-45: 214.754; 2045-46: 215.2239; 2046-47: 216.0677; 2047-48: 216.2073; 2048-49: 217.2937; 2049-50: 217.3303
20FP | Average Household - PCC | (((14FP - 25FP) + (15FP - 26FP)) * 1,000,000)/ ((39FP + 40FP) * 1,000) | l/h/d | 1 | 2019-20: 178.8421; 2020-21: 177.3126; 2021-22: 176.1709; 2022-23: 174.7016; 2023-24: 173.2831; 2024-25: 171.9127; 2025-26: 170.8043; 2026-27: 168.9281; 2027-28: 165.3127; 2028-29: 161.6599; 2029-30: 157.8904; 2030-31: 156.3147; 2031-32: 154.9261; 2032-33: 154.3251; 2033-34: 153.791; 2034-35: 152.3268; 2035-36: 150.8959; 2036-37: 149.4065; 2037-38: 148.5231; 2038-39: 147.5464; 2039-40: 146.6769; 2040-41: 145.7076; 2041-42: 144.655; 2042-43: 143.5619; 2043-44: 142.324; 2044-45: 141.9454; 2045-46: 141.5798; 2046-47: 141.2238; 2047-48: 140.8451; 2048-49: 140.508; 2049-50: 140.1715
21FP | Water taken unbilled | 21BL + 21.1FP | Ml/d | 2 | 2019-20: 1.63; 2020-21: 1.63; 2021-22: 1.63; 2022-23: 1.63; 2023-24: 1.63; 2024-25: 1.62; 2025-26: 1.62; 2026-27: 1.64; 2027-28: 1.62; 2028-29: 1.63; 2029-30: 1.61; 2030-31: 1.62; 2031-32: 1.62; 2032-33: 1.62; 2033-34: 1.62; 2034-35: 1.64; 2035-36: 1.62; 2036-37: 1.63; 2037-38: 1.63; 2038-39: 1.61; 2039-40: 1.62; 2040-41: 1.63; 2041-42: 1.64; 2042-43: 1.64; 2043-44: 1.63; 2044-45: 1.63; 2045-46: 1.62; 2046-47: 1.63; 2047-48: 1.63; 2048-49: 1.63; 2049-50: 1.63
22FP | Distribution system operational use | 22BL + 22.1FP | Ml/d | 2 | 2019-20: 0.39; 2020-21: 0.39; 2021-22: 0.39; 2022-23: 0.39; 2023-24: 0.39; 2024-25: 0.39; 2025-26: 0.39; 2026-27: 0.39; 2027-28: 0.39; 2028-29: 0.39; 2029-30: 0.39; 2030-31: 0.39; 2031-32: 0.39; 2032-33: 0.39; 2033-34: 0.39; 2034-35: 0.39; 2035-36: 0.39; 2036-37: 0.39; 2037-38: 0.39; 2038-39: 0.39; 2039-40: 0.39; 2040-41: 0.39; 2041-42: 0.39; 2042-43: 0.39; 2043-44: 0.39; 2044-45: 0.39; 2045-46: 0.39; 2046-47: 0.39; 2047-48: 0.39; 2048-49: 0.39; 2049-50: 0.39
23FP | Measured Non Household - USPL | 23BL + 23.1FP | Ml/d | 2 | 2019-20: 0.06; 2020-21: 0.06; 2021-22: 0.06; 2022-23: 0.06; 2023-24: 0.06; 2024-25: 0.06; 2025-26: 0.06; 2026-27: 0.06; 2027-28: 0.06; 2028-29: 0.05; 2029-30: 0.05; 2030-31: 0.06; 2031-32: 0.06; 2032-33: 0.06; 2033-34: 0.06; 2034-35: 0.05; 2035-36: 0.05; 2036-37: 0.05; 2037-38: 0.05; 2038-39: 0.05; 2039-40: 0.05; 2040-41: 0.04; 2041-42: 0.04; 2042-43: 0.04; 2043-44: 0.04; 2044-45: 0.04; 2045-46: 0.04; 2046-47: 0.03; 2047-48: 0.03; 2048-49: 0.03; 2049-50: 0.03
24FP | Unmeasured Non Household - USPL | 24BL + 24.1FP | Ml/d | 2 | 2019-20: 0; 2020-21: 0; 2021-22: 0; 2022-23: 0; 2023-24: 0; 2024-25: 0; 2025-26: 0; 2026-27: 0; 2027-28: 0; 2028-29: 0; 2029-30: 0; 2030-31: 0; 2031-32: 0; 2032-33: 0; 2033-34: 0; 2034-35: 0; 2035-36: 0; 2036-37: 0; 2037-38: 0; 2038-39: 0; 2039-40: 0; 2040-41: 0; 2041-42: 0; 2042-43: 0; 2043-44: 0; 2044-45: 0; 2045-46: 0; 2046-47: 0; 2047-48: 0; 2048-49: 0; 2049-50: 0
25FP | Measured Household - USPL | 25BL + 25.1FP | Ml/d | 2 | 2019-20: 1.7; 2020-21: 1.73; 2021-22: 1.76; 2022-23: 1.79; 2023-24: 1.83; 2024-25: 1.86; 2025-26: 1.89; 2026-27: 1.88; 2027-28: 1.51; 2028-29: 1.37; 2029-30: 1.18; 2030-31: 1.11; 2031-32: 1.05; 2032-33: 1.06; 2033-34: 1.07; 2034-35: 1.08; 2035-36: 1.09; 2036-37: 1.11; 2037-38: 1.12; 2038-39: 1.13; 2039-40: 1.14; 2040-41: 1.15; 2041-42: 1.17; 2042-43: 1.17; 2043-44: 1.18; 2044-45: 1.19; 2045-46: 1.2; 2046-47: 1.21; 2047-48: 1.21; 2048-49: 1.21; 2049-50: 1.22
26FP | Unmeasured Household - USPL | 26BL + 26.1BL | Ml/d | 2 | 2019-20: 0.7; 2020-21: 0.67; 2021-22: 0.64; 2022-23: 0.61; 2023-24: 0.58; 2024-25: 0.55; 2025-26: 0.53; 2026-27: 0.51; 2027-28: 0.49; 2028-29: 0.47; 2029-30: 0.45; 2030-31: 0.43; 2031-32: 0.41; 2032-33: 0.39; 2033-34: 0.37; 2034-35: 0.36; 2035-36: 0.34; 2036-37: 0.33; 2037-38: 0.31; 2038-39: 0.3; 2039-40: 0.29; 2040-41: 0.27; 2041-42: 0.26; 2042-43: 0.25; 2043-44: 0.24; 2044-45: 0.23; 2045-46: 0.22; 2046-47: 0.21; 2047-48: 0.21; 2048-49: 0.2; 2049-50: 0.2
27FP | Void Properties - USPL | 27BL + 27.1FP | Ml/d | 2 | 2019-20: 0.16; 2020-21: 0.16; 2021-22: 0.16; 2022-23: 0.16; 2023-24: 0.16; 2024-25: 0.16; 2025-26: 0.16; 2026-27: 0.17; 2027-28: 0.17; 2028-29: 0.17; 2029-30: 0.17; 2030-31: 0.17; 2031-32: 0.17; 2032-33: 0.17; 2033-34: 0.17; 2034-35: 0.17; 2035-36: 0.18; 2036-37: 0.18; 2037-38: 0.18; 2038-39: 0.18; 2039-40: 0.18; 2040-41: 0.18; 2041-42: 0.18; 2042-43: 0.18; 2043-44: 0.18; 2044-45: 0.19; 2045-46: 0.19; 2046-47: 0.19; 2047-48: 0.19; 2048-49: 0.19; 2049-50: 0.19
28FP | Distribution losses | 28BL + 28.1FP | Ml/d | 2 | 2019-20: 7.31; 2020-21: 7.16; 2021-22: 7.07; 2022-23: 6.93; 2023-24: 6.79; 2024-25: 6.64; 2025-26: 6.61; 2026-27: 6.6; 2027-28: 6.6; 2028-29: 6.59; 2029-30: 6.59; 2030-31: 6.58; 2031-32: 6.58; 2032-33: 6.55; 2033-34: 6.55; 2034-35: 6.54; 2035-36: 6.29; 2036-37: 6.28; 2037-38: 6.12; 2038-39: 6.1; 2039-40: 5.96; 2040-41: 5.96; 2041-42: 5.86; 2042-43: 5.69; 2043-44: 5.42; 2044-45: 5.37; 2045-46: 5.32; 2046-47: 5.22; 2047-48: 5.1; 2048-49: 4.97; 2049-50: 4.95
29FP | Total Leakage | sum (23FP:28FP) | Ml/d | 2 | 2019-20: 9.93; 2020-21: 9.78; 2021-22: 9.69; 2022-23: 9.55; 2023-24: 9.42; 2024-25: 9.27; 2025-26: 9.25; 2026-27: 9.22; 2027-28: 8.83; 2028-29: 8.65; 2029-30: 8.44; 2030-31: 8.35; 2031-32: 8.27; 2032-33: 8.23; 2033-34: 8.22; 2034-35: 8.2; 2035-36: 7.95; 2036-37: 7.95; 2037-38: 7.78; 2038-39: 7.76; 2039-40: 7.62; 2040-41: 7.6; 2041-42: 7.51; 2042-43: 7.33; 2043-44: 7.06; 2044-45: 7.02; 2045-46: 6.97; 2046-47: 6.86; 2047-48: 6.74; 2048-49: 6.6; 2049-50: 6.59
30FP | Leakage/property | (29FP * 1,000,000) / (36FP * 1,000) | l/prop/d | 2 | 2019-20: 68.5755; 2020-21: 66.8704; 2021-22: 65.4938; 2022-23: 63.822; 2023-24: 62.1741; 2024-25: 60.4858; 2025-26: 59.4324; 2026-27: 58.421; 2027-28: 55.3171; 2028-29: 53.6308; 2029-30: 51.8615; 2030-31: 50.8759; 2031-32: 49.9988; 2032-33: 49.3633; 2033-34: 48.9268; 2034-35: 48.4674; 2035-36: 46.7089; 2036-37: 46.4342; 2037-38: 45.1777; 2038-39: 44.8037; 2039-40: 43.7489; 2040-41: 43.3924; 2041-42: 42.6448; 2042-43: 41.3986; 2043-44: 39.6636; 2044-45: 39.2343; 2045-46: 38.7556; 2046-47: 37.9517; 2047-48: 37.1029; 2048-49: 36.1549; 2049-50: 35.9273
31FP | Measured Non Household - properties | Input | 000's | 2 | 2019-20: 7.889; 2020-21: 7.967; 2021-22: 8.061; 2022-23: 8.141; 2023-24: 8.206; 2024-25: 8.306; 2025-26: 8.408; 2026-27: 8.501; 2027-28: 8.584; 2028-29: 8.654; 2029-30: 8.715; 2030-31: 8.77; 2031-32: 8.822; 2032-33: 8.872; 2033-34: 8.919; 2034-35: 8.961; 2035-36: 9.001; 2036-37: 9.04; 2037-38: 9.078; 2038-39: 9.115; 2039-40: 9.15; 2040-41: 9.184; 2041-42: 9.217; 2042-43: 9.248; 2043-44: 9.277; 2044-45: 9.305; 2045-46: 9.331; 2046-47: 9.356; 2047-48: 9.38; 2048-49: 9.402; 2049-50: 9.423
32FP | Unmeasured Non Household - properties | Input | 000's | 2 | 2019-20: 0.032; 2020-21: 0.032; 2021-22: 0.032; 2022-23: 0.033; 2023-24: 0.033; 2024-25: 0.033; 2025-26: 0.034; 2026-27: 0.034; 2027-28: 0.034; 2028-29: 0.035; 2029-30: 0.035; 2030-31: 0.035; 2031-32: 0.035; 2032-33: 0.036; 2033-34: 0.036; 2034-35: 0.036; 2035-36: 0.036; 2036-37: 0.036; 2037-38: 0.036; 2038-39: 0.037; 2039-40: 0.037; 2040-41: 0.037; 2041-42: 0.037; 2042-43: 0.037; 2043-44: 0.037; 2044-45: 0.037; 2045-46: 0.037; 2046-47: 0.038; 2047-48: 0.038; 2048-49: 0.038; 2049-50: 0.038
33FP | All void non-households - properties | Input | 000's | 2 | 2019-20: 0; 2020-21: 0; 2021-22: 0; 2022-23: 0; 2023-24: 0; 2024-25: 0; 2025-26: 0; 2026-27: 0; 2027-28: 0; 2028-29: 0; 2029-30: 0; 2030-31: 0; 2031-32: 0; 2032-33: 0; 2033-34: 0; 2034-35: 0; 2035-36: 0; 2036-37: 0; 2037-38: 0; 2038-39: 0; 2039-40: 0; 2040-41: 0; 2041-42: 0; 2042-43: 0; 2043-44: 0; 2044-45: 0; 2045-46: 0; 2046-47: 0; 2047-48: 0; 2048-49: 0; 2049-50: 0
34FP | Measured households - properties (excl. void) | Year before + sum (34.1BL:34.6BL) | 000's | 2 | 2019-20: 119.079; 2020-21: 121.05; 2021-22: 123.176; 2022-23: 125.395; 2023-24: 127.794; 2024-25: 130.002; 2025-26: 132.749; 2026-27: 135.285; 2027-28: 137.445; 2028-29: 139.463; 2029-30: 141.267; 2030-31: 142.991; 2031-32: 144.598; 2032-33: 146.23; 2033-34: 147.818; 2034-35: 149.294; 2035-36: 150.596; 2036-37: 151.877; 2037-38: 153.138; 2038-39: 154.38; 2039-40: 155.598; 2040-41: 156.8; 2041-42: 157.983; 2042-43: 159.15; 2043-44: 160.295; 2044-45: 161.422; 2045-46: 162.419; 2046-47: 163.403; 2047-48: 164.374; 2048-49: 165.333; 2049-50: 166.173
34.1FP | New build properties - properties | Input (new builds in each year) | 000's | 2 | 2019-20: 1.179; 2020-21: 1.221; 2021-22: 1.424; 2022-23: 1.572; 2023-24: 1.78; 2024-25: 1.615; 2025-26: 2.246; 2026-27: 2.054; 2027-28: 1.696; 2028-29: 1.571; 2029-30: 1.373; 2030-31: 1.31; 2031-32: 1.208; 2032-33: 1.248; 2033-34: 1.218; 2034-35: 1.12; 2035-36: 0.959; 2036-37: 0.95; 2037-38: 0.942; 2038-39: 0.936; 2039-40: 0.923; 2040-41: 0.918; 2041-42: 0.91; 2042-43: 0.903; 2043-44: 0.892; 2044-45: 0.883; 2045-46: 0.875; 2046-47: 0.867; 2047-48: 0.859; 2048-49: 0.851; 2049-50: 0.84
34.2FP | Meter optants - properties | Input (meter optants in each year) | 000's | 2 | 2019-20: 0.419; 2020-21: 0.4; 2021-22: 0.366; 2022-23: 0.322; 2023-24: 0.308; 2024-25: 0.294; 2025-26: 0.215; 2026-27: 0.207; 2027-28: 0.2; 2028-29: 0.194; 2029-30: 0.187; 2030-31: 0.181; 2031-32: 0.175; 2032-33: 0.169; 2033-34: 0.163; 2034-35: 0.158; 2035-36: 0.153; 2036-37: 0.148; 2037-38: 0.143; 2038-39: 0.138; 2039-40: 0.133; 2040-41: 0.129; 2041-42: 0.124; 2042-43: 0.12; 2043-44: 0.116; 2044-45: 0.112; 2045-46: 0; 2046-47: 0; 2047-48: 0; 2048-49: 0; 2049-50: 0
34.3FP | Compulsory metering - properties | Input (compulsory meters in each year) | 000's | 2 | 2019-20: 0; 2020-21: 0; 2021-22: 0; 2022-23: 0; 2023-24: 0; 2024-25: 0; 2025-26: 0; 2026-27: 0; 2027-28: 0; 2028-29: 0; 2029-30: 0; 2030-31: 0; 2031-32: 0; 2032-33: 0; 2033-34: 0; 2034-35: 0; 2035-36: 0; 2036-37: 0; 2037-38: 0; 2038-39: 0; 2039-40: 0; 2040-41: 0; 2041-42: 0; 2042-43: 0; 2043-44: 0; 2044-45: 0; 2045-46: 0; 2046-47: 0; 2047-48: 0; 2048-49: 0; 2049-50: 0
34.4FP | Metering on change of occupancy - properties | Input (change of occupancy meters in each year) | 000's | 2 | 2019-20: 0.349; 2020-21: 0.337; 2021-22: 0.324; 2022-23: 0.313; 2023-24: 0.3; 2024-25: 0.288; 2025-26: 0.276; 2026-27: 0.265; 2027-28: 0.255; 2028-29: 0.244; 2029-30: 0.235; 2030-31: 0.225; 2031-32: 0.216; 2032-33: 0.207; 2033-34: 0.199; 2034-35: 0.191; 2035-36: 0.183; 2036-37: 0.176; 2037-38: 0.169; 2038-39: 0.162; 2039-40: 0.156; 2040-41: 0.149; 2041-42: 0.143; 2042-43: 0.138; 2043-44: 0.132; 2044-45: 0.127; 2045-46: 0.122; 2046-47: 0.117; 2047-48: 0.112; 2048-49: 0.108; 2049-50: 0
34.5FP | Selective metering - properties | Input (selective meters in each year) | 000's | 2 | 2019-20: 0.013; 2020-21: 0.013; 2021-22: 0.012; 2022-23: 0.012; 2023-24: 0.011; 2024-25: 0.011; 2025-26: 0.01; 2026-27: 0.01; 2027-28: 0.009; 2028-29: 0.009; 2029-30: 0.009; 2030-31: 0.008; 2031-32: 0.008; 2032-33: 0.008; 2033-34: 0.008; 2034-35: 0.007; 2035-36: 0.007; 2036-37: 0.007; 2037-38: 0.007; 2038-39: 0.006; 2039-40: 0.006; 2040-41: 0.006; 2041-42: 0.006; 2042-43: 0.006; 2043-44: 0.005; 2044-45: 0.005; 2045-46: 0; 2046-47: 0; 2047-48: 0; 2048-49: 0; 2049-50: 0
34.6FP | Other changes to existing metering - properties | Input (other changes to meters in each year) | 000's | 2 | 2019-20: 0; 2020-21: 0; 2021-22: 0; 2022-23: 0; 2023-24: 0; 2024-25: 0; 2025-26: 0; 2026-27: 0; 2027-28: 0; 2028-29: 0; 2029-30: 0; 2030-31: 0; 2031-32: 0; 2032-33: 0; 2033-34: 0; 2034-35: 0; 2035-36: 0; 2036-37: 0; 2037-38: 0; 2038-39: 0; 2039-40: 0; 2040-41: 0; 2041-42: 0; 2042-43: 0; 2043-44: 0; 2044-45: 0; 2045-46: 0; 2046-47: 0; 2047-48: 0; 2048-49: 0; 2049-50: 0
34.7FP | Measured household void properties | Input | 000's | 2 | 2019-20: 2.438; 2020-21: 2.481; 2021-22: 2.526; 2022-23: 2.567; 2023-24: 2.61; 2024-25: 2.656; 2025-26: 2.699; 2026-27: 2.743; 2027-28: 2.78; 2028-29: 2.811; 2029-30: 2.839; 2030-31: 2.867; 2031-32: 2.895; 2032-33: 2.923; 2033-34: 2.949; 2034-35: 2.975; 2035-36: 3; 2036-37: 3.025; 2037-38: 3.049; 2038-39: 3.073; 2039-40: 3.097; 2040-41: 3.121; 2041-42: 3.144; 2042-43: 3.168; 2043-44: 3.191; 2044-45: 3.213; 2045-46: 3.234; 2046-47: 3.254; 2047-48: 3.274; 2048-49: 3.294; 2049-50: 3.311
35FP | Unmeasured households - properties (excl. void) | Input | 000's | 2 | 2019-20: 15.056; 2020-21: 14.426; 2021-22: 13.873; 2022-23: 13.227; 2023-24: 12.608; 2024-25: 12.015; 2025-26: 11.514; 2026-27: 11.032; 2027-28: 10.567; 2028-29: 10.12; 2029-30: 9.689; 2030-31: 9.275; 2031-32: 8.875; 2032-33: 8.491; 2033-34: 8.121; 2034-35: 7.764; 2035-36: 7.421; 2036-37: 7.09; 2037-38: 6.772; 2038-39: 6.465; 2039-40: 6.17; 2040-41: 5.886; 2041-42: 5.612; 2042-43: 5.349; 2043-44: 5.095; 2044-45: 4.85; 2045-46: 4.729; 2046-47: 4.612; 2047-48: 4.5; 2048-49: 4.392; 2049-50: 4.392
35.1FP | Unmeasured household void properties | Input | 000's | 2 | 2019-20: 0.31; 2020-21: 0.297; 2021-22: 0.285; 2022-23: 0.272; 2023-24: 0.259; 2024-25: 0.247; 2025-26: 0.235; 2026-27: 0.225; 2027-28: 0.215; 2028-29: 0.205; 2029-30: 0.196; 2030-31: 0.187; 2031-32: 0.179; 2032-33: 0.171; 2033-34: 0.163; 2034-35: 0.156; 2035-36: 0.149; 2036-37: 0.142; 2037-38: 0.136; 2038-39: 0.13; 2039-40: 0.124; 2040-41: 0.118; 2041-42: 0.113; 2042-43: 0.107; 2043-44: 0.102; 2044-45: 0.098; 2045-46: 0.095; 2046-47: 0.093; 2047-48: 0.091; 2048-49: 0.089; 2049-50: 0.089
36FP | Total Resource Zone Properties (incl. voids) | sum (31FP:34FP) + 34.7FP + 35BL + 35.1BL | 000's | 2 | 2019-20: 144.804; 2020-21: 146.253; 2021-22: 147.953; 2022-23: 149.635; 2023-24: 151.51; 2024-25: 153.259; 2025-26: 155.639; 2026-27: 157.82; 2027-28: 159.625; 2028-29: 161.288; 2029-30: 162.741; 2030-31: 164.125; 2031-32: 165.404; 2032-33: 166.723; 2033-34: 168.006; 2034-35: 169.186; 2035-36: 170.203; 2036-37: 171.21; 2037-38: 172.209; 2038-39: 173.2; 2039-40: 174.176; 2040-41: 175.146; 2041-42: 176.106; 2042-43: 177.059; 2043-44: 177.997; 2044-45: 178.925; 2045-46: 179.845; 2046-47: 180.756; 2047-48: 181.657; 2048-49: 182.548; 2049-50: 183.426
37FP | Measured Non Household - Population | Input | 000's | 2 | 2019-20: 4.67; 2020-21: 4.718; 2021-22: 4.76; 2022-23: 4.81; 2023-24: 4.859; 2024-25: 4.902; 2025-26: 4.941; 2026-27: 5.01; 2027-28: 5.078; 2028-29: 5.147; 2029-30: 5.211; 2030-31: 5.277; 2031-32: 5.392; 2032-33: 5.476; 2033-34: 5.546; 2034-35: 5.61; 2035-36: 5.662; 2036-37: 5.713; 2037-38: 5.76; 2038-39: 5.815; 2039-40: 5.864; 2040-41: 5.917; 2041-42: 5.978; 2042-43: 6.045; 2043-44: 6.116; 2044-45: 6.185; 2045-46: 6.266; 2046-47: 6.343; 2047-48: 6.424; 2048-49: 6.508; 2049-50: 6.588
38FP | Unmeasured Non Household - Population | Input | 000's | 2 | 2019-20: 0.019; 2020-21: 0.019; 2021-22: 0.019; 2022-23: 0.019; 2023-24: 0.02; 2024-25: 0.02; 2025-26: 0.02; 2026-27: 0.02; 2027-28: 0.02; 2028-29: 0.021; 2029-30: 0.021; 2030-31: 0.021; 2031-32: 0.022; 2032-33: 0.022; 2033-34: 0.022; 2034-35: 0.023; 2035-36: 0.023; 2036-37: 0.023; 2037-38: 0.023; 2038-39: 0.023; 2039-40: 0.024; 2040-41: 0.024; 2041-42: 0.024; 2042-43: 0.024; 2043-44: 0.025; 2044-45: 0.025; 2045-46: 0.025; 2046-47: 0.025; 2047-48: 0.026; 2048-49: 0.026; 2049-50: 0.026
39FP | Measured Household - Population | Input | 000's | 2 | 2019-20: 270.258; 2020-21: 274.554; 2021-22: 279.446; 2022-23: 283.712; 2023-24: 288.342; 2024-25: 292.54; 2025-26: 298.184; 2026-27: 303.206; 2027-28: 307.352; 2028-29: 310.919; 2029-30: 313.847; 2030-31: 316.609; 2031-32: 319.177; 2032-33: 321.859; 2033-34: 324.543; 2034-35: 327.002; 2035-36: 329.038; 2036-37: 330.929; 2037-38: 332.945; 2038-39: 334.96; 2039-40: 337.487; 2040-41: 339.912; 2041-42: 342.396; 2042-43: 344.908; 2043-44: 347.44; 2044-45: 349.926; 2045-46: 352; 2046-47: 354.041; 2047-48: 356.135; 2048-49: 358.254; 2049-50: 360.016
40FP | Unmeasured Household - Population | Input | 000's | 2 | 2019-20: 52.317; 2020-21: 50.296; 2021-22: 48.531; 2022-23: 46.451; 2023-24: 44.466; 2024-25: 42.572; 2025-26: 40.976; 2026-27: 39.425; 2027-28: 37.933; 2028-29: 36.477; 2029-30: 35.066; 2030-31: 33.71; 2031-32: 32.41; 2032-33: 31.162; 2033-34: 29.964; 2034-35: 28.812; 2035-36: 27.698; 2036-37: 26.619; 2037-38: 25.585; 2038-39: 24.588; 2039-40: 23.647; 2040-41: 22.732; 2041-42: 21.85; 2042-43: 20.997; 2043-44: 20.172; 2044-45: 19.371; 2045-46: 18.957; 2046-47: 18.559; 2047-48: 18.177; 2048-49: 17.81; 2049-50: 17.807
41FP | Total Resource Zone Population | sum (37FP:40FP) | 000's | 2 | 2019-20: 327.264; 2020-21: 329.587; 2021-22: 332.756; 2022-23: 334.992; 2023-24: 337.687; 2024-25: 340.034; 2025-26: 344.121; 2026-27: 347.661; 2027-28: 350.383; 2028-29: 352.564; 2029-30: 354.145; 2030-31: 355.617; 2031-32: 357.001; 2032-33: 358.519; 2033-34: 360.075; 2034-35: 361.447; 2035-36: 362.421; 2036-37: 363.284; 2037-38: 364.313; 2038-39: 365.386; 2039-40: 367.022; 2040-41: 368.585; 2041-42: 370.248; 2042-43: 371.974; 2043-44: 373.753; 2044-45: 375.507; 2045-46: 377.248; 2046-47: 378.968; 2047-48: 380.762; 2048-49: 382.598; 2049-50: 384.437
42FP | Average household occupancy rate (excl. voids) | (39FP + 40FP) / (34FP + 35FP) | h/prop | 1 | 2019-20: 2.4049; 2020-21: 2.3978; 2021-22: 2.3931; 2022-23: 2.3818; 2023-24: 2.3704; 2024-25: 2.3597; 2025-26: 2.351; 2026-27: 2.3417; 2027-28: 2.3328; 2028-29: 2.3224; 2029-30: 2.3114; 2030-31: 2.3007; 2031-32: 2.2909; 2032-33: 2.2817; 2033-34: 2.2734; 2034-35: 2.2655; 2035-36: 2.2576; 2036-37: 2.2492; 2037-38: 2.2421; 2038-39: 2.2354; 2039-40: 2.2324; 2040-41: 2.2291; 2041-42: 2.2265; 2042-43: 2.2244; 2043-44: 2.2227; 2044-45: 2.221; 2045-46: 2.2193; 2046-47: 2.2177; 2047-48: 2.2165; 2048-49: 2.2157; 2049-50: 2.2151
43FP | Total Household Metering penetration (excl. voids) | 34FP / (34FP + 35FP) | % | 1 | 2019-20: 88.78%; 2020-21: 89.35%; 2021-22: 89.88%; 2022-23: 90.46%; 2023-24: 91.02%; 2024-25: 91.54%; 2025-26: 92.02%; 2026-27: 92.46%; 2027-28: 92.86%; 2028-29: 93.23%; 2029-30: 93.58%; 2030-31: 93.91%; 2031-32: 94.22%; 2032-33: 94.51%; 2033-34: 94.79%; 2034-35: 95.06%; 2035-36: 95.3%; 2036-37: 95.54%; 2037-38: 95.77%; 2038-39: 95.98%; 2039-40: 96.19%; 2040-41: 96.38%; 2041-42: 96.57%; 2042-43: 96.75%; 2043-44: 96.92%; 2044-45: 97.08%; 2045-46: 97.17%; 2046-47: 97.26%; 2047-48: 97.34%; 2048-49: 97.41%; 2049-50: 97.43%
44FP | Total Household Metering penetration (incl. voids) | (34FP) / (34FP + 34.7FP + 35FP + 35.1FP) | % | 1 | 2019-20: 86.99%; 2020-21: 87.56%; 2021-22: 88.07%; 2022-23: 88.64%; 2023-24: 89.2%; 2024-25: 89.71%; 2025-26: 90.18%; 2026-27: 90.62%; 2027-28: 91.02%; 2028-29: 91.39%; 2029-30: 91.74%; 2030-31: 92.06%; 2031-32: 92.37%; 2032-33: 92.66%; 2033-34: 92.94%; 2034-35: 93.2%; 2035-36: 93.44%; 2036-37: 93.67%; 2037-38: 93.89%; 2038-39: 94.11%; 2039-40: 94.31%; 2040-41: 94.5%; 2041-42: 94.68%; 2042-43: 94.86%; 2043-44: 95.03%; 2044-45: 95.19%; 2045-46: 95.27%; 2046-47: 95.36%; 2047-48: 95.43%; 2048-49: 95.51%; 2049-50: 95.52%
45FP | Distribution input | sum (12FP:15FP) + 21FP + 22FP + 27FP + 28FP | Ml/d | 2 | 2019-20: 86.95; 2020-21: 87.27; 2021-22: 87.95; 2022-23: 87.79; 2023-24: 88.07; 2024-25: 88.96; 2025-26: 89.08; 2026-27: 88.04; 2027-28: 86.76; 2028-29: 85.54; 2029-30: 84.06; 2030-31: 83.47; 2031-32: 82.96; 2032-33: 82.8; 2033-34: 82.7; 2034-35: 82.27; 2035-36: 81.52; 2036-37: 81; 2037-38: 80.55; 2038-39: 80.21; 2039-40: 79.96; 2040-41: 79.78; 2041-42: 79.52; 2042-43: 79.17; 2043-44: 78.68; 2044-45: 78.75; 2045-46: 78.79; 2046-47: 78.83; 2047-48: 78.85; 2048-49: 78.89; 2049-50: 79.06
46FP | Target headroom (climate change component) | Input | Ml/d | 2 | 2019-20: 0.52983; 2020-21: 0.52983; 2021-22: 0.52983; 2022-23: 0.52983; 2023-24: 0.52983; 2024-25: 0.52983; 2025-26: 0.52983; 2026-27: 0.51325; 2027-28: 0.57583; 2028-29: 0.5549; 2029-30: 0.61757; 2030-31: 0.61099; 2031-32: 0.63591; 2032-33: 0.62504; 2033-34: 0.63526; 2034-35: 0.65351; 2035-36: 0.71329; 2036-37: 0.68488; 2037-38: 0.73369; 2038-39: 0.72151; 2039-40: 0; 2040-41: 0; 2041-42: 0; 2042-43: 0; 2043-44: 0; 2044-45: 0; 2045-46: 0; 2046-47: 0; 2047-48: 0; 2048-49: 0; 2049-50: 0
47FP | Target headroom (All other components) | Input | Ml/d | 2 | 2019-20: 2.7058; 2020-21: 2.7058; 2021-22: 2.7058; 2022-23: 2.7058; 2023-24: 2.7058; 2024-25: 2.7058; 2025-26: 2.7058; 2026-27: 3.0955; 2027-28: 3.3254; 2028-29: 3.547; 2029-30: 3.7303; 2030-31: 3.789; 2031-32: 4.1129; 2032-33: 4.1495; 2033-34: 4.3367; 2034-35: 4.6414; 2035-36: 3.8998; 2036-37: 3.4419; 2037-38: 3.6886; 2038-39: 3.9126; 2039-40: 3.0313; 2040-41: 3.2645; 2041-42: 3.37; 2042-43: 3.6214; 2043-44: 3.8241; 2044-45: 3.9044; 2045-46: 3.2559; 2046-47: 3.3627; 2047-48: 3.376; 2048-49: 3.4191; 2049-50: 3.4846
48FP | Target Headroom | 46FP + 47FP | Ml/d | 2 | 2019-20: 3.2357; 2020-21: 3.2357; 2021-22: 3.2357; 2022-23: 3.2357; 2023-24: 3.2357; 2024-25: 3.2357; 2025-26: 3.2357; 2026-27: 3.6088; 2027-28: 3.9012; 2028-29: 4.1019; 2029-30: 4.3479; 2030-31: 4.4; 2031-32: 4.7488; 2032-33: 4.7746; 2033-34: 4.9719; 2034-35: 5.2949; 2035-36: 4.6131; 2036-37: 4.1268; 2037-38: 4.4223; 2038-39: 4.6342; 2039-40: 3.0313; 2040-41: 3.2645; 2041-42: 3.37; 2042-43: 3.6214; 2043-44: 3.8241; 2044-45: 3.9044; 2045-46: 3.2559; 2046-47: 3.3627; 2047-48: 3.376; 2048-49: 3.4191; 2049-50: 3.4846
49FP | Available Headroom | 11FP - 45FP | Ml/d | 2 | 2019-20: 9.17; 2020-21: 8.85; 2021-22: 8.17; 2022-23: 8.33; 2023-24: 8.05; 2024-25: 7.16; 2025-26: 20.999; 2026-27: 22.849; 2027-28: 7.39; 2028-29: 8.66; 2029-30: 10.28; 2030-31: 7.16; 2031-32: 7.5; 2032-33: 16.01; 2033-34: 16.11; 2034-35: 16.54; 2035-36: 5.95; 2036-37: 5.48; 2037-38: 5.76; 2038-39: 18.6; 2039-40: 18.85; 2040-41: 19.03; 2041-42: 19.29; 2042-43: 19.64; 2043-44: 20.127; 2044-45: 20.057; 2045-46: 4.64; 2046-47: 17.75; 2047-48: 17.73; 2048-49: 17.69; 2049-50: 17.52
49.1FP | Available non-potable balance (if applicable) | 1.1FP - 12.1FP | Ml/d | 2 | 2019-20: 0; 2020-21: 0; 2021-22: 0; 2022-23: 0; 2023-24: 0; 2024-25: 0; 2025-26: 0; 2026-27: 0; 2027-28: 0; 2028-29: 0; 2029-30: 0; 2030-31: 0; 2031-32: 0; 2032-33: 0; 2033-34: 0; 2034-35: 0; 2035-36: 0; 2036-37: 0; 2037-38: 0; 2038-39: 0; 2039-40: 0; 2040-41: 0; 2041-42: 0; 2042-43: 0; 2043-44: 0; 2044-45: 0; 2045-46: 0; 2046-47: 0; 2047-48: 0; 2048-49: 0; 2049-50: 0
50FP | Supply Demand Balance | 49FP - 48FP | Ml/d | 2 | 2019-20: 5.9343; 2020-21: 5.6143; 2021-22: 4.9343; 2022-23: 5.0943; 2023-24: 4.8143; 2024-25: 3.9243; 2025-26: 17.7633; 2026-27: 19.2402; 2027-28: 3.4888; 2028-29: 4.5581; 2029-30: 5.9321; 2030-31: 2.76; 2031-32: 2.7512; 2032-33: 11.2354; 2033-34: 11.1381; 2034-35: 11.2451; 2035-36: 1.3369; 2036-37: 1.3532; 2037-38: 1.3377; 2038-39: 13.9658; 2039-40: 15.8187; 2040-41: 15.7655; 2041-42: 15.92; 2042-43: 16.0186; 2043-44: 16.3029; 2044-45: 16.1526; 2045-46: 1.3841; 2046-47: 14.3873; 2047-48: 14.354; 2048-49: 14.2709; 2049-50: 14.0354
Data for Charts
DYAA Baseline |  |  |  |  | 2019-20 | 2020-21 | 2021-22 | 2022-23 | 2023-24 | 2024-25 | 2025-26 | 2026-27 | 2027-28 | 2028-29 | 2029-30 | 2030-31 | 2031-32 | 2032-33 | 2033-34 | 2034-35 | 2035-36 | 2036-37 | 2037-38 | 2038-39 | 2039-40 | 2040-41 | 2041-42 | 2042-43 | 2043-44 | 2044-45 | 2045-46 | 2046-47 | 2047-48 | 2048-49 | 2049-50 | 2050-51 | 2051-52 | 2052-53 | 2053-54 | 2054-55 | 2055-56 | 2056-57 | 2057-58 | 2058-59 | 2059-60 | 2060-61 | 2061-62 | 2062-63 | 2063-64 | 2064-65 | 2065-66 | 2066-67 | 2067-68 | 2068-69 | 2069-70 | 2070-71 | 2071-72 | 2072-73 | 2073-74 | 2074-75 | 2075-76 | 2076-77 | 2077-78 | 2078-79 | 2079-80 | 2080-81 | 2081-82 | 2082-83 | 2083-84 | 2084-85 | 2085-86 | 2086-87 | 2087-88 | 2088-89 | 2089-90 | 2090-91 | 2091-92 | 2092-93 | 2093-94 | 2094-95 | 2095-96 | 2096-97 | 2097-98 | 2098-99 | 2099-100
| Measured HH consumption |  | Ml/d | 2 | 36.45 | 36.72 | 37.15 | 37.43 | 37.76 | 38.02 | 38.66 | 39.21 | 39.68 | 40.06 | 40.36 | 40.68 | 41.03 | 41.39 | 41.76 | 42.09 | 42.37 | 42.63 | 43.03 | 43.45 | 43.94 | 44.26 | 44.6 | 44.96 | 45.3 | 45.65 | 45.93 | 46.21 | 46.5 | 46.79 | 47.03 | 0 | 0 | 0 | 0 | 0 | 0 | 0 | 0 | 0 | 0 | 0 | 0 | 0 | 0 | 0 | 0 | 0 | 0 | 0 | 0 | 0 | 0 | 0 | 0 | 0 | 0 | 0 | 0 | 0 | 0 | 0 | 0 | 0 | 0 | 0 | 0 | 0 | 0 | 0 | 0 | 0 | 0 | 0 | 0 | 0 | 0 | 0 | 0 | 0 | 0
| Unmeasured HH consumption |  | Ml/d | 2 | 8.33 | 7.99 | 7.7 | 7.35 | 7.02 | 6.71 | 6.44 | 6.17 | 5.92 | 5.68 | 5.45 | 5.24 | 5.04 | 4.85 | 4.67 | 4.49 | 4.32 | 4.16 | 4 | 3.85 | 3.7 | 3.57 | 3.43 | 3.3 | 3.18 | 3.05 | 3 | 2.94 | 2.88 | 2.83 | 2.83 | 0 | 0 | 0 | 0 | 0 | 0 | 0 | 0 | 0 | 0 | 0 | 0 | 0 | 0 | 0 | 0 | 0 | 0 | 0 | 0 | 0 | 0 | 0 | 0 | 0 | 0 | 0 | 0 | 0 | 0 | 0 | 0 | 0 | 0 | 0 | 0 | 0 | 0 | 0 | 0 | 0 | 0 | 0 | 0 | 0 | 0 | 0 | 0 | 0 | 0
| Non-HH consumption |  | Ml/d | 2 | 14.06 | 14.51 | 14.99 | 15.06 | 15.39 | 16.3 | 16.16 | 15.52 | 15.61 | 15.62 | 15.6 | 15.59 | 15.6 | 15.63 | 15.65 | 15.68 | 15.71 | 15.74 | 15.79 | 15.84 | 15.93 | 16.03 | 16.13 | 16.25 | 16.38 | 16.52 | 16.66 | 16.81 | 16.97 | 17.15 | 17.33 | 0 | 0 | 0 | 0 | 0 | 0 | 0 | 0 | 0 | 0 | 0 | 0 | 0 | 0 | 0 | 0 | 0 | 0 | 0 | 0 | 0 | 0 | 0 | 0 | 0 | 0 | 0 | 0 | 0 | 0 | 0 | 0 | 0 | 0 | 0 | 0 | 0 | 0 | 0 | 0 | 0 | 0 | 0 | 0 | 0 | 0 | 0 | 0 | 0 | 0
| Total Leakage |  | Ml/d | 2 | 9.93 | 9.78 | 9.69 | 9.55 | 9.42 | 9.27 | 9.28 | 9.31 | 9.32 | 9.33 | 9.33 | 9.35 | 9.35 | 9.35 | 9.35 | 9.36 | 9.37 | 9.38 | 9.38 | 9.39 | 9.39 | 9.39 | 9.4 | 9.4 | 9.41 | 9.42 | 9.43 | 9.43 | 9.44 | 9.44 | 9.45 | 0 | 0 | 0 | 0 | 0 | 0 | 0 | 0 | 0 | 0 | 0 | 0 | 0 | 0 | 0 | 0 | 0 | 0 | 0 | 0 | 0 | 0 | 0 | 0 | 0 | 0 | 0 | 0 | 0 | 0 | 0 | 0 | 0 | 0 | 0 | 0 | 0 | 0 | 0 | 0 | 0 | 0 | 0 | 0 | 0 | 0 | 0 | 0 | 0 | 0
| Other demand components |  | Ml/d | 2 | 2.02 | 2.02 | 2.02 | 2.02 | 2.02 | 2.01 | 2.01 | 2.03 | 2.01 | 2.02 | 2 | 2.01 | 2.01 | 2.01 | 2.01 | 2.03 | 2.01 | 2.02 | 2.02 | 2 | 2.01 | 2.02 | 2.03 | 2.03 | 2.02 | 2.02 | 2.01 | 2.02 | 2.02 | 2.02 | 2.02 | 0 | 0 | 0 | 0 | 0 | 0 | 0 | 0 | 0 | 0 | 0 | 0 | 0 | 0 | 0 | 0 | 0 | 0 | 0 | 0 | 0 | 0 | 0 | 0 | 0 | 0 | 0 | 0 | 0 | 0 | 0 | 0 | 0 | 0 | 0 | 0 | 0 | 0 | 0 | 0 | 0 | 0 | 0 | 0 | 0 | 0 | 0 | 0 | 0 | 0
| Total Water Available for use |  | Ml/d | 2 | 71.94 | 71.94 | 71.94 | 71.94 | 71.94 | 71.94 | 46.38 | 46.38 | 46.37 | 46.37 | 46.36 | 46.38 | 46.38 | 46.37 | 46.37 | 46.36 | 46.36 | 46.36 | 46.35 | 46.35 | 46.36 | 32.11 | 32.11 | 32.1 | 32.1 | 32.09 | 32.09 | 32.09 | 32.08 | 32.08 | 32.07 | 0 | 0 | 0 | 0 | 0 | 0 | 0 | 0 | 0 | 0 | 0 | 0 | 0 | 0 | 0 | 0 | 0 | 0 | 0 | 0 | 0 | 0 | 0 | 0 | 0 | 0 | 0 | 0 | 0 | 0 | 0 | 0 | 0 | 0 | 0 | 0 | 0 | 0 | 0 | 0 | 0 | 0 | 0 | 0 | 0 | 0 | 0 | 0 | 0 | 0
| Total Demand + Target Headroom |  | Ml/d | 2 | 73.4213 | 73.6513 | 74.1813 | 74.0413 | 74.2413 | 74.9413 | 75.1813 | 75.1741 | 75.7093 | 76.042 | 76.271 | 76.4426 | 76.8843 | 77.1042 | 77.4731 | 77.9448 | 77.5187 | 77.2743 | 77.8011 | 78.2811 | 77.4221 | 77.9101 | 78.3133 | 78.8642 | 79.374 | 79.8067 | 79.6522 | 80.1159 | 80.5246 | 80.9769 | 81.4576 | 0 | 0 | 0 | 0 | 0 | 0 | 0 | 0 | 0 | 0 | 0 | 0 | 0 | 0 | 0 | 0 | 0 | 0 | 0 | 0 | 0 | 0 | 0 | 0 | 0 | 0 | 0 | 0 | 0 | 0 | 0 | 0 | 0 | 0 | 0 | 0 | 0 | 0 | 0 | 0 | 0 | 0 | 0 | 0 | 0 | 0 | 0 | 0 | 0 | 0
DYAA Final Plan |  |  |  |  | 2019-20 | 2020-21 | 2021-22 | 2022-23 | 2023-24 | 2024-25 | 2025-26 | 2026-27 | 2027-28 | 2028-29 | 2029-30 | 2030-31 | 2031-32 | 2032-33 | 2033-34 | 2034-35 | 2035-36 | 2036-37 | 2037-38 | 2038-39 | 2039-40 | 2040-41 | 2041-42 | 2042-43 | 2043-44 | 2044-45 | 2045-46 | 2046-47 | 2047-48 | 2048-49 | 2049-50 | 2050-51 | 2051-52 | 2052-53 | 2053-54 | 2054-55 | 2055-56 | 2056-57 | 2057-58 | 2058-59 | 2059-60 | 2060-61 | 2061-62 | 2062-63 | 2063-64 | 2064-65 | 2065-66 | 2066-67 | 2067-68 | 2068-69 | 2069-70 | 2070-71 | 2071-72 | 2072-73 | 2073-74 | 2074-75 | 2075-76 | 2076-77 | 2077-78 | 2078-79 | 2079-80 | 2080-81 | 2081-82 | 2082-83 | 2083-84 | 2084-85 | 2085-86 | 2086-87 | 2087-88 | 2088-89 | 2089-90 | 2090-91 | 2091-92 | 2092-93 | 2093-94 | 2094-95 | 2095-96 | 2096-97 | 2097-98 | 2098-99 | 2099-100
| Measured HH consumption |  | Ml/d | 2 | 36.45 | 36.72 | 37.15 | 37.43 | 37.76 | 38.02 | 38.55 | 38.76 | 38.38 | 37.9 | 37.3 | 37.23 | 37.19 | 37.38 | 37.57 | 37.48 | 37.35 | 37.18 | 37.17 | 37.17 | 37.22 | 37.22 | 37.21 | 37.19 | 37.13 | 37.29 | 37.4 | 37.5 | 37.62 | 37.73 | 37.79 | 0 | 0 | 0 | 0 | 0 | 0 | 0 | 0 | 0 | 0 | 0 | 0 | 0 | 0 | 0 | 0 | 0 | 0 | 0 | 0 | 0 | 0 | 0 | 0 | 0 | 0 | 0 | 0 | 0 | 0 | 0 | 0 | 0 | 0 | 0 | 0 | 0 | 0 | 0 | 0 | 0 | 0 | 0 | 0 | 0 | 0 | 0 | 0 | 0 | 0
| Unmeasured HH consumption |  | Ml/d | 2 | 8.33 | 7.99 | 7.7 | 7.35 | 7.02 | 6.71 | 6.44 | 6.17 | 5.92 | 5.68 | 5.45 | 5.24 | 5.04 | 4.85 | 4.67 | 4.49 | 4.32 | 4.16 | 4 | 3.85 | 3.7 | 3.57 | 3.43 | 3.3 | 3.18 | 3.05 | 3 | 2.94 | 2.88 | 2.83 | 2.83 | 0 | 0 | 0 | 0 | 0 | 0 | 0 | 0 | 0 | 0 | 0 | 0 | 0 | 0 | 0 | 0 | 0 | 0 | 0 | 0 | 0 | 0 | 0 | 0 | 0 | 0 | 0 | 0 | 0 | 0 | 0 | 0 | 0 | 0 | 0 | 0 | 0 | 0 | 0 | 0 | 0 | 0 | 0 | 0 | 0 | 0 | 0 | 0 | 0 | 0
| Non-HH consumption |  | Ml/d | 2 | 14.06 | 14.51 | 14.99 | 15.06 | 15.39 | 16.3 | 16.15 | 15.36 | 15.31 | 15.21 | 15.06 | 14.92 | 14.8 | 14.7 | 14.59 | 14.49 | 14.39 | 14.29 | 14.21 | 14.13 | 14.09 | 14.07 | 14.04 | 14.03 | 14.03 | 14.04 | 14.05 | 14.08 | 14.11 | 14.16 | 14.21 | 0 | 0 | 0 | 0 | 0 | 0 | 0 | 0 | 0 | 0 | 0 | 0 | 0 | 0 | 0 | 0 | 0 | 0 | 0 | 0 | 0 | 0 | 0 | 0 | 0 | 0 | 0 | 0 | 0 | 0 | 0 | 0 | 0 | 0 | 0 | 0 | 0 | 0 | 0 | 0 | 0 | 0 | 0 | 0 | 0 | 0 | 0 | 0 | 0 | 0
| Total Leakage |  | Ml/d | 2 | 9.93 | 9.78 | 9.69 | 9.55 | 9.42 | 9.27 | 9.25 | 9.22 | 8.83 | 8.65 | 8.44 | 8.35 | 8.27 | 8.23 | 8.22 | 8.2 | 7.95 | 7.95 | 7.78 | 7.76 | 7.62 | 7.6 | 7.51 | 7.33 | 7.06 | 7.02 | 6.97 | 6.86 | 6.74 | 6.6 | 6.59 | 0 | 0 | 0 | 0 | 0 | 0 | 0 | 0 | 0 | 0 | 0 | 0 | 0 | 0 | 0 | 0 | 0 | 0 | 0 | 0 | 0 | 0 | 0 | 0 | 0 | 0 | 0 | 0 | 0 | 0 | 0 | 0 | 0 | 0 | 0 | 0 | 0 | 0 | 0 | 0 | 0 | 0 | 0 | 0 | 0 | 0 | 0 | 0 | 0 | 0
| Other demand components |  | Ml/d | 2 | 2.02 | 2.02 | 2.02 | 2.02 | 2.02 | 2.01 | 2.01 | 2.03 | 2.01 | 2.02 | 2 | 2.01 | 2.01 | 2.01 | 2.01 | 2.03 | 2.01 | 2.02 | 2.02 | 2 | 2.01 | 2.02 | 2.03 | 2.03 | 2.02 | 2.02 | 2.01 | 2.02 | 2.02 | 2.02 | 2.02 | 0 | 0 | 0 | 0 | 0 | 0 | 0 | 0 | 0 | 0 | 0 | 0 | 0 | 0 | 0 | 0 | 0 | 0 | 0 | 0 | 0 | 0 | 0 | 0 | 0 | 0 | 0 | 0 | 0 | 0 | 0 | 0 | 0 | 0 | 0 | 0 | 0 | 0 | 0 | 0 | 0 | 0 | 0 | 0 | 0 | 0 | 0 | 0 | 0 | 0
| Total Water Available for use |  | Ml/d | 2 | 71.94 | 71.94 | 71.94 | 71.94 | 71.94 | 71.94 | 75.03 | 74.47 | 73.62 | 72.79 | 71.78 | 71.49 | 71.33 | 71.21 | 71.26 | 70.98 | 69.76 | 68.94 | 68.76 | 68.66 | 67.09 | 67.12 | 66.94 | 66.8 | 66.5 | 66.57 | 66.05 | 66.11 | 66.08 | 66.09 | 66.24 | 0 | 0 | 0 | 0 | 0 | 0 | 0 | 0 | 0 | 0 | 0 | 0 | 0 | 0 | 0 | 0 | 0 | 0 | 0 | 0 | 0 | 0 | 0 | 0 | 0 | 0 | 0 | 0 | 0 | 0 | 0 | 0 | 0 | 0 | 0 | 0 | 0 | 0 | 0 | 0 | 0 | 0 | 0 | 0 | 0 | 0 | 0 | 0 | 0 | 0
| Total Demand + Target Headroom |  | Ml/d | 2 | 73.4213 | 73.6513 | 74.1813 | 74.0413 | 74.2413 | 74.9413 | 75.0313 | 74.4741 | 73.6193 | 72.792 | 71.781 | 71.3226 | 71.1643 | 71.0442 | 71.0931 | 70.9848 | 69.7587 | 68.9443 | 68.7611 | 68.6611 | 67.0921 | 67.1201 | 66.9433 | 66.8042 | 66.504 | 66.5667 | 66.0522 | 66.1059 | 66.0846 | 66.0869 | 66.2376 | 0 | 0 | 0 | 0 | 0 | 0 | 0 | 0 | 0 | 0 | 0 | 0 | 0 | 0 | 0 | 0 | 0 | 0 | 0 | 0 | 0 | 0 | 0 | 0 | 0 | 0 | 0 | 0 | 0 | 0 | 0 | 0 | 0 | 0 | 0 | 0 | 0 | 0 | 0 | 0 | 0 | 0 | 0 | 0 | 0 | 0 | 0 | 0 | 0 | 0
DYCP Baseline |  |  |  |  | 2019-20 | 2020-21 | 2021-22 | 2022-23 | 2023-24 | 2024-25 | 2025-26 | 2026-27 | 2027-28 | 2028-29 | 2029-30 | 2030-31 | 2031-32 | 2032-33 | 2033-34 | 2034-35 | 2035-36 | 2036-37 | 2037-38 | 2038-39 | 2039-40 | 2040-41 | 2041-42 | 2042-43 | 2043-44 | 2044-45 | 2045-46 | 2046-47 | 2047-48 | 2048-49 | 2049-50 | 2050-51 | 2051-52 | 2052-53 | 2053-54 | 2054-55 | 2055-56 | 2056-57 | 2057-58 | 2058-59 | 2059-60 | 2060-61 | 2061-62 | 2062-63 | 2063-64 | 2064-65 | 2065-66 | 2066-67 | 2067-68 | 2068-69 | 2069-70 | 2070-71 | 2071-72 | 2072-73 | 2073-74 | 2074-75 | 2075-76 | 2076-77 | 2077-78 | 2078-79 | 2079-80 | 2080-81 | 2081-82 | 2082-83 | 2083-84 | 2084-85 | 2085-86 | 2086-87 | 2087-88 | 2088-89 | 2089-90 | 2090-91 | 2091-92 | 2092-93 | 2093-94 | 2094-95 | 2095-96 | 2096-97 | 2097-98 | 2098-99 | 2099-100
| Measured HH consumption |  | Ml/d | 2 | 46.5 | 46.86 | 47.43 | 47.8 | 48.23 | 48.59 | 49.41 | 50.14 | 50.76 | 51.27 | 51.67 | 52.11 | 52.59 | 53.08 | 53.58 | 54.04 | 54.43 | 54.8 | 55.37 | 55.93 | 56.61 | 57.08 | 57.56 | 58.07 | 58.57 | 59.07 | 59.48 | 59.9 | 60.31 | 60.73 | 61.09 | 0 | 0 | 0 | 0 | 0 | 0 | 0 | 0 | 0 | 0 | 0 | 0 | 0 | 0 | 0 | 0 | 0 | 0 | 0 | 0 | 0 | 0 | 0 | 0 | 0 | 0 | 0 | 0 | 0 | 0 | 0 | 0 | 0 | 0 | 0 | 0 | 0 | 0 | 0 | 0 | 0 | 0 | 0 | 0 | 0 | 0 | 0 | 0 | 0 | 0
| Unmeasured HH consumption |  | Ml/d | 2 | 11.19 | 10.74 | 10.35 | 9.88 | 9.44 | 9.02 | 8.66 | 8.31 | 7.98 | 7.65 | 7.34 | 7.06 | 6.8 | 6.55 | 6.31 | 6.07 | 5.85 | 5.62 | 5.42 | 5.21 | 5.02 | 4.84 | 4.66 | 4.49 | 4.32 | 4.16 | 4.08 | 4.01 | 3.93 | 3.87 | 3.87 | 0 | 0 | 0 | 0 | 0 | 0 | 0 | 0 | 0 | 0 | 0 | 0 | 0 | 0 | 0 | 0 | 0 | 0 | 0 | 0 | 0 | 0 | 0 | 0 | 0 | 0 | 0 | 0 | 0 | 0 | 0 | 0 | 0 | 0 | 0 | 0 | 0 | 0 | 0 | 0 | 0 | 0 | 0 | 0 | 0 | 0 | 0 | 0 | 0 | 0
| Non-HH consumption |  | Ml/d | 2 | 17.31 | 17.87 | 18.46 | 18.54 | 18.96 | 20.07 | 19.9 | 19.11 | 19.21 | 19.22 | 19.2 | 19.18 | 19.2 | 19.23 | 19.26 | 19.3 | 19.35 | 19.39 | 19.44 | 19.5 | 19.62 | 19.73 | 19.86 | 20.01 | 20.17 | 20.34 | 20.51 | 20.7 | 20.9 | 21.12 | 21.34 | 0 | 0 | 0 | 0 | 0 | 0 | 0 | 0 | 0 | 0 | 0 | 0 | 0 | 0 | 0 | 0 | 0 | 0 | 0 | 0 | 0 | 0 | 0 | 0 | 0 | 0 | 0 | 0 | 0 | 0 | 0 | 0 | 0 | 0 | 0 | 0 | 0 | 0 | 0 | 0 | 0 | 0 | 0 | 0 | 0 | 0 | 0 | 0 | 0 | 0
| Total Leakage |  | Ml/d | 2 | 9.93 | 9.78 | 9.69 | 9.55 | 9.42 | 9.27 | 9.28 | 9.31 | 9.32 | 9.33 | 9.33 | 9.35 | 9.35 | 9.35 | 9.35 | 9.36 | 9.37 | 9.38 | 9.38 | 9.39 | 9.39 | 9.39 | 9.4 | 9.4 | 9.41 | 9.42 | 9.43 | 9.43 | 9.44 | 9.44 | 9.45 | 0 | 0 | 0 | 0 | 0 | 0 | 0 | 0 | 0 | 0 | 0 | 0 | 0 | 0 | 0 | 0 | 0 | 0 | 0 | 0 | 0 | 0 | 0 | 0 | 0 | 0 | 0 | 0 | 0 | 0 | 0 | 0 | 0 | 0 | 0 | 0 | 0 | 0 | 0 | 0 | 0 | 0 | 0 | 0 | 0 | 0 | 0 | 0 | 0 | 0
| Other demand components |  | Ml/d | 2 | 2.02 | 2.02 | 2.02 | 2.02 | 2.02 | 2.01 | 2.01 | 2.03 | 2.01 | 2.02 | 2 | 2.01 | 2.01 | 2.01 | 2.01 | 2.03 | 2.01 | 2.02 | 2.02 | 2 | 2.01 | 2.02 | 2.03 | 2.03 | 2.02 | 2.02 | 2.01 | 2.02 | 2.02 | 2.02 | 2.02 | 0 | 0 | 0 | 0 | 0 | 0 | 0 | 0 | 0 | 0 | 0 | 0 | 0 | 0 | 0 | 0 | 0 | 0 | 0 | 0 | 0 | 0 | 0 | 0 | 0 | 0 | 0 | 0 | 0 | 0 | 0 | 0 | 0 | 0 | 0 | 0 | 0 | 0 | 0 | 0 | 0 | 0 | 0 | 0 | 0 | 0 | 0 | 0 | 0 | 0
| Total Water Available for use |  | Ml/d | 2 | 96.12 | 96.12 | 96.12 | 96.12 | 96.12 | 96.12 | 93.649 | 93.289 | 93.18 | 93.6 | 93.91 | 94.13 | 94.71 | 95.01 | 95.49 | 96.08 | 95.61 | 95.33 | 96.04 | 96.68 | 95.68 | 96.32 | 96.88 | 97.61 | 97.197 | 96.057 | 79.32 | 79.32 | 79.32 | 79.32 | 79.32 | 0 | 0 | 0 | 0 | 0 | 0 | 0 | 0 | 0 | 0 | 0 | 0 | 0 | 0 | 0 | 0 | 0 | 0 | 0 | 0 | 0 | 0 | 0 | 0 | 0 | 0 | 0 | 0 | 0 | 0 | 0 | 0 | 0 | 0 | 0 | 0 | 0 | 0 | 0 | 0 | 0 | 0 | 0 | 0 | 0 | 0 | 0 | 0 | 0 | 0
| Total Demand + Target Headroom |  | Ml/d | 2 | 90.1857 | 90.5057 | 91.1857 | 91.0257 | 91.3057 | 92.1957 | 92.4957 | 92.5088 | 93.1812 | 93.5919 | 93.8879 | 94.11 | 94.6988 | 94.9946 | 95.4819 | 96.0949 | 95.6231 | 95.3368 | 96.0523 | 96.6642 | 95.6813 | 96.3245 | 96.88 | 97.6214 | 98.3141 | 98.9144 | 98.7659 | 99.4227 | 99.976 | 100.5991 | 101.2546 | 0 | 0 | 0 | 0 | 0 | 0 | 0 | 0 | 0 | 0 | 0 | 0 | 0 | 0 | 0 | 0 | 0 | 0 | 0 | 0 | 0 | 0 | 0 | 0 | 0 | 0 | 0 | 0 | 0 | 0 | 0 | 0 | 0 | 0 | 0 | 0 | 0 | 0 | 0 | 0 | 0 | 0 | 0 | 0 | 0 | 0 | 0 | 0 | 0 | 0
DYCP Final Plan |  |  |  |  | 2019-20 | 2020-21 | 2021-22 | 2022-23 | 2023-24 | 2024-25 | 2025-26 | 2026-27 | 2027-28 | 2028-29 | 2029-30 | 2030-31 | 2031-32 | 2032-33 | 2033-34 | 2034-35 | 2035-36 | 2036-37 | 2037-38 | 2038-39 | 2039-40 | 2040-41 | 2041-42 | 2042-43 | 2043-44 | 2044-45 | 2045-46 | 2046-47 | 2047-48 | 2048-49 | 2049-50 | 2050-51 | 2051-52 | 2052-53 | 2053-54 | 2054-55 | 2055-56 | 2056-57 | 2057-58 | 2058-59 | 2059-60 | 2060-61 | 2061-62 | 2062-63 | 2063-64 | 2064-65 | 2065-66 | 2066-67 | 2067-68 | 2068-69 | 2069-70 | 2070-71 | 2071-72 | 2072-73 | 2073-74 | 2074-75 | 2075-76 | 2076-77 | 2077-78 | 2078-79 | 2079-80 | 2080-81 | 2081-82 | 2082-83 | 2083-84 | 2084-85 | 2085-86 | 2086-87 | 2087-88 | 2088-89 | 2089-90 | 2090-91 | 2091-92 | 2092-93 | 2093-94 | 2094-95 | 2095-96 | 2096-97 | 2097-98 | 2098-99 | 2099-100
| Measured HH consumption |  | Ml/d | 2 | 46.5 | 46.86 | 47.43 | 47.8 | 48.23 | 48.59 | 49.27 | 49.57 | 49.1 | 48.51 | 47.75 | 47.7 | 47.67 | 47.93 | 48.21 | 48.13 | 47.98 | 47.8 | 47.83 | 47.84 | 47.95 | 48 | 48.03 | 48.04 | 48 | 48.26 | 48.44 | 48.61 | 48.79 | 48.97 | 49.09 | 0 | 0 | 0 | 0 | 0 | 0 | 0 | 0 | 0 | 0 | 0 | 0 | 0 | 0 | 0 | 0 | 0 | 0 | 0 | 0 | 0 | 0 | 0 | 0 | 0 | 0 | 0 | 0 | 0 | 0 | 0 | 0 | 0 | 0 | 0 | 0 | 0 | 0 | 0 | 0 | 0 | 0 | 0 | 0 | 0 | 0 | 0 | 0 | 0 | 0
| Unmeasured HH consumption |  | Ml/d | 2 | 11.19 | 10.74 | 10.35 | 9.88 | 9.44 | 9.02 | 8.66 | 8.31 | 7.98 | 7.65 | 7.34 | 7.06 | 6.8 | 6.55 | 6.31 | 6.07 | 5.85 | 5.62 | 5.42 | 5.21 | 5.02 | 4.84 | 4.66 | 4.49 | 4.32 | 4.16 | 4.08 | 4.01 | 3.93 | 3.87 | 3.87 | 0 | 0 | 0 | 0 | 0 | 0 | 0 | 0 | 0 | 0 | 0 | 0 | 0 | 0 | 0 | 0 | 0 | 0 | 0 | 0 | 0 | 0 | 0 | 0 | 0 | 0 | 0 | 0 | 0 | 0 | 0 | 0 | 0 | 0 | 0 | 0 | 0 | 0 | 0 | 0 | 0 | 0 | 0 | 0 | 0 | 0 | 0 | 0 | 0 | 0
| Non-HH consumption |  | Ml/d | 2 | 17.31 | 17.87 | 18.46 | 18.54 | 18.96 | 20.07 | 19.89 | 18.91 | 18.84 | 18.71 | 18.53 | 18.35 | 18.21 | 18.08 | 17.95 | 17.84 | 17.73 | 17.61 | 17.5 | 17.4 | 17.36 | 17.32 | 17.29 | 17.28 | 17.28 | 17.29 | 17.29 | 17.33 | 17.37 | 17.43 | 17.49 | 0 | 0 | 0 | 0 | 0 | 0 | 0 | 0 | 0 | 0 | 0 | 0 | 0 | 0 | 0 | 0 | 0 | 0 | 0 | 0 | 0 | 0 | 0 | 0 | 0 | 0 | 0 | 0 | 0 | 0 | 0 | 0 | 0 | 0 | 0 | 0 | 0 | 0 | 0 | 0 | 0 | 0 | 0 | 0 | 0 | 0 | 0 | 0 | 0 | 0
| Total Leakage |  | Ml/d | 2 | 9.93 | 9.78 | 9.69 | 9.55 | 9.42 | 9.27 | 9.25 | 9.22 | 8.83 | 8.65 | 8.44 | 8.35 | 8.27 | 8.23 | 8.22 | 8.2 | 7.95 | 7.95 | 7.78 | 7.76 | 7.62 | 7.6 | 7.51 | 7.33 | 7.06 | 7.02 | 6.97 | 6.86 | 6.74 | 6.6 | 6.59 | 0 | 0 | 0 | 0 | 0 | 0 | 0 | 0 | 0 | 0 | 0 | 0 | 0 | 0 | 0 | 0 | 0 | 0 | 0 | 0 | 0 | 0 | 0 | 0 | 0 | 0 | 0 | 0 | 0 | 0 | 0 | 0 | 0 | 0 | 0 | 0 | 0 | 0 | 0 | 0 | 0 | 0 | 0 | 0 | 0 | 0 | 0 | 0 | 0 | 0
| Other demand components |  | Ml/d | 2 | 2.02 | 2.02 | 2.02 | 2.02 | 2.02 | 2.01 | 2.01 | 2.03 | 2.01 | 2.02 | 2 | 2.01 | 2.01 | 2.01 | 2.01 | 2.03 | 2.01 | 2.02 | 2.02 | 2 | 2.01 | 2.02 | 2.03 | 2.03 | 2.02 | 2.02 | 2.01 | 2.02 | 2.02 | 2.02 | 2.02 | 0 | 0 | 0 | 0 | 0 | 0 | 0 | 0 | 0 | 0 | 0 | 0 | 0 | 0 | 0 | 0 | 0 | 0 | 0 | 0 | 0 | 0 | 0 | 0 | 0 | 0 | 0 | 0 | 0 | 0 | 0 | 0 | 0 | 0 | 0 | 0 | 0 | 0 | 0 | 0 | 0 | 0 | 0 | 0 | 0 | 0 | 0 | 0 | 0 | 0
| Total Water Available for use |  | Ml/d | 2 | 96.12 | 96.12 | 96.12 | 96.12 | 96.12 | 96.12 | 110.079 | 110.889 | 94.15 | 94.2 | 94.34 | 90.63 | 90.46 | 98.81 | 98.81 | 98.81 | 87.47 | 86.48 | 86.31 | 98.81 | 98.81 | 98.81 | 98.81 | 98.81 | 98.807 | 98.807 | 83.43 | 96.58 | 96.58 | 96.58 | 96.58 | 0 | 0 | 0 | 0 | 0 | 0 | 0 | 0 | 0 | 0 | 0 | 0 | 0 | 0 | 0 | 0 | 0 | 0 | 0 | 0 | 0 | 0 | 0 | 0 | 0 | 0 | 0 | 0 | 0 | 0 | 0 | 0 | 0 | 0 | 0 | 0 | 0 | 0 | 0 | 0 | 0 | 0 | 0 | 0 | 0 | 0 | 0 | 0 | 0 | 0
| Total Demand + Target Headroom |  | Ml/d | 2 | 90.1857 | 90.5057 | 91.1857 | 91.0257 | 91.3057 | 92.1957 | 92.3157 | 91.6488 | 90.6612 | 89.6419 | 88.4079 | 87.87 | 87.7088 | 87.5746 | 87.6719 | 87.5649 | 86.1331 | 85.1268 | 84.9723 | 84.8442 | 82.9913 | 83.0445 | 82.89 | 82.7914 | 82.5041 | 82.6544 | 82.0459 | 82.1927 | 82.226 | 82.3091 | 82.5446 | 0 | 0 | 0 | 0 | 0 | 0 | 0 | 0 | 0 | 0 | 0 | 0 | 0 | 0 | 0 | 0 | 0 | 0 | 0 | 0 | 0 | 0 | 0 | 0 | 0 | 0 | 0 | 0 | 0 | 0 | 0 | 0 | 0 | 0 | 0 | 0 | 0 | 0 | 0 | 0 | 0 | 0 | 0 | 0 | 0 | 0 | 0 | 0 | 0 | 0

## AWSSUI
Back to title page
Table 3a: DYAA - Baseline
Table 3b: DYAA - Final plan Options
Table 3c: DYAA - Final plan
Table 3d: DYCP - Baseline
Table 3e: DYCP - Final plan Options
Table 3f: DYCP - Final plan
Water Company | Anglian Water | Version | V3.1
WRZ | AWSSUI | Planning Scenario | DYAA
Table 3a: DYAA - Baseline | Back to top of sheet
WRMP24 reference | Component | Derivation | Unit | Decimal places | 2019-20 | 2020-21 | 2021-22 | 2022-23 | 2023-24 | 2024-25 | 2025-26 | 2026-27 | 2027-28 | 2028-29 | 2029-30 | 2030-31 | 2031-32 | 2032-33 | 2033-34 | 2034-35 | 2035-36 | 2036-37 | 2037-38 | 2038-39 | 2039-40 | 2040-41 | 2041-42 | 2042-43 | 2043-44 | 2044-45 | 2045-46 | 2046-47 | 2047-48 | 2048-49 | 2049-50 | 2050-51 | 2051-52 | 2052-53 | 2053-54 | 2054-55 | 2055-56 | 2056-57 | 2057-58 | 2058-59 | 2059-60 | 2060-61 | 2061-62 | 2062-63 | 2063-64 | 2064-65 | 2065-66 | 2066-67 | 2067-68 | 2068-69 | 2069-70 | 2070-71 | 2071-72 | 2072-73 | 2073-74 | 2074-75 | 2075-76 | 2076-77 | 2077-78 | 2078-79 | 2079-80 | 2080-81 | 2081-82 | 2082-83 | 2083-84 | 2084-85 | 2085-86 | 2086-87 | 2087-88 | 2088-89 | 2089-90 | 2090-91 | 2091-92 | 2092-93 | 2093-94 | 2094-95 | 2095-96 | 2096-97 | 2097-98 | 2098-99 | 2099-100
1BL | Raw water abstracted | Input | Ml/d | 2 | 2019-20: 0; 2020-21: 0; 2021-22: 0; 2022-23: 0; 2023-24: 0; 2024-25: 0; 2025-26: 0; 2026-27: 0; 2027-28: 0; 2028-29: 0; 2029-30: 0; 2030-31: 0; 2031-32: 0; 2032-33: 0; 2033-34: 0; 2034-35: 0; 2035-36: 0; 2036-37: 0; 2037-38: 0; 2038-39: 0; 2039-40: 0; 2040-41: 0; 2041-42: 0; 2042-43: 0; 2043-44: 0; 2044-45: 0; 2045-46: 0; 2046-47: 0; 2047-48: 0; 2048-49: 0; 2049-50: 0
1.1BL | Non-potable water supplies (if applicable) | Input | Ml/d | 2 | 2019-20: 0; 2020-21: 0; 2021-22: 0; 2022-23: 0; 2023-24: 0; 2024-25: 0; 2025-26: 0; 2026-27: 0; 2027-28: 0; 2028-29: 0; 2029-30: 0; 2030-31: 0; 2031-32: 0; 2032-33: 0; 2033-34: 0; 2034-35: 0; 2035-36: 0; 2036-37: 0; 2037-38: 0; 2038-39: 0; 2039-40: 0; 2040-41: 0; 2041-42: 0; 2042-43: 0; 2043-44: 0; 2044-45: 0; 2045-46: 0; 2046-47: 0; 2047-48: 0; 2048-49: 0; 2049-50: 0
2BL | Raw water imported | Input | Ml/d | 2 | 2019-20: 0; 2020-21: 0; 2021-22: 0; 2022-23: 0; 2023-24: 0; 2024-25: 0; 2025-26: 0; 2026-27: 0; 2027-28: 0; 2028-29: 0; 2029-30: 0; 2030-31: 0; 2031-32: 0; 2032-33: 0; 2033-34: 0; 2034-35: 0; 2035-36: 0; 2036-37: 0; 2037-38: 0; 2038-39: 0; 2039-40: 0; 2040-41: 0; 2041-42: 0; 2042-43: 0; 2043-44: 0; 2044-45: 0; 2045-46: 0; 2046-47: 0; 2047-48: 0; 2048-49: 0; 2049-50: 0
3BL | Potable water imported | Input | Ml/d | 2 | 2019-20: 0; 2020-21: 0; 2021-22: 0; 2022-23: 0; 2023-24: 0; 2024-25: 0; 2025-26: 2.02; 2026-27: 2.06; 2027-28: 2.06; 2028-29: 2.08; 2029-30: 2.25; 2030-31: 3; 2031-32: 3; 2032-33: 3; 2033-34: 3; 2034-35: 3; 2035-36: 3; 2036-37: 3; 2037-38: 3; 2038-39: 3; 2039-40: 3; 2040-41: 3; 2041-42: 3; 2042-43: 3; 2043-44: 3; 2044-45: 3; 2045-46: 3; 2046-47: 3; 2047-48: 3; 2048-49: 3; 2049-50: 3
4BL | Raw water exported enter as -ve | Input | Ml/d | 2 | 2019-20: 0; 2020-21: 0; 2021-22: 0; 2022-23: 0; 2023-24: 0; 2024-25: 0; 2025-26: 0; 2026-27: 0; 2027-28: 0; 2028-29: 0; 2029-30: 0; 2030-31: 0; 2031-32: 0; 2032-33: 0; 2033-34: 0; 2034-35: 0; 2035-36: 0; 2036-37: 0; 2037-38: 0; 2038-39: 0; 2039-40: 0; 2040-41: 0; 2041-42: 0; 2042-43: 0; 2043-44: 0; 2044-45: 0; 2045-46: 0; 2046-47: 0; 2047-48: 0; 2048-49: 0; 2049-50: 0
5BL | Potable water exported enter as -ve | Input | Ml/d | 2 | 2019-20: 0; 2020-21: 0; 2021-22: 0; 2022-23: 0; 2023-24: 0; 2024-25: 0; 2025-26: -0.47; 2026-27: -0.49; 2027-28: -0.5; 2028-29: -0.51; 2029-30: -0.61; 2030-31: -1.35; 2031-32: -1.34; 2032-33: -1.33; 2033-34: -1.31; 2034-35: -1.3; 2035-36: -1.32; 2036-37: -0.001; 2037-38: -0.001; 2038-39: -0.001; 2039-40: -0.001; 2040-41: -0.001; 2041-42: -0.001; 2042-43: -0.001; 2043-44: -0.001; 2044-45: -0.001; 2045-46: -0.001; 2046-47: -0.001; 2047-48: -0.001; 2048-49: -0.001; 2049-50: -0.001
6BL | Deployable Output before forecast changes | Input | Ml/d | 2 | 2019-20: 7.99; 2020-21: 7.99; 2021-22: 7.99; 2022-23: 7.99; 2023-24: 7.99; 2024-25: 7.99; 2025-26: 4.07; 2026-27: 4.07; 2027-28: 4.07; 2028-29: 4.07; 2029-30: 4.07; 2030-31: 4.07; 2031-32: 4.07; 2032-33: 4.07; 2033-34: 4.07; 2034-35: 4.07; 2035-36: 4.07; 2036-37: 4.07; 2037-38: 4.07; 2038-39: 4.07; 2039-40: 4.07; 2040-41: 4.07; 2041-42: 4.07; 2042-43: 4.07; 2043-44: 4.07; 2044-45: 4.07; 2045-46: 4.07; 2046-47: 4.07; 2047-48: 4.07; 2048-49: 4.07; 2049-50: 4.07
6.1BL | Deployable Output post forecast changes | 6BL + 7BL | Ml/d | 2 | 2019-20: 7.99; 2020-21: 7.99; 2021-22: 7.99; 2022-23: 7.99; 2023-24: 7.99; 2024-25: 7.99; 2025-26: 4.07; 2026-27: 4.07; 2027-28: 4.07; 2028-29: 4.07; 2029-30: 4.07; 2030-31: 4.07; 2031-32: 4.07; 2032-33: 4.07; 2033-34: 4.07; 2034-35: 4.07; 2035-36: 4.07; 2036-37: 1.33; 2037-38: 1.33; 2038-39: 1.33; 2039-40: 1.33; 2040-41: 1.33; 2041-42: 1.33; 2042-43: 1.33; 2043-44: 1.33; 2044-45: 1.33; 2045-46: 1.33; 2046-47: 1.33; 2047-48: 1.33; 2048-49: 1.33; 2049-50: 1.33
7BL | Baseline forecast changes to Deployable Output | sum (7.1BL:7.6BL) | Ml/d | 2 | 2019-20: 0; 2020-21: 0; 2021-22: 0; 2022-23: 0; 2023-24: 0; 2024-25: 0; 2025-26: 0; 2026-27: 0; 2027-28: 0; 2028-29: 0; 2029-30: 0; 2030-31: 0; 2031-32: 0; 2032-33: 0; 2033-34: 0; 2034-35: 0; 2035-36: 0; 2036-37: -2.74; 2037-38: -2.74; 2038-39: -2.74; 2039-40: -2.74; 2040-41: -2.74; 2041-42: -2.74; 2042-43: -2.74; 2043-44: -2.74; 2044-45: -2.74; 2045-46: -2.74; 2046-47: -2.74; 2047-48: -2.74; 2048-49: -2.74; 2049-50: -2.74
7.1BL | Change in DO due to climate change | Input | Ml/d | 2 | 2019-20: 0; 2020-21: 0; 2021-22: 0; 2022-23: 0; 2023-24: 0; 2024-25: 0; 2025-26: 0; 2026-27: 0; 2027-28: 0; 2028-29: 0; 2029-30: 0; 2030-31: 0; 2031-32: 0; 2032-33: 0; 2033-34: 0; 2034-35: 0; 2035-36: 0; 2036-37: 0; 2037-38: 0; 2038-39: 0; 2039-40: 0; 2040-41: 0; 2041-42: 0; 2042-43: 0; 2043-44: 0; 2044-45: 0; 2045-46: 0; 2046-47: 0; 2047-48: 0; 2048-49: 0; 2049-50: 0
7.2BL | Total confirmed DO reductions to restore sustainable abstraction enter as -ve | Input | Ml/d | 2 | 2019-20: 0; 2020-21: 0; 2021-22: 0; 2022-23: 0; 2023-24: 0; 2024-25: 0; 2025-26: 0; 2026-27: 0; 2027-28: 0; 2028-29: 0; 2029-30: 0; 2030-31: 0; 2031-32: 0; 2032-33: 0; 2033-34: 0; 2034-35: 0; 2035-36: 0; 2036-37: 0; 2037-38: 0; 2038-39: 0; 2039-40: 0; 2040-41: 0; 2041-42: 0; 2042-43: 0; 2043-44: 0; 2044-45: 0; 2045-46: 0; 2046-47: 0; 2047-48: 0; 2048-49: 0; 2049-50: 0
7.3BL | Total additional DO reductions for Environmental Destination (excl. any confirmed reductions) enter as -ve | Input | Ml/d | 2 | 2019-20: 0; 2020-21: 0; 2021-22: 0; 2022-23: 0; 2023-24: 0; 2024-25: 0; 2025-26: 0; 2026-27: 0; 2027-28: 0; 2028-29: 0; 2029-30: 0; 2030-31: 0; 2031-32: 0; 2032-33: 0; 2033-34: 0; 2034-35: 0; 2035-36: 0; 2036-37: -2.74; 2037-38: -2.74; 2038-39: -2.74; 2039-40: -2.74; 2040-41: -2.74; 2041-42: -2.74; 2042-43: -2.74; 2043-44: -2.74; 2044-45: -2.74; 2045-46: -2.74; 2046-47: -2.74; 2047-48: -2.74; 2048-49: -2.74; 2049-50: -2.74
7.4BL | Change in DO from prolonged Outage reduction enter as -ve | Input | Ml/d | 2 | 2019-20: 0; 2020-21: 0; 2021-22: 0; 2022-23: 0; 2023-24: 0; 2024-25: 0; 2025-26: 0; 2026-27: 0; 2027-28: 0; 2028-29: 0; 2029-30: 0; 2030-31: 0; 2031-32: 0; 2032-33: 0; 2033-34: 0; 2034-35: 0; 2035-36: 0; 2036-37: 0; 2037-38: 0; 2038-39: 0; 2039-40: 0; 2040-41: 0; 2041-42: 0; 2042-43: 0; 2043-44: 0; 2044-45: 0; 2045-46: 0; 2046-47: 0; 2047-48: 0; 2048-49: 0; 2049-50: 0
7.5BL | Change in DO from drought measures | Zero for baseline | Ml/d | 2 | 2019-20: 0; 2020-21: 0; 2021-22: 0; 2022-23: 0; 2023-24: 0; 2024-25: 0; 2025-26: 0; 2026-27: 0; 2027-28: 0; 2028-29: 0; 2029-30: 0; 2030-31: 0; 2031-32: 0; 2032-33: 0; 2033-34: 0; 2034-35: 0; 2035-36: 0; 2036-37: 0; 2037-38: 0; 2038-39: 0; 2039-40: 0; 2040-41: 0; 2041-42: 0; 2042-43: 0; 2043-44: 0; 2044-45: 0; 2045-46: 0; 2046-47: 0; 2047-48: 0; 2048-49: 0; 2049-50: 0
7.6BL | Total other changes to DO (e.g. nitrates/operational decline) | Input | Ml/d | 2 | 2019-20: 0; 2020-21: 0; 2021-22: 0; 2022-23: 0; 2023-24: 0; 2024-25: 0; 2025-26: 0; 2026-27: 0; 2027-28: 0; 2028-29: 0; 2029-30: 0; 2030-31: 0; 2031-32: 0; 2032-33: 0; 2033-34: 0; 2034-35: 0; 2035-36: 0; 2036-37: 0; 2037-38: 0; 2038-39: 0; 2039-40: 0; 2040-41: 0; 2041-42: 0; 2042-43: 0; 2043-44: 0; 2044-45: 0; 2045-46: 0; 2046-47: 0; 2047-48: 0; 2048-49: 0; 2049-50: 0
8BL | Raw water losses, treatment works losses and operational use | Input | Ml/d | 2 | 2019-20: 0.08; 2020-21: 0.08; 2021-22: 0.08; 2022-23: 0.08; 2023-24: 0.08; 2024-25: 0.08; 2025-26: 0.08; 2026-27: 0.08; 2027-28: 0.08; 2028-29: 0.08; 2029-30: 0.08; 2030-31: 0.08; 2031-32: 0.08; 2032-33: 0.08; 2033-34: 0.08; 2034-35: 0.08; 2035-36: 0.08; 2036-37: 0.08; 2037-38: 0.08; 2038-39: 0.08; 2039-40: 0.08; 2040-41: 0.08; 2041-42: 0.08; 2042-43: 0.08; 2043-44: 0.08; 2044-45: 0.08; 2045-46: 0.08; 2046-47: 0.08; 2047-48: 0.08; 2048-49: 0.08; 2049-50: 0.08
9BL | Total Outage Allowance | Input | Ml/d | 2 | 2019-20: 0.02; 2020-21: 0.02; 2021-22: 0.02; 2022-23: 0.02; 2023-24: 0.02; 2024-25: 0.02; 2025-26: 0.02; 2026-27: 0.02; 2027-28: 0.02; 2028-29: 0.02; 2029-30: 0.02; 2030-31: 0.02; 2031-32: 0.02; 2032-33: 0.02; 2033-34: 0.02; 2034-35: 0.02; 2035-36: 0.02; 2036-37: 0.02; 2037-38: 0.02; 2038-39: 0.02; 2039-40: 0.02; 2040-41: 0.02; 2041-42: 0.02; 2042-43: 0.02; 2043-44: 0.02; 2044-45: 0.02; 2045-46: 0.02; 2046-47: 0.02; 2047-48: 0.02; 2048-49: 0.02; 2049-50: 0.02
10BL | Water Available For Use (own sources) | (6BL + 7BL) - (8BL + 9BL) | Ml/d | 2 | 2019-20: 7.89; 2020-21: 7.89; 2021-22: 7.89; 2022-23: 7.89; 2023-24: 7.89; 2024-25: 7.89; 2025-26: 3.97; 2026-27: 3.97; 2027-28: 3.97; 2028-29: 3.97; 2029-30: 3.97; 2030-31: 3.97; 2031-32: 3.97; 2032-33: 3.97; 2033-34: 3.97; 2034-35: 3.97; 2035-36: 3.97; 2036-37: 1.23; 2037-38: 1.23; 2038-39: 1.23; 2039-40: 1.23; 2040-41: 1.23; 2041-42: 1.23; 2042-43: 1.23; 2043-44: 1.23; 2044-45: 1.23; 2045-46: 1.23; 2046-47: 1.23; 2047-48: 1.23; 2048-49: 1.23; 2049-50: 1.23
11BL | Total Water Available For Use | 10BL + sum (2BL:5BL) | Ml/d | 2 | 2019-20: 7.89; 2020-21: 7.89; 2021-22: 7.89; 2022-23: 7.89; 2023-24: 7.89; 2024-25: 7.89; 2025-26: 5.52; 2026-27: 5.54; 2027-28: 5.53; 2028-29: 5.54; 2029-30: 5.61; 2030-31: 5.62; 2031-32: 5.63; 2032-33: 5.64; 2033-34: 5.66; 2034-35: 5.67; 2035-36: 5.65; 2036-37: 4.229; 2037-38: 4.229; 2038-39: 4.229; 2039-40: 4.229; 2040-41: 4.229; 2041-42: 4.229; 2042-43: 4.229; 2043-44: 4.229; 2044-45: 4.229; 2045-46: 4.229; 2046-47: 4.229; 2047-48: 4.229; 2048-49: 4.229; 2049-50: 4.229
12BL | Water delivered measured non-household | Input | Ml/d | 2 | 2019-20: 0.84; 2020-21: 0.83; 2021-22: 0.82; 2022-23: 0.81; 2023-24: 0.8; 2024-25: 0.79; 2025-26: 0.78; 2026-27: 0.77; 2027-28: 0.76; 2028-29: 0.75; 2029-30: 0.74; 2030-31: 0.73; 2031-32: 0.72; 2032-33: 0.71; 2033-34: 0.7; 2034-35: 0.7; 2035-36: 0.69; 2036-37: 0.68; 2037-38: 0.68; 2038-39: 0.67; 2039-40: 0.67; 2040-41: 0.67; 2041-42: 0.66; 2042-43: 0.66; 2043-44: 0.66; 2044-45: 0.66; 2045-46: 0.65; 2046-47: 0.65; 2047-48: 0.65; 2048-49: 0.65; 2049-50: 0.65
12.1BL | Non-potable water consumption (if applicable) | Input | Ml/d | 2 | 2019-20: 0; 2020-21: 0; 2021-22: 0; 2022-23: 0; 2023-24: 0; 2024-25: 0; 2025-26: 0; 2026-27: 0; 2027-28: 0; 2028-29: 0; 2029-30: 0; 2030-31: 0; 2031-32: 0; 2032-33: 0; 2033-34: 0; 2034-35: 0; 2035-36: 0; 2036-37: 0; 2037-38: 0; 2038-39: 0; 2039-40: 0; 2040-41: 0; 2041-42: 0; 2042-43: 0; 2043-44: 0; 2044-45: 0; 2045-46: 0; 2046-47: 0; 2047-48: 0; 2048-49: 0; 2049-50: 0
13BL | Water delivered unmeasured non-household | Input | Ml/d | 2 | 2019-20: 0; 2020-21: 0; 2021-22: 0; 2022-23: 0; 2023-24: 0; 2024-25: 0; 2025-26: 0; 2026-27: 0; 2027-28: 0; 2028-29: 0; 2029-30: 0; 2030-31: 0; 2031-32: 0; 2032-33: 0; 2033-34: 0; 2034-35: 0; 2035-36: 0; 2036-37: 0; 2037-38: 0; 2038-39: 0; 2039-40: 0; 2040-41: 0; 2041-42: 0; 2042-43: 0; 2043-44: 0; 2044-45: 0; 2045-46: 0; 2046-47: 0; 2047-48: 0; 2048-49: 0; 2049-50: 0
14BL | Water delivered measured household | Input | Ml/d | 2 | 2019-20: 2.67; 2020-21: 2.74; 2021-22: 2.77; 2022-23: 2.87; 2023-24: 2.93; 2024-25: 2.96; 2025-26: 3.01; 2026-27: 3.06; 2027-28: 3.1; 2028-29: 3.13; 2029-30: 3.15; 2030-31: 3.18; 2031-32: 3.21; 2032-33: 3.23; 2033-34: 3.25; 2034-35: 3.28; 2035-36: 3.3; 2036-37: 3.33; 2037-38: 3.36; 2038-39: 3.39; 2039-40: 3.43; 2040-41: 3.46; 2041-42: 3.48; 2042-43: 3.51; 2043-44: 3.53; 2044-45: 3.56; 2045-46: 3.58; 2046-47: 3.59; 2047-48: 3.61; 2048-49: 3.63; 2049-50: 3.65
15BL | Water delivered unmeasured household | Input | Ml/d | 2 | 2019-20: 0.62; 2020-21: 0.59; 2021-22: 0.57; 2022-23: 0.54; 2023-24: 0.51; 2024-25: 0.49; 2025-26: 0.47; 2026-27: 0.45; 2027-28: 0.43; 2028-29: 0.41; 2029-30: 0.39; 2030-31: 0.37; 2031-32: 0.36; 2032-33: 0.34; 2033-34: 0.33; 2034-35: 0.31; 2035-36: 0.3; 2036-37: 0.29; 2037-38: 0.28; 2038-39: 0.27; 2039-40: 0.26; 2040-41: 0.25; 2041-42: 0.24; 2042-43: 0.23; 2043-44: 0.22; 2044-45: 0.21; 2045-46: 0.2; 2046-47: 0.2; 2047-48: 0.2; 2048-49: 0.19; 2049-50: 0.19
16BL | Percentage of consumption driven by climate change | Input | % | 1 | 2019-20: 0%; 2020-21: 0%; 2021-22: 0%; 2022-23: 0.1%; 2023-24: 0.1%; 2024-25: 0.1%; 2025-26: 0.1%; 2026-27: 0.1%; 2027-28: 0.1%; 2028-29: 0.2%; 2029-30: 0.2%; 2030-31: 0.2%; 2031-32: 0.2%; 2032-33: 0.3%; 2033-34: 0.3%; 2034-35: 0.3%; 2035-36: 0.4%; 2036-37: 0.4%; 2037-38: 0.4%; 2038-39: 0.5%; 2039-40: 0.5%; 2040-41: 0.6%; 2041-42: 0.6%; 2042-43: 0.6%; 2043-44: 0.7%; 2044-45: 0.7%; 2045-46: 0.8%; 2046-47: 0.8%; 2047-48: 0.8%; 2048-49: 0.8%; 2049-50: 0.9%
17BL | Volume of consumption driven by climate change | 16BL * (12BL + sum(13BL:15BL) - sum (23BL:26BL)) | Ml/d | 2 | 2019-20: 0; 2020-21: 0; 2021-22: 0; 2022-23: 0.00407; 2023-24: 0.00408; 2024-25: 0.00408; 2025-26: 0.0041; 2026-27: 0.00411; 2027-28: 0.00413; 2028-29: 0.00826; 2029-30: 0.00824; 2030-31: 0.00824; 2031-32: 0.00826; 2032-33: 0.01233; 2033-34: 0.01233; 2034-35: 0.01236; 2035-36: 0.01652; 2036-37: 0.01656; 2037-38: 0.01664; 2038-39: 0.02085; 2039-40: 0.02095; 2040-41: 0.02526; 2041-42: 0.02526; 2042-43: 0.02538; 2043-44: 0.02968; 2044-45: 0.02982; 2045-46: 0.03408; 2046-47: 0.03416; 2047-48: 0.03432; 2048-49: 0.0344; 2049-50: 0.03888
18BL | Measured Household - PCC | ((14BL - 25BL) * 1,000,000) / (39BL *1,000) | l/h/d | 1 | 2019-20: 131.5384; 2020-21: 130.9435; 2021-22: 130.1052; 2022-23: 129.3285; 2023-24: 128.2988; 2024-25: 127.5487; 2025-26: 127.1; 2026-27: 126.6479; 2027-28: 126.6579; 2028-29: 126.4542; 2029-30: 126.1066; 2030-31: 126.2888; 2031-32: 126.6604; 2032-33: 126.2771; 2033-34: 126.2022; 2034-35: 126.5466; 2035-36: 126.4759; 2036-37: 126.8591; 2037-38: 127.2074; 2038-39: 127.6061; 2039-40: 127.8503; 2040-41: 128.1505; 2041-42: 128.0671; 2042-43: 128.3766; 2043-44: 128.3025; 2044-45: 128.6307; 2045-46: 128.7344; 2046-47: 128.4781; 2047-48: 128.5767; 2048-49: 128.6792; 2049-50: 128.8517
19BL | Unmeasured Household - PCC | ((15BL - 26BL) * 1,000,000) / (40BL *1,000) | l/h/d | 1 | 2019-20: 170.1379; 2020-21: 168.6082; 2021-22: 168.9512; 2022-23: 167.2241; 2023-24: 165.3765; 2024-25: 166.2357; 2025-26: 165.321; 2026-27: 164.4605; 2027-28: 167.364; 2028-29: 166.0114; 2029-30: 164.1587; 2030-31: 161.8277; 2031-32: 164.0159; 2032-33: 160.8718; 2033-34: 162.4256; 2034-35: 158.1921; 2035-36: 164.9971; 2036-37: 166.0517; 2037-38: 166.7736; 2038-39: 167.336; 2039-40: 167.364; 2040-41: 167.2727; 2041-42: 166.793; 2042-43: 166.0079; 2043-44: 164.8805; 2044-45: 163.2302; 2045-46: 157.4803; 2046-47: 160.285; 2047-48: 163.0435; 2048-49: 156.5378; 2049-50: 156.5378
20BL | Average Household - PCC | (((14BL - 25BL) + (15BL - 26BL)) * 1,000,000) / ((39BL + 40BL) *1,000) | l/h/d | 1 | 2019-20: 137.2918; 2020-21: 136.2059; 2021-22: 135.2727; 2022-23: 133.9855; 2023-24: 132.5574; 2024-25: 131.7423; 2025-26: 131.0233; 2026-27: 130.3262; 2027-28: 130.423; 2028-29: 129.935; 2029-30: 129.2988; 2030-31: 129.133; 2031-32: 129.515; 2032-33: 128.8025; 2033-34: 128.7278; 2034-35: 128.6537; 2035-36: 128.9259; 2036-37: 129.2395; 2037-38: 129.5028; 2038-39: 129.8075; 2039-40: 129.942; 2040-41: 130.1279; 2041-42: 129.9367; 2042-43: 130.1115; 2043-44: 129.9125; 2044-45: 130.086; 2045-46: 129.9169; 2046-47: 129.7584; 2047-48: 129.935; 2048-49: 129.7547; 2049-50: 129.9161
21BL | Water taken unbilled | Input | Ml/d | 2 | 2019-20: 0.11; 2020-21: 0.11; 2021-22: 0.12; 2022-23: 0.13; 2023-24: 0.12; 2024-25: 0.12; 2025-26: 0.11; 2026-27: 0.11; 2027-28: 0.11; 2028-29: 0.12; 2029-30: 0.12; 2030-31: 0.13; 2031-32: 0.12; 2032-33: 0.12; 2033-34: 0.13; 2034-35: 0.12; 2035-36: 0.13; 2036-37: 0.12; 2037-38: 0.13; 2038-39: 0.13; 2039-40: 0.12; 2040-41: 0.11; 2041-42: 0.12; 2042-43: 0.11; 2043-44: 0.12; 2044-45: 0.11; 2045-46: 0.12; 2046-47: 0.14; 2047-48: 0.12; 2048-49: 0.13; 2049-50: 0.13
22BL | Distribution system operational use | Input | Ml/d | 2 | 2019-20: 0.02; 2020-21: 0.02; 2021-22: 0.02; 2022-23: 0.02; 2023-24: 0.02; 2024-25: 0.02; 2025-26: 0.02; 2026-27: 0.02; 2027-28: 0.02; 2028-29: 0.02; 2029-30: 0.02; 2030-31: 0.02; 2031-32: 0.02; 2032-33: 0.02; 2033-34: 0.02; 2034-35: 0.02; 2035-36: 0.02; 2036-37: 0.02; 2037-38: 0.02; 2038-39: 0.02; 2039-40: 0.02; 2040-41: 0.02; 2041-42: 0.02; 2042-43: 0.02; 2043-44: 0.02; 2044-45: 0.02; 2045-46: 0.02; 2046-47: 0.02; 2047-48: 0.02; 2048-49: 0.02; 2049-50: 0.02
23BL | Measured Non Household - USPL | Input | Ml/d | 2 | 2019-20: 0; 2020-21: 0; 2021-22: 0; 2022-23: 0; 2023-24: 0; 2024-25: 0; 2025-26: 0; 2026-27: 0; 2027-28: 0; 2028-29: 0; 2029-30: 0; 2030-31: 0; 2031-32: 0; 2032-33: 0; 2033-34: 0; 2034-35: 0; 2035-36: 0; 2036-37: 0; 2037-38: 0; 2038-39: 0; 2039-40: 0; 2040-41: 0; 2041-42: 0; 2042-43: 0; 2043-44: 0; 2044-45: 0; 2045-46: 0; 2046-47: 0; 2047-48: 0; 2048-49: 0; 2049-50: 0
24BL | Unmeasured Non Household - USPL | Input | Ml/d | 2 | 2019-20: 0; 2020-21: 0; 2021-22: 0; 2022-23: 0; 2023-24: 0; 2024-25: 0; 2025-26: 0; 2026-27: 0; 2027-28: 0; 2028-29: 0; 2029-30: 0; 2030-31: 0; 2031-32: 0; 2032-33: 0; 2033-34: 0; 2034-35: 0; 2035-36: 0; 2036-37: 0; 2037-38: 0; 2038-39: 0; 2039-40: 0; 2040-41: 0; 2041-42: 0; 2042-43: 0; 2043-44: 0; 2044-45: 0; 2045-46: 0; 2046-47: 0; 2047-48: 0; 2048-49: 0; 2049-50: 0
25BL | Measured Household - USPL | Input | Ml/d | 2 | 2019-20: 0.11; 2020-21: 0.11; 2021-22: 0.11; 2022-23: 0.11; 2023-24: 0.12; 2024-25: 0.12; 2025-26: 0.12; 2026-27: 0.13; 2027-28: 0.13; 2028-29: 0.13; 2029-30: 0.13; 2030-31: 0.13; 2031-32: 0.13; 2032-33: 0.14; 2033-34: 0.14; 2034-35: 0.14; 2035-36: 0.14; 2036-37: 0.14; 2037-38: 0.14; 2038-39: 0.14; 2039-40: 0.15; 2040-41: 0.15; 2041-42: 0.15; 2042-43: 0.15; 2043-44: 0.15; 2044-45: 0.15; 2045-46: 0.15; 2046-47: 0.15; 2047-48: 0.15; 2048-49: 0.15; 2049-50: 0.15
26BL | Unmeasured Household - USPL | Input | Ml/d | 2 | 2019-20: 0.04; 2020-21: 0.04; 2021-22: 0.04; 2022-23: 0.04; 2023-24: 0.04; 2024-25: 0.04; 2025-26: 0.04; 2026-27: 0.04; 2027-28: 0.03; 2028-29: 0.03; 2029-30: 0.03; 2030-31: 0.03; 2031-32: 0.03; 2032-33: 0.03; 2033-34: 0.03; 2034-35: 0.03; 2035-36: 0.02; 2036-37: 0.02; 2037-38: 0.02; 2038-39: 0.02; 2039-40: 0.02; 2040-41: 0.02; 2041-42: 0.02; 2042-43: 0.02; 2043-44: 0.02; 2044-45: 0.02; 2045-46: 0.02; 2046-47: 0.02; 2047-48: 0.02; 2048-49: 0.02; 2049-50: 0.02
27BL | Void Properties - USPL | Input | Ml/d | 2 | 2019-20: 0.01; 2020-21: 0.01; 2021-22: 0.01; 2022-23: 0.01; 2023-24: 0.01; 2024-25: 0.01; 2025-26: 0.01; 2026-27: 0.01; 2027-28: 0.01; 2028-29: 0.01; 2029-30: 0.01; 2030-31: 0.01; 2031-32: 0.01; 2032-33: 0.01; 2033-34: 0.01; 2034-35: 0.01; 2035-36: 0.01; 2036-37: 0.01; 2037-38: 0.01; 2038-39: 0.01; 2039-40: 0.01; 2040-41: 0.01; 2041-42: 0.01; 2042-43: 0.01; 2043-44: 0.01; 2044-45: 0.01; 2045-46: 0.01; 2046-47: 0.01; 2047-48: 0.01; 2048-49: 0.01; 2049-50: 0.01
28BL | Distribution losses | Input | Ml/d | 2 | 2019-20: 1.03; 2020-21: 1.01; 2021-22: 1; 2022-23: 0.98; 2023-24: 0.96; 2024-25: 0.94; 2025-26: 0.94; 2026-27: 0.94; 2027-28: 0.94; 2028-29: 0.94; 2029-30: 0.94; 2030-31: 0.94; 2031-32: 0.94; 2032-33: 0.94; 2033-34: 0.94; 2034-35: 0.94; 2035-36: 0.94; 2036-37: 0.94; 2037-38: 0.94; 2038-39: 0.94; 2039-40: 0.94; 2040-41: 0.94; 2041-42: 0.94; 2042-43: 0.94; 2043-44: 0.94; 2044-45: 0.94; 2045-46: 0.94; 2046-47: 0.94; 2047-48: 0.94; 2048-49: 0.94; 2049-50: 0.94
29BL | Total Leakage | sum (23BL:28BL) | Ml/d | 2 | 2019-20: 1.19; 2020-21: 1.17; 2021-22: 1.16; 2022-23: 1.14; 2023-24: 1.13; 2024-25: 1.11; 2025-26: 1.11; 2026-27: 1.12; 2027-28: 1.11; 2028-29: 1.11; 2029-30: 1.11; 2030-31: 1.11; 2031-32: 1.11; 2032-33: 1.12; 2033-34: 1.12; 2034-35: 1.12; 2035-36: 1.11; 2036-37: 1.11; 2037-38: 1.11; 2038-39: 1.11; 2039-40: 1.12; 2040-41: 1.12; 2041-42: 1.12; 2042-43: 1.12; 2043-44: 1.12; 2044-45: 1.12; 2045-46: 1.12; 2046-47: 1.12; 2047-48: 1.12; 2048-49: 1.12; 2049-50: 1.12
30BL | Leakage/property | (29BL * 1,000,000) / (36BL * 1,000) | l/prop/d | 2 | 2019-20: 117.4613; 2020-21: 110.743; 2021-22: 106.1396; 2022-23: 101.0191; 2023-24: 97.9542; 2024-25: 95.0017; 2025-26: 93.5525; 2026-27: 93.0155; 2027-28: 91.1106; 2028-29: 90.112; 2029-30: 89.2714; 2030-31: 88.5167; 2031-32: 87.8651; 2032-33: 88.0365; 2033-34: 87.418; 2034-35: 86.815; 2035-36: 85.4635; 2036-37: 84.8883; 2037-38: 84.3465; 2038-39: 83.8115; 2039-40: 84.0462; 2040-41: 83.5509; 2041-42: 83.0799; 2042-43: 82.6141; 2043-44: 82.1596; 2044-45: 81.728; 2045-46: 81.3126; 2046-47: 80.9015; 2047-48: 80.5176; 2048-49: 80.1431; 2049-50: 79.7721
31BL | Measured Non Household - properties | Input | 000's | 2 | 2019-20: 0.552; 2020-21: 0.559; 2021-22: 0.565; 2022-23: 0.572; 2023-24: 0.578; 2024-25: 0.586; 2025-26: 0.591; 2026-27: 0.597; 2027-28: 0.603; 2028-29: 0.608; 2029-30: 0.613; 2030-31: 0.618; 2031-32: 0.623; 2032-33: 0.628; 2033-34: 0.633; 2034-35: 0.637; 2035-36: 0.641; 2036-37: 0.646; 2037-38: 0.65; 2038-39: 0.654; 2039-40: 0.658; 2040-41: 0.661; 2041-42: 0.665; 2042-43: 0.668; 2043-44: 0.672; 2044-45: 0.675; 2045-46: 0.678; 2046-47: 0.682; 2047-48: 0.684; 2048-49: 0.687; 2049-50: 0.69
32BL | Unmeasured Non Household - properties | Input | 000's | 2 | 2019-20: 0.002; 2020-21: 0.002; 2021-22: 0.002; 2022-23: 0.002; 2023-24: 0.002; 2024-25: 0.002; 2025-26: 0.002; 2026-27: 0.002; 2027-28: 0.002; 2028-29: 0.002; 2029-30: 0.002; 2030-31: 0.002; 2031-32: 0.003; 2032-33: 0.003; 2033-34: 0.003; 2034-35: 0.003; 2035-36: 0.003; 2036-37: 0.003; 2037-38: 0.003; 2038-39: 0.003; 2039-40: 0.003; 2040-41: 0.003; 2041-42: 0.003; 2042-43: 0.003; 2043-44: 0.003; 2044-45: 0.003; 2045-46: 0.003; 2046-47: 0.003; 2047-48: 0.003; 2048-49: 0.003; 2049-50: 0.003
33BL | All void non-households - properties | Input | 000's | 2 | 2019-20: 0; 2020-21: 0; 2021-22: 0; 2022-23: 0; 2023-24: 0; 2024-25: 0; 2025-26: 0; 2026-27: 0; 2027-28: 0; 2028-29: 0; 2029-30: 0; 2030-31: 0; 2031-32: 0; 2032-33: 0; 2033-34: 0; 2034-35: 0; 2035-36: 0; 2036-37: 0; 2037-38: 0; 2038-39: 0; 2039-40: 0; 2040-41: 0; 2041-42: 0; 2042-43: 0; 2043-44: 0; 2044-45: 0; 2045-46: 0; 2046-47: 0; 2047-48: 0; 2048-49: 0; 2049-50: 0
34BL | Measured households - properties (excl. void) | Year before + sum (34.1BL:34.6BL) | 000's | 2 | 2019-20: 8.099; 2020-21: 8.575; 2021-22: 8.976; 2022-23: 9.377; 2023-24: 9.67; 2024-25: 9.857; 2025-26: 10.072; 2026-27: 10.279; 2027-28: 10.45; 2028-29: 10.614; 2029-30: 10.757; 2030-31: 10.891; 2031-32: 11.008; 2032-33: 11.121; 2033-34: 11.234; 2034-35: 11.346; 2035-36: 11.456; 2036-37: 11.563; 2037-38: 11.668; 2038-39: 11.771; 2039-40: 11.871; 2040-41: 11.968; 2041-42: 12.062; 2042-43: 12.154; 2043-44: 12.245; 2044-45: 12.332; 2045-46: 12.406; 2046-47: 12.478; 2047-48: 12.548; 2048-49: 12.617; 2049-50: 12.677
34.1BL | New build properties - properties | Input (new builds in each year) | 000's | 2 | 2019-20: 0.491; 2020-21: 0.412; 2021-22: 0.342; 2022-23: 0.347; 2023-24: 0.242; 2024-25: 0.138; 2025-26: 0.175; 2026-27: 0.168; 2027-28: 0.133; 2028-29: 0.128; 2029-30: 0.108; 2030-31: 0.1; 2031-32: 0.085; 2032-33: 0.081; 2033-34: 0.083; 2034-35: 0.082; 2035-36: 0.082; 2036-37: 0.079; 2037-38: 0.079; 2038-39: 0.077; 2039-40: 0.076; 2040-41: 0.073; 2041-42: 0.072; 2042-43: 0.07; 2043-44: 0.069; 2044-45: 0.067; 2045-46: 0.066; 2046-47: 0.064; 2047-48: 0.063; 2048-49: 0.062; 2049-50: 0.06
34.2BL | Meter optants - properties | Input (meter optants in each year) | 000's | 2 | 2019-20: 0.042; 2020-21: 0.04; 2021-22: 0.036; 2022-23: 0.032; 2023-24: 0.03; 2024-25: 0.029; 2025-26: 0.021; 2026-27: 0.021; 2027-28: 0.02; 2028-29: 0.019; 2029-30: 0.019; 2030-31: 0.018; 2031-32: 0.017; 2032-33: 0.017; 2033-34: 0.016; 2034-35: 0.016; 2035-36: 0.015; 2036-37: 0.015; 2037-38: 0.014; 2038-39: 0.014; 2039-40: 0.013; 2040-41: 0.013; 2041-42: 0.012; 2042-43: 0.012; 2043-44: 0.012; 2044-45: 0.011; 2045-46: 0; 2046-47: 0; 2047-48: 0; 2048-49: 0; 2049-50: 0
34.3BL | Compulsory metering - properties | Input (compulsory meters in each year) | 000's | 2 | 2019-20: 0; 2020-21: 0; 2021-22: 0; 2022-23: 0; 2023-24: 0; 2024-25: 0; 2025-26: 0; 2026-27: 0; 2027-28: 0; 2028-29: 0; 2029-30: 0; 2030-31: 0; 2031-32: 0; 2032-33: 0; 2033-34: 0; 2034-35: 0; 2035-36: 0; 2036-37: 0; 2037-38: 0; 2038-39: 0; 2039-40: 0; 2040-41: 0; 2041-42: 0; 2042-43: 0; 2043-44: 0; 2044-45: 0; 2045-46: 0; 2046-47: 0; 2047-48: 0; 2048-49: 0; 2049-50: 0
34.4BL | Metering on change of occupancy - properties | Input (change of occupancy meters in each year) | 000's | 2 | 2019-20: 0.024; 2020-21: 0.023; 2021-22: 0.022; 2022-23: 0.021; 2023-24: 0.02; 2024-25: 0.019; 2025-26: 0.018; 2026-27: 0.017; 2027-28: 0.017; 2028-29: 0.016; 2029-30: 0.015; 2030-31: 0.015; 2031-32: 0.014; 2032-33: 0.014; 2033-34: 0.013; 2034-35: 0.013; 2035-36: 0.012; 2036-37: 0.012; 2037-38: 0.011; 2038-39: 0.011; 2039-40: 0.01; 2040-41: 0.01; 2041-42: 0.009; 2042-43: 0.009; 2043-44: 0.009; 2044-45: 0.008; 2045-46: 0.008; 2046-47: 0.008; 2047-48: 0.007; 2048-49: 0.007; 2049-50: 0
34.5BL | Selective metering - properties | Input (selective meters in each year) | 000's | 2 | 2019-20: 0.001; 2020-21: 0.001; 2021-22: 0.001; 2022-23: 0.001; 2023-24: 0.001; 2024-25: 0.001; 2025-26: 0.001; 2026-27: 0.001; 2027-28: 0.001; 2028-29: 0.001; 2029-30: 0.001; 2030-31: 0.001; 2031-32: 0.001; 2032-33: 0.001; 2033-34: 0.001; 2034-35: 0.001; 2035-36: 0.001; 2036-37: 0.001; 2037-38: 0.001; 2038-39: 0.001; 2039-40: 0.001; 2040-41: 0.001; 2041-42: 0.001; 2042-43: 0.001; 2043-44: 0.001; 2044-45: 0.001; 2045-46: 0; 2046-47: 0; 2047-48: 0; 2048-49: 0; 2049-50: 0
34.6BL | Other changes to existing metering - properties | Input (other changes to meters in each year) | 000's | 2 | 2019-20: 0; 2020-21: 0; 2021-22: 0; 2022-23: 0; 2023-24: 0; 2024-25: 0; 2025-26: 0; 2026-27: 0; 2027-28: 0; 2028-29: 0; 2029-30: 0; 2030-31: 0; 2031-32: 0; 2032-33: 0; 2033-34: 0; 2034-35: 0; 2035-36: 0; 2036-37: 0; 2037-38: 0; 2038-39: 0; 2039-40: 0; 2040-41: 0; 2041-42: 0; 2042-43: 0; 2043-44: 0; 2044-45: 0; 2045-46: 0; 2046-47: 0; 2047-48: 0; 2048-49: 0; 2049-50: 0
34.7BL | Measured household void properties | Input | 000's | 2 | 2019-20: 0.175; 2020-21: 0.179; 2021-22: 0.182; 2022-23: 0.186; 2023-24: 0.19; 2024-25: 0.193; 2025-26: 0.196; 2026-27: 0.199; 2027-28: 0.202; 2028-29: 0.205; 2029-30: 0.208; 2030-31: 0.21; 2031-32: 0.213; 2032-33: 0.215; 2033-34: 0.218; 2034-35: 0.22; 2035-36: 0.222; 2036-37: 0.225; 2037-38: 0.227; 2038-39: 0.229; 2039-40: 0.232; 2040-41: 0.234; 2041-42: 0.236; 2042-43: 0.238; 2043-44: 0.24; 2044-45: 0.242; 2045-46: 0.243; 2046-47: 0.245; 2047-48: 0.246; 2048-49: 0.247; 2049-50: 0.249
35BL | Unmeasured households - properties (excl. void) | Input | 000's | 2 | 2019-20: 1.276; 2020-21: 1.224; 2021-22: 1.179; 2022-23: 1.125; 2023-24: 1.074; 2024-25: 1.025; 2025-26: 0.984; 2026-27: 0.945; 2027-28: 0.908; 2028-29: 0.872; 2029-30: 0.837; 2030-31: 0.803; 2031-32: 0.771; 2032-33: 0.74; 2033-34: 0.71; 2034-35: 0.681; 2035-36: 0.653; 2036-37: 0.626; 2037-38: 0.6; 2038-39: 0.575; 2039-40: 0.551; 2040-41: 0.528; 2041-42: 0.505; 2042-43: 0.484; 2043-44: 0.463; 2044-45: 0.443; 2045-46: 0.435; 2046-47: 0.427; 2047-48: 0.42; 2048-49: 0.413; 2049-50: 0.413
35.1BL | Unmeasured household void properties | Input | 000's | 2 | 2019-20: 0.027; 2020-21: 0.026; 2021-22: 0.025; 2022-23: 0.023; 2023-24: 0.022; 2024-25: 0.021; 2025-26: 0.02; 2026-27: 0.019; 2027-28: 0.018; 2028-29: 0.017; 2029-30: 0.017; 2030-31: 0.016; 2031-32: 0.015; 2032-33: 0.015; 2033-34: 0.014; 2034-35: 0.014; 2035-36: 0.013; 2036-37: 0.013; 2037-38: 0.012; 2038-39: 0.012; 2039-40: 0.011; 2040-41: 0.011; 2041-42: 0.01; 2042-43: 0.01; 2043-44: 0.009; 2044-45: 0.009; 2045-46: 0.009; 2046-47: 0.009; 2047-48: 0.009; 2048-49: 0.008; 2049-50: 0.008
36BL | Total Resource Zone Properties (incl. voids) | sum (31BL:34BL) + 34.7BL + 35BL + 35.1BL | 000's | 2 | 2019-20: 10.131; 2020-21: 10.565; 2021-22: 10.929; 2022-23: 11.285; 2023-24: 11.536; 2024-25: 11.684; 2025-26: 11.865; 2026-27: 12.041; 2027-28: 12.183; 2028-29: 12.318; 2029-30: 12.434; 2030-31: 12.54; 2031-32: 12.633; 2032-33: 12.722; 2033-34: 12.812; 2034-35: 12.901; 2035-36: 12.988; 2036-37: 13.076; 2037-38: 13.16; 2038-39: 13.244; 2039-40: 13.326; 2040-41: 13.405; 2041-42: 13.481; 2042-43: 13.557; 2043-44: 13.632; 2044-45: 13.704; 2045-46: 13.774; 2046-47: 13.844; 2047-48: 13.91; 2048-49: 13.975; 2049-50: 14.04
37BL | Measured Non Household - Population | Input | 000's | 2 | 2019-20: 0.772; 2020-21: 0.777; 2021-22: 0.781; 2022-23: 0.787; 2023-24: 0.792; 2024-25: 0.796; 2025-26: 0.8; 2026-27: 0.804; 2027-28: 0.81; 2028-29: 0.816; 2029-30: 0.821; 2030-31: 0.826; 2031-32: 0.835; 2032-33: 0.842; 2033-34: 0.848; 2034-35: 0.852; 2035-36: 0.857; 2036-37: 0.861; 2037-38: 0.865; 2038-39: 0.87; 2039-40: 0.874; 2040-41: 0.878; 2041-42: 0.883; 2042-43: 0.888; 2043-44: 0.893; 2044-45: 0.899; 2045-46: 0.905; 2046-47: 0.912; 2047-48: 0.918; 2048-49: 0.924; 2049-50: 0.93
38BL | Unmeasured Non Household - Population | Input | 000's | 2 | 2019-20: 0.003; 2020-21: 0.003; 2021-22: 0.003; 2022-23: 0.003; 2023-24: 0.003; 2024-25: 0.003; 2025-26: 0.003; 2026-27: 0.003; 2027-28: 0.003; 2028-29: 0.003; 2029-30: 0.003; 2030-31: 0.003; 2031-32: 0.003; 2032-33: 0.003; 2033-34: 0.003; 2034-35: 0.003; 2035-36: 0.003; 2036-37: 0.003; 2037-38: 0.003; 2038-39: 0.003; 2039-40: 0.004; 2040-41: 0.004; 2041-42: 0.004; 2042-43: 0.004; 2043-44: 0.004; 2044-45: 0.004; 2045-46: 0.004; 2046-47: 0.004; 2047-48: 0.004; 2048-49: 0.004; 2049-50: 0.004
39BL | Measured Household - Population | Input | 000's | 2 | 2019-20: 19.462; 2020-21: 20.085; 2021-22: 20.445; 2022-23: 21.341; 2023-24: 21.902; 2024-25: 22.266; 2025-26: 22.738; 2026-27: 23.135; 2027-28: 23.449; 2028-29: 23.724; 2029-30: 23.948; 2030-31: 24.151; 2031-32: 24.317; 2032-33: 24.47; 2033-34: 24.643; 2034-35: 24.813; 2035-36: 24.985; 2036-37: 25.146; 2037-38: 25.313; 2038-39: 25.469; 2039-40: 25.655; 2040-41: 25.829; 2041-42: 26.002; 2042-43: 26.173; 2043-44: 26.344; 2044-45: 26.51; 2045-46: 26.644; 2046-47: 26.775; 2047-48: 26.91; 2048-49: 27.044; 2049-50: 27.163
40BL | Unmeasured Household - Population | Input | 000's | 2 | 2019-20: 3.409; 2020-21: 3.262; 2021-22: 3.137; 2022-23: 2.99; 2023-24: 2.842; 2024-25: 2.707; 2025-26: 2.601; 2026-27: 2.493; 2027-28: 2.39; 2028-29: 2.289; 2029-30: 2.193; 2030-31: 2.101; 2031-32: 2.012; 2032-33: 1.927; 2033-34: 1.847; 2034-35: 1.77; 2035-36: 1.697; 2036-37: 1.626; 2037-38: 1.559; 2038-39: 1.494; 2039-40: 1.434; 2040-41: 1.375; 2041-42: 1.319; 2042-43: 1.265; 2043-44: 1.213; 2044-45: 1.164; 2045-46: 1.143; 2046-47: 1.123; 2047-48: 1.104; 2048-49: 1.086; 2049-50: 1.086
41BL | Total Resource Zone Population | sum (37BL:40BL) | 000's | 2 | 2019-20: 23.646; 2020-21: 24.127; 2021-22: 24.366; 2022-23: 25.121; 2023-24: 25.539; 2024-25: 25.772; 2025-26: 26.142; 2026-27: 26.435; 2027-28: 26.652; 2028-29: 26.832; 2029-30: 26.965; 2030-31: 27.081; 2031-32: 27.167; 2032-33: 27.242; 2033-34: 27.341; 2034-35: 27.438; 2035-36: 27.542; 2036-37: 27.636; 2037-38: 27.74; 2038-39: 27.836; 2039-40: 27.967; 2040-41: 28.086; 2041-42: 28.208; 2042-43: 28.33; 2043-44: 28.454; 2044-45: 28.577; 2045-46: 28.696; 2046-47: 28.814; 2047-48: 28.936; 2048-49: 29.058; 2049-50: 29.183
42BL | Average household occupancy rate (excl. voids) | (39BL + 40BL) / (34BL + 35BL) | h/prop | 1 | 2019-20: 2.4396; 2020-21: 2.3826; 2021-22: 2.3222; 2022-23: 2.3168; 2023-24: 2.3031; 2024-25: 2.2949; 2025-26: 2.2919; 2026-27: 2.2833; 2027-28: 2.275; 2028-29: 2.2648; 2029-30: 2.2547; 2030-31: 2.2449; 2031-32: 2.2352; 2032-33: 2.2255; 2033-34: 2.2178; 2034-35: 2.2103; 2035-36: 2.2035; 2036-37: 2.1964; 2037-38: 2.1904; 2038-39: 2.1839; 2039-40: 2.1807; 2040-41: 2.177; 2041-42: 2.174; 2042-43: 2.1711; 2043-44: 2.1685; 2044-45: 2.1663; 2045-46: 2.1639; 2046-47: 2.1618; 2047-48: 2.1602; 2048-49: 2.1589; 2049-50: 2.1581
43BL | Total Household Metering penetration (excl. voids) | 34BL / (34BL + 35BL) | % | 1 | 2019-20: 86.39%; 2020-21: 87.51%; 2021-22: 88.39%; 2022-23: 89.29%; 2023-24: 90%; 2024-25: 90.58%; 2025-26: 91.1%; 2026-27: 91.58%; 2027-28: 92.01%; 2028-29: 92.41%; 2029-30: 92.78%; 2030-31: 93.13%; 2031-32: 93.45%; 2032-33: 93.76%; 2033-34: 94.06%; 2034-35: 94.34%; 2035-36: 94.61%; 2036-37: 94.86%; 2037-38: 95.11%; 2038-39: 95.34%; 2039-40: 95.56%; 2040-41: 95.77%; 2041-42: 95.98%; 2042-43: 96.17%; 2043-44: 96.36%; 2044-45: 96.53%; 2045-46: 96.61%; 2046-47: 96.69%; 2047-48: 96.76%; 2048-49: 96.83%; 2049-50: 96.84%
44BL | Total Household Metering penetration (incl. voids) | (34BL) / (34BL + 34.7BL + 35BL + 35.1BL) | % | 1 | 2019-20: 84.57%; 2020-21: 85.72%; 2021-22: 86.62%; 2022-23: 87.55%; 2023-24: 88.26%; 2024-25: 88.83%; 2025-26: 89.35%; 2026-27: 89.84%; 2027-28: 90.26%; 2028-29: 90.66%; 2029-30: 91.01%; 2030-31: 91.37%; 2031-32: 91.68%; 2032-33: 91.98%; 2033-34: 92.26%; 2034-35: 92.54%; 2035-36: 92.81%; 2036-37: 93.05%; 2037-38: 93.29%; 2038-39: 93.52%; 2039-40: 93.73%; 2040-41: 93.93%; 2041-42: 94.14%; 2042-43: 94.32%; 2043-44: 94.5%; 2044-45: 94.67%; 2045-46: 94.75%; 2046-47: 94.82%; 2047-48: 94.9%; 2048-49: 94.97%; 2049-50: 94.98%
45BL | Distribution input | sum (12BL:15BL) +21BL + 22BL + 27BL + 28BL | Ml/d | 2 | 2019-20: 5.3; 2020-21: 5.31; 2021-22: 5.31; 2022-23: 5.36; 2023-24: 5.35; 2024-25: 5.33; 2025-26: 5.34; 2026-27: 5.36; 2027-28: 5.37; 2028-29: 5.38; 2029-30: 5.37; 2030-31: 5.38; 2031-32: 5.38; 2032-33: 5.37; 2033-34: 5.38; 2034-35: 5.38; 2035-36: 5.39; 2036-37: 5.39; 2037-38: 5.42; 2038-39: 5.43; 2039-40: 5.45; 2040-41: 5.46; 2041-42: 5.47; 2042-43: 5.48; 2043-44: 5.5; 2044-45: 5.51; 2045-46: 5.52; 2046-47: 5.55; 2047-48: 5.55; 2048-49: 5.57; 2049-50: 5.59
46BL | Target headroom (climate change component) | Input | Ml/d | 2 | 2019-20: 0.00074177; 2020-21: 0.00074177; 2021-22: 0.00074177; 2022-23: 0.00074177; 2023-24: 0.00074177; 2024-25: 0.00074177; 2025-26: 0.00074177; 2026-27: 0.00044463; 2027-28: 6.0038e-05; 2028-29: 0.00066728; 2029-30: 0.00011617; 2030-31: 0.00081159; 2031-32: 8.0651e-05; 2032-33: 0.0010748; 2033-34: 0.00010905; 2034-35: 0.00080557; 2035-36: 0.00055723; 2036-37: 0.00084292; 2037-38: 0.0010619; 2038-39: 0.001261; 2039-40: 0; 2040-41: 0; 2041-42: 0; 2042-43: 0; 2043-44: 0; 2044-45: 0; 2045-46: 0; 2046-47: 0; 2047-48: 0; 2048-49: 0; 2049-50: 0
47BL | Target headroom (All other components) | Input | Ml/d | 2 | 2019-20: 0.16728; 2020-21: 0.16728; 2021-22: 0.16728; 2022-23: 0.16728; 2023-24: 0.16728; 2024-25: 0.16728; 2025-26: 0.16728; 2026-27: 0.16538; 2027-28: 0.16104; 2028-29: 0.16284; 2029-30: 0.23794; 2030-31: 0.25021; 2031-32: 0.26264; 2032-33: 0.26644; 2033-34: 0.27516; 2034-35: 0.28702; 2035-36: 0.25711; 2036-37: 0.23592; 2037-38: 0.24711; 2038-39: 0.26206; 2039-40: 0.20471; 2040-41: 0.21111; 2041-42: 0.22086; 2042-43: 0.22841; 2043-44: 0.23214; 2044-45: 0.23398; 2045-46: 0.2025; 2046-47: 0.20266; 2047-48: 0.20342; 2048-49: 0.20109; 2049-50: 0.19932
48BL | Target Headroom | 46BL + 47BL | Ml/d | 2 | 2019-20: 0.16802; 2020-21: 0.16802; 2021-22: 0.16802; 2022-23: 0.16802; 2023-24: 0.16802; 2024-25: 0.16802; 2025-26: 0.16802; 2026-27: 0.16582; 2027-28: 0.1611; 2028-29: 0.16351; 2029-30: 0.23806; 2030-31: 0.25102; 2031-32: 0.26272; 2032-33: 0.26752; 2033-34: 0.27527; 2034-35: 0.28782; 2035-36: 0.25766; 2036-37: 0.23676; 2037-38: 0.24817; 2038-39: 0.26332; 2039-40: 0.20471; 2040-41: 0.21111; 2041-42: 0.22086; 2042-43: 0.22841; 2043-44: 0.23214; 2044-45: 0.23398; 2045-46: 0.2025; 2046-47: 0.20266; 2047-48: 0.20342; 2048-49: 0.20109; 2049-50: 0.19932
49BL | Available Headroom | 11BL - 45BL | Ml/d | 2 | 2019-20: 2.59; 2020-21: 2.58; 2021-22: 2.58; 2022-23: 2.53; 2023-24: 2.54; 2024-25: 2.56; 2025-26: 0.18; 2026-27: 0.18; 2027-28: 0.16; 2028-29: 0.16; 2029-30: 0.24; 2030-31: 0.24; 2031-32: 0.25; 2032-33: 0.27; 2033-34: 0.28; 2034-35: 0.29; 2035-36: 0.26; 2036-37: -1.161; 2037-38: -1.191; 2038-39: -1.201; 2039-40: -1.221; 2040-41: -1.231; 2041-42: -1.241; 2042-43: -1.251; 2043-44: -1.271; 2044-45: -1.281; 2045-46: -1.291; 2046-47: -1.321; 2047-48: -1.321; 2048-49: -1.341; 2049-50: -1.361
49.1BL | Available non-potable balance (if applicable) | 1.1BL -12.1BL | Ml/d | 2 | 2019-20: 0; 2020-21: 0; 2021-22: 0; 2022-23: 0; 2023-24: 0; 2024-25: 0; 2025-26: 0; 2026-27: 0; 2027-28: 0; 2028-29: 0; 2029-30: 0; 2030-31: 0; 2031-32: 0; 2032-33: 0; 2033-34: 0; 2034-35: 0; 2035-36: 0; 2036-37: 0; 2037-38: 0; 2038-39: 0; 2039-40: 0; 2040-41: 0; 2041-42: 0; 2042-43: 0; 2043-44: 0; 2044-45: 0; 2045-46: 0; 2046-47: 0; 2047-48: 0; 2048-49: 0; 2049-50: 0
50BL | Supply Demand Balance | 49BL - 48BL | Ml/d | 2 | 2019-20: 2.422; 2020-21: 2.412; 2021-22: 2.412; 2022-23: 2.362; 2023-24: 2.372; 2024-25: 2.392; 2025-26: 0.011983; 2026-27: 0.01418; 2027-28: -0.0010989; 2028-29: -0.0035097; 2029-30: 0.0019421; 2030-31: -0.011021; 2031-32: -0.012716; 2032-33: 0.0024827; 2033-34: 0.0047318; 2034-35: 0.0021789; 2035-36: 0.0023371; 2036-37: -1.3978; 2037-38: -1.4392; 2038-39: -1.4643; 2039-40: -1.4257; 2040-41: -1.4421; 2041-42: -1.4619; 2042-43: -1.4794; 2043-44: -1.5031; 2044-45: -1.515; 2045-46: -1.4935; 2046-47: -1.5237; 2047-48: -1.5244; 2048-49: -1.5421; 2049-50: -1.5603
Table 3b: DYAA - Final plan Options | Back to top of sheet |  |  |  | 2019-20: 0.1
WRMP24 reference | Option type | Cat ID | Unit | Decimal places | 2019-20 | 2020-21 | 2021-22 | 2022-23 | 2023-24 | 2024-25 | 2025-26 | 2026-27 | 2027-28 | 2028-29 | 2029-30 | 2030-31 | 2031-32 | 2032-33 | 2033-34 | 2034-35 | 2035-36 | 2036-37 | 2037-38 | 2038-39 | 2039-40 | 2040-41 | 2041-42 | 2042-43 | 2043-44 | 2044-45 | 2045-46 | 2046-47 | 2047-48 | 2048-49 | 2049-50 | 2050-51 | 2051-52 | 2052-53 | 2053-54 | 2054-55 | 2055-56 | 2056-57 | 2057-58 | 2058-59 | 2059-60 | 2060-61 | 2061-62 | 2062-63 | 2063-64 | 2064-65 | 2065-66 | 2066-67 | 2067-68 | 2068-69 | 2069-70 | 2070-71 | 2071-72 | 2072-73 | 2073-74 | 2074-75 | 2075-76 | 2076-77 | 2077-78 | 2078-79 | 2079-80 | 2080-81 | 2081-82 | 2082-83 | 2083-84 | 2084-85 | 2085-86 | 2086-87 | 2087-88 | 2088-89 | 2089-90 | 2090-91 | 2091-92 | 2092-93 | 2093-94 | 2094-95 | 2095-96 | 2096-97 | 2097-98 | 2098-99 | 2099-100
1.11FP | Non potable supplies input reductions as -ve and increases as +ve | RSNPS | Ml/d | 2 | 0.1 2019-20: 0; 0.1 2020-21: 0; 0.1 2021-22: 0; 0.1 2022-23: 0; 0.1 2023-24: 0; 0.1 2024-25: 0; 0.1 2025-26: 0; 0.1 2026-27: 0; 0.1 2027-28: 0; 0.1 2028-29: 0; 0.1 2029-30: 0; 0.1 2030-31: 0; 0.1 2031-32: 0; 0.1 2032-33: 0; 0.1 2033-34: 0; 0.1 2034-35: 0; 0.1 2035-36: 0; 0.1 2036-37: 0; 0.1 2037-38: 0; 0.1 2038-39: 0; 0.1 2039-40: 0; 0.1 2040-41: 0; 0.1 2041-42: 0; 0.1 2042-43: 0; 0.1 2043-44: 0; 0.1 2044-45: 0; 0.1 2045-46: 0; 0.1 2046-47: 0; 0.1 2047-48: 0; 0.1 2048-49: 0; 0.1 2049-50: 0
2.1FP | Raw water imports input reductions as -ve | RSRWI | Ml/d | 2 | 0.1 2019-20: 0; 0.1 2020-21: 0; 0.1 2021-22: 0; 0.1 2022-23: 0; 0.1 2023-24: 0; 0.1 2024-25: 0; 0.1 2025-26: 0; 0.1 2026-27: 0; 0.1 2027-28: 0; 0.1 2028-29: 0; 0.1 2029-30: 0; 0.1 2030-31: 0; 0.1 2031-32: 0; 0.1 2032-33: 0; 0.1 2033-34: 0; 0.1 2034-35: 0; 0.1 2035-36: 0; 0.1 2036-37: 0; 0.1 2037-38: 0; 0.1 2038-39: 0; 0.1 2039-40: 0; 0.1 2040-41: 0; 0.1 2041-42: 0; 0.1 2042-43: 0; 0.1 2043-44: 0; 0.1 2044-45: 0; 0.1 2045-46: 0; 0.1 2046-47: 0; 0.1 2047-48: 0; 0.1 2048-49: 0; 0.1 2049-50: 0
3.1FP | Potable water imports input reductions as -ve | RSPWI | Ml/d | 2 | 0.1 2019-20: 0; 0.1 2020-21: 0; 0.1 2021-22: 0; 0.1 2022-23: 0; 0.1 2023-24: 0; 0.1 2024-25: 0; 0.1 2025-26: -2.019; 0.1 2026-27: -2.059; 0.1 2027-28: -2.059; 0.1 2028-29: -2.079; 0.1 2029-30: -1.301; 0.1 2030-31: -0.02; 0.1 2031-32: -0.16; 0.1 2032-33: -1.739; 0.1 2033-34: -1.769; 0.1 2034-35: -1.799; 0.1 2035-36: -1.75; 0.1 2036-37: 0.821; 0.1 2037-38: 0.811; 0.1 2038-39: 0.791; 0.1 2039-40: 0.711; 0.1 2040-41: 0.691; 0.1 2041-42: 0.671; 0.1 2042-43: 0.651; 0.1 2043-44: 0.621; 0.1 2044-45: 0.601; 0.1 2045-46: 0.561; 0.1 2046-47: 0.511; 0.1 2047-48: 0.491; 0.1 2048-49: 0.471; 0.1 2049-50: 0.451
4.1FP | Raw water exports input reductions as +ve and increases as -ve | RSRWE | Ml/d | 2 | 0.1 2019-20: 0; 0.1 2020-21: 0; 0.1 2021-22: 0; 0.1 2022-23: 0; 0.1 2023-24: 0; 0.1 2024-25: 0; 0.1 2025-26: 0; 0.1 2026-27: 0; 0.1 2027-28: 0; 0.1 2028-29: 0; 0.1 2029-30: 0; 0.1 2030-31: 0; 0.1 2031-32: 0; 0.1 2032-33: 0; 0.1 2033-34: 0; 0.1 2034-35: 0; 0.1 2035-36: 0; 0.1 2036-37: 0; 0.1 2037-38: 0; 0.1 2038-39: 0; 0.1 2039-40: 0; 0.1 2040-41: 0; 0.1 2041-42: 0; 0.1 2042-43: 0; 0.1 2043-44: 0; 0.1 2044-45: 0; 0.1 2045-46: 0; 0.1 2046-47: 0; 0.1 2047-48: 0; 0.1 2048-49: 0; 0.1 2049-50: 0
5.1FP | Potable water exports input reductions as +ve and increases as -ve | RSPWE | Ml/d | 2 | 0.1 2019-20: 0; 0.1 2020-21: 0; 0.1 2021-22: 0; 0.1 2022-23: 0; 0.1 2023-24: 0; 0.1 2024-25: 0; 0.1 2025-26: 0.469; 0.1 2026-27: 0.489; 0.1 2027-28: 0.499; 0.1 2028-29: 0.509; 0.1 2029-30: 0.609; 0.1 2030-31: -0.32; 0.1 2031-32: -0.22; 0.1 2032-33: 1.329; 0.1 2033-34: 1.309; 0.1 2034-35: 1.299; 0.1 2035-36: 1.21; 0.1 2036-37: 0; 0.1 2037-38: 0; 0.1 2038-39: 0; 0.1 2039-40: 0; 0.1 2040-41: 0; 0.1 2041-42: 0; 0.1 2042-43: 0; 0.1 2043-44: 0; 0.1 2044-45: 0; 0.1 2045-46: 0; 0.1 2046-47: 0; 0.1 2047-48: 0; 0.1 2048-49: 0; 0.1 2049-50: 0
6.2FP | DO benefit from increase raw water abstractions | RSRWA | Ml/d | 2 | 0.1 2019-20: 0; 0.1 2020-21: 0; 0.1 2021-22: 0; 0.1 2022-23: 0; 0.1 2023-24: 0; 0.1 2024-25: 0; 0.1 2025-26: 0; 0.1 2026-27: 0; 0.1 2027-28: 0; 0.1 2028-29: 0; 0.1 2029-30: 0; 0.1 2030-31: 0; 0.1 2031-32: 0; 0.1 2032-33: 0; 0.1 2033-34: 0; 0.1 2034-35: 0; 0.1 2035-36: 0; 0.1 2036-37: 0; 0.1 2037-38: 0; 0.1 2038-39: 0; 0.1 2039-40: 0; 0.1 2040-41: 0; 0.1 2041-42: 0; 0.1 2042-43: 0; 0.1 2043-44: 0; 0.1 2044-45: 0; 0.1 2045-46: 0; 0.1 2046-47: 0; 0.1 2047-48: 0; 0.1 2048-49: 0; 0.1 2049-50: 0
6.3FP | Other options to increase deployable output | RSIPO | Ml/d | 2 | 0.1 2019-20: 0; 0.1 2020-21: 0; 0.1 2021-22: 0; 0.1 2022-23: 0; 0.1 2023-24: 0; 0.1 2024-25: 0; 0.1 2025-26: 2.71; 0.1 2026-27: 2.71; 0.1 2027-28: 2.71; 0.1 2028-29: 2.71; 0.1 2029-30: 2.71; 0.1 2030-31: 0; 0.1 2031-32: 0; 0.1 2032-33: 0; 0.1 2033-34: 0; 0.1 2034-35: 0; 0.1 2035-36: 0; 0.1 2036-37: 0; 0.1 2037-38: 0; 0.1 2038-39: 0; 0.1 2039-40: 0; 0.1 2040-41: 0; 0.1 2041-42: 0; 0.1 2042-43: 0; 0.1 2043-44: 0; 0.1 2044-45: 0; 0.1 2045-46: 0; 0.1 2046-47: 0; 0.1 2047-48: 0; 0.1 2048-49: 0; 0.1 2049-50: 0
7.01FP | DO benefit from supply side drought measures | RSDPS | Ml/d | 2 | 0.1 2019-20: 0; 0.1 2020-21: 0; 0.1 2021-22: 0; 0.1 2022-23: 0; 0.1 2023-24: 0; 0.1 2024-25: 0; 0.1 2025-26: 0; 0.1 2026-27: 0; 0.1 2027-28: 0; 0.1 2028-29: 0; 0.1 2029-30: 0; 0.1 2030-31: 0; 0.1 2031-32: 0; 0.1 2032-33: 0; 0.1 2033-34: 0; 0.1 2034-35: 0; 0.1 2035-36: 0; 0.1 2036-37: 0; 0.1 2037-38: 0; 0.1 2038-39: 0; 0.1 2039-40: 0; 0.1 2040-41: 0; 0.1 2041-42: 0; 0.1 2042-43: 0; 0.1 2043-44: 0; 0.1 2044-45: 0; 0.1 2045-46: 0; 0.1 2046-47: 0; 0.1 2047-48: 0; 0.1 2048-49: 0; 0.1 2049-50: 0
7.02FP | Benefit from demand side drought measures | RSDPD | Ml/d | 2 | 0.1 2019-20: 0; 0.1 2020-21: 0; 0.1 2021-22: 0; 0.1 2022-23: 0; 0.1 2023-24: 0; 0.1 2024-25: 0; 0.1 2025-26: 0; 0.1 2026-27: 0; 0.1 2027-28: 0; 0.1 2028-29: 0; 0.1 2029-30: 0; 0.1 2030-31: 0; 0.1 2031-32: 0; 0.1 2032-33: 0; 0.1 2033-34: 0; 0.1 2034-35: 0; 0.1 2035-36: 0; 0.1 2036-37: 0; 0.1 2037-38: 0; 0.1 2038-39: 0; 0.1 2039-40: 0; 0.1 2040-41: 0; 0.1 2041-42: 0; 0.1 2042-43: 0; 0.1 2043-44: 0; 0.1 2044-45: 0; 0.1 2045-46: 0; 0.1 2046-47: 0; 0.1 2047-48: 0; 0.1 2048-49: 0; 0.1 2049-50: 0
8.1FP | Reduce raw water losses and operational use input as -ve | RSLOU | Ml/d | 2 | 0.1 2019-20: 0; 0.1 2020-21: 0; 0.1 2021-22: 0; 0.1 2022-23: 0; 0.1 2023-24: 0; 0.1 2024-25: 0; 0.1 2025-26: 0; 0.1 2026-27: 0; 0.1 2027-28: 0; 0.1 2028-29: 0; 0.1 2029-30: 0; 0.1 2030-31: 0; 0.1 2031-32: 0; 0.1 2032-33: 0; 0.1 2033-34: 0; 0.1 2034-35: 0; 0.1 2035-36: 0; 0.1 2036-37: 0; 0.1 2037-38: 0; 0.1 2038-39: 0; 0.1 2039-40: 0; 0.1 2040-41: 0; 0.1 2041-42: 0; 0.1 2042-43: 0; 0.1 2043-44: 0; 0.1 2044-45: 0; 0.1 2045-46: 0; 0.1 2046-47: 0; 0.1 2047-48: 0; 0.1 2048-49: 0; 0.1 2049-50: 0
8.2FP | Reduce treatment works losses input as -ve | PSTWL | Ml/d | 2 | 0.1 2019-20: 0; 0.1 2020-21: 0; 0.1 2021-22: 0; 0.1 2022-23: 0; 0.1 2023-24: 0; 0.1 2024-25: 0; 0.1 2025-26: 0; 0.1 2026-27: 0; 0.1 2027-28: 0; 0.1 2028-29: 0; 0.1 2029-30: 0; 0.1 2030-31: 0; 0.1 2031-32: 0; 0.1 2032-33: 0; 0.1 2033-34: 0; 0.1 2034-35: 0; 0.1 2035-36: 0; 0.1 2036-37: 0; 0.1 2037-38: 0; 0.1 2038-39: 0; 0.1 2039-40: 0; 0.1 2040-41: 0; 0.1 2041-42: 0; 0.1 2042-43: 0; 0.1 2043-44: 0; 0.1 2044-45: 0; 0.1 2045-46: 0; 0.1 2046-47: 0; 0.1 2047-48: 0; 0.1 2048-49: 0; 0.1 2049-50: 0
9.1FP | Reduce outages input as -ve | PSROU | Ml/d | 2 | 0.1 2019-20: 0; 0.1 2020-21: 0; 0.1 2021-22: 0; 0.1 2022-23: 0; 0.1 2023-24: 0; 0.1 2024-25: 0; 0.1 2025-26: 0; 0.1 2026-27: 0; 0.1 2027-28: 0; 0.1 2028-29: 0; 0.1 2029-30: 0; 0.1 2030-31: 0; 0.1 2031-32: 0; 0.1 2032-33: 0; 0.1 2033-34: 0; 0.1 2034-35: 0; 0.1 2035-36: 0; 0.1 2036-37: 0; 0.1 2037-38: 0; 0.1 2038-39: 0; 0.1 2039-40: 0; 0.1 2040-41: 0; 0.1 2041-42: 0; 0.1 2042-43: 0; 0.1 2043-44: 0; 0.1 2044-45: 0; 0.1 2045-46: 0; 0.1 2046-47: 0; 0.1 2047-48: 0; 0.1 2048-49: 0; 0.1 2049-50: 0
12.2FP | Change volume delivered to measured non households input reductions as -ve, line to include both measured non-household consumption and USPL options | CVMNH | Ml/d | 2 | 0.1 2019-20: 0; 0.1 2020-21: 0; 0.1 2021-22: 0; 0.1 2022-23: 0; 0.1 2023-24: 0; 0.1 2024-25: 0; 0.1 2025-26: -0.01; 0.1 2026-27: -0.02; 0.1 2027-28: -0.03; 0.1 2028-29: -0.04; 0.1 2029-30: -0.05; 0.1 2030-31: -0.06; 0.1 2031-32: -0.07; 0.1 2032-33: -0.08; 0.1 2033-34: -0.09; 0.1 2034-35: -0.1; 0.1 2035-36: -0.11; 0.1 2036-37: -0.12; 0.1 2037-38: -0.13; 0.1 2038-39: -0.13; 0.1 2039-40: -0.14; 0.1 2040-41: -0.15; 0.1 2041-42: -0.16; 0.1 2042-43: -0.17; 0.1 2043-44: -0.18; 0.1 2044-45: -0.19; 0.1 2045-46: -0.2; 0.1 2046-47: -0.21; 0.1 2047-48: -0.22; 0.1 2048-49: -0.23; 0.1 2049-50: -0.24
13.1FP | Change volume delivered to unmeasured non households input reductions as -ve, line to include both unmeasured non-household consumption and USPL options | CVUNH | Ml/d | 2 | 0.1 2019-20: 0; 0.1 2020-21: 0; 0.1 2021-22: 0; 0.1 2022-23: 0; 0.1 2023-24: 0; 0.1 2024-25: 0; 0.1 2025-26: 0; 0.1 2026-27: 0; 0.1 2027-28: 0; 0.1 2028-29: 0; 0.1 2029-30: 0; 0.1 2030-31: 0; 0.1 2031-32: 0; 0.1 2032-33: 0; 0.1 2033-34: 0; 0.1 2034-35: 0; 0.1 2035-36: 0; 0.1 2036-37: 0; 0.1 2037-38: 0; 0.1 2038-39: 0; 0.1 2039-40: 0; 0.1 2040-41: 0; 0.1 2041-42: 0; 0.1 2042-43: 0; 0.1 2043-44: 0; 0.1 2044-45: 0; 0.1 2045-46: 0; 0.1 2046-47: 0; 0.1 2047-48: 0; 0.1 2048-49: 0; 0.1 2049-50: 0
14.1FP | Change volume delivered to measured households input reductions as -ve, line to include both measured household consumption and USPL options | CVMHH | Ml/d | 2 | 0.1 2019-20: 0; 0.1 2020-21: 0; 0.1 2021-22: 0; 0.1 2022-23: 0; 0.1 2023-24: 0; 0.1 2024-25: 0; 0.1 2025-26: -0.12; 0.1 2026-27: -0.16; 0.1 2027-28: -0.18; 0.1 2028-29: -0.22; 0.1 2029-30: -0.25; 0.1 2030-31: -0.28; 0.1 2031-32: -0.31; 0.1 2032-33: -0.32; 0.1 2033-34: -0.34; 0.1 2034-35: -0.37; 0.1 2035-36: -0.4; 0.1 2036-37: -0.43; 0.1 2037-38: -0.46; 0.1 2038-39: -0.5; 0.1 2039-40: -0.53; 0.1 2040-41: -0.56; 0.1 2041-42: -0.59; 0.1 2042-43: -0.62; 0.1 2043-44: -0.66; 0.1 2044-45: -0.67; 0.1 2045-46: -0.68; 0.1 2046-47: -0.7; 0.1 2047-48: -0.71; 0.1 2048-49: -0.72; 0.1 2049-50: -0.74
15.1FP | Change volume delivered to unmeasured households input reductions as -ve, line to include both unmeasured household consumption and USPL options | CVUHH | Ml/d | 2 | 0.1 2019-20: 0; 0.1 2020-21: 0; 0.1 2021-22: 0; 0.1 2022-23: 0; 0.1 2023-24: 0; 0.1 2024-25: 0; 0.1 2025-26: 0; 0.1 2026-27: 0; 0.1 2027-28: 0; 0.1 2028-29: 0; 0.1 2029-30: 0; 0.1 2030-31: 0; 0.1 2031-32: 0; 0.1 2032-33: 0; 0.1 2033-34: 0; 0.1 2034-35: 0; 0.1 2035-36: 0; 0.1 2036-37: 0; 0.1 2037-38: 0; 0.1 2038-39: 0; 0.1 2039-40: 0; 0.1 2040-41: 0; 0.1 2041-42: 0; 0.1 2042-43: 0; 0.1 2043-44: 0; 0.1 2044-45: 0; 0.1 2045-46: 0; 0.1 2046-47: 0; 0.1 2047-48: 0; 0.1 2048-49: 0; 0.1 2049-50: 0
21.1FP | Options to reduce water taken unbilled input as -ve | CSWTU | Ml/d | 2 | 0.1 2019-20: 0; 0.1 2020-21: 0; 0.1 2021-22: 0; 0.1 2022-23: 0; 0.1 2023-24: 0; 0.1 2024-25: 0; 0.1 2025-26: 0; 0.1 2026-27: 0; 0.1 2027-28: 0; 0.1 2028-29: 0; 0.1 2029-30: 0; 0.1 2030-31: 0; 0.1 2031-32: 0; 0.1 2032-33: 0; 0.1 2033-34: 0; 0.1 2034-35: 0; 0.1 2035-36: 0; 0.1 2036-37: 0; 0.1 2037-38: 0; 0.1 2038-39: 0; 0.1 2039-40: 0; 0.1 2040-41: 0; 0.1 2041-42: 0; 0.1 2042-43: 0; 0.1 2043-44: 0; 0.1 2044-45: 0; 0.1 2045-46: 0; 0.1 2046-47: 0; 0.1 2047-48: 0; 0.1 2048-49: 0; 0.1 2049-50: 0
22.1FP | Reduce distribution system operational use (DSOU) input as -ve | DSDOU | Ml/d | 2 | 0.1 2019-20: 0; 0.1 2020-21: 0; 0.1 2021-22: 0; 0.1 2022-23: 0; 0.1 2023-24: 0; 0.1 2024-25: 0; 0.1 2025-26: 0; 0.1 2026-27: 0; 0.1 2027-28: 0; 0.1 2028-29: 0; 0.1 2029-30: 0; 0.1 2030-31: 0; 0.1 2031-32: 0; 0.1 2032-33: 0; 0.1 2033-34: 0; 0.1 2034-35: 0; 0.1 2035-36: 0; 0.1 2036-37: 0; 0.1 2037-38: 0; 0.1 2038-39: 0; 0.1 2039-40: 0; 0.1 2040-41: 0; 0.1 2041-42: 0; 0.1 2042-43: 0; 0.1 2043-44: 0; 0.1 2044-45: 0; 0.1 2045-46: 0; 0.1 2046-47: 0; 0.1 2047-48: 0; 0.1 2048-49: 0; 0.1 2049-50: 0
23.1FP | Options impacting on measured Non Household - USPL input reductions as -ve | CUMNH | Ml/d | 2 | 0.1 2019-20: 0; 0.1 2020-21: 0; 0.1 2021-22: 0; 0.1 2022-23: 0; 0.1 2023-24: 0; 0.1 2024-25: 0; 0.1 2025-26: 0; 0.1 2026-27: 0; 0.1 2027-28: 0; 0.1 2028-29: 0; 0.1 2029-30: 0; 0.1 2030-31: 0; 0.1 2031-32: 0; 0.1 2032-33: 0; 0.1 2033-34: 0; 0.1 2034-35: 0; 0.1 2035-36: 0; 0.1 2036-37: 0; 0.1 2037-38: 0; 0.1 2038-39: 0; 0.1 2039-40: 0; 0.1 2040-41: 0; 0.1 2041-42: 0; 0.1 2042-43: 0; 0.1 2043-44: 0; 0.1 2044-45: 0; 0.1 2045-46: 0; 0.1 2046-47: 0; 0.1 2047-48: 0; 0.1 2048-49: 0; 0.1 2049-50: 0
24.1FP | Options impacting on unmeasured Non Household - USPL input reductions as -ve | CUUNH | Ml/d | 2 | 0.1 2019-20: 0; 0.1 2020-21: 0; 0.1 2021-22: 0; 0.1 2022-23: 0; 0.1 2023-24: 0; 0.1 2024-25: 0; 0.1 2025-26: 0; 0.1 2026-27: 0; 0.1 2027-28: 0; 0.1 2028-29: 0; 0.1 2029-30: 0; 0.1 2030-31: 0; 0.1 2031-32: 0; 0.1 2032-33: 0; 0.1 2033-34: 0; 0.1 2034-35: 0; 0.1 2035-36: 0; 0.1 2036-37: 0; 0.1 2037-38: 0; 0.1 2038-39: 0; 0.1 2039-40: 0; 0.1 2040-41: 0; 0.1 2041-42: 0; 0.1 2042-43: 0; 0.1 2043-44: 0; 0.1 2044-45: 0; 0.1 2045-46: 0; 0.1 2046-47: 0; 0.1 2047-48: 0; 0.1 2048-49: 0; 0.1 2049-50: 0
25.1FP | Options impacting on measured Household - USPL input reductions as -ve | CUMHH | Ml/d | 2 | 0.1 2019-20: 0; 0.1 2020-21: 0; 0.1 2021-22: 0; 0.1 2022-23: 0; 0.1 2023-24: 0; 0.1 2024-25: 0; 0.1 2025-26: -0.02; 0.1 2026-27: -0.03; 0.1 2027-28: -0.04; 0.1 2028-29: -0.04; 0.1 2029-30: -0.05; 0.1 2030-31: -0.05; 0.1 2031-32: -0.06; 0.1 2032-33: -0.06; 0.1 2033-34: -0.06; 0.1 2034-35: -0.06; 0.1 2035-36: -0.06; 0.1 2036-37: -0.06; 0.1 2037-38: -0.06; 0.1 2038-39: -0.06; 0.1 2039-40: -0.06; 0.1 2040-41: -0.06; 0.1 2041-42: -0.06; 0.1 2042-43: -0.06; 0.1 2043-44: -0.06; 0.1 2044-45: -0.07; 0.1 2045-46: -0.07; 0.1 2046-47: -0.07; 0.1 2047-48: -0.07; 0.1 2048-49: -0.07; 0.1 2049-50: -0.07
26.1FP | Options impacting on unmeasured Household - USPL input reductions as -ve | CUUHH | Ml/d | 2 | 0.1 2019-20: 0; 0.1 2020-21: 0; 0.1 2021-22: 0; 0.1 2022-23: 0; 0.1 2023-24: 0; 0.1 2024-25: 0; 0.1 2025-26: 0; 0.1 2026-27: 0; 0.1 2027-28: 0; 0.1 2028-29: 0; 0.1 2029-30: 0; 0.1 2030-31: 0; 0.1 2031-32: 0; 0.1 2032-33: 0; 0.1 2033-34: 0; 0.1 2034-35: 0; 0.1 2035-36: 0; 0.1 2036-37: 0; 0.1 2037-38: 0; 0.1 2038-39: 0; 0.1 2039-40: 0; 0.1 2040-41: 0; 0.1 2041-42: 0; 0.1 2042-43: 0; 0.1 2043-44: 0; 0.1 2044-45: 0; 0.1 2045-46: 0; 0.1 2046-47: 0; 0.1 2047-48: 0; 0.1 2048-49: 0; 0.1 2049-50: 0
27.1FP | Options impacting on Void properties - USPL input reductions as -ve | CUVPP | Ml/d | 2 | 0.1 2019-20: 0; 0.1 2020-21: 0; 0.1 2021-22: 0; 0.1 2022-23: 0; 0.1 2023-24: 0; 0.1 2024-25: 0; 0.1 2025-26: 0; 0.1 2026-27: 0; 0.1 2027-28: 0; 0.1 2028-29: 0; 0.1 2029-30: 0; 0.1 2030-31: 0; 0.1 2031-32: 0; 0.1 2032-33: 0; 0.1 2033-34: 0; 0.1 2034-35: 0; 0.1 2035-36: 0; 0.1 2036-37: 0; 0.1 2037-38: 0; 0.1 2038-39: 0; 0.1 2039-40: 0; 0.1 2040-41: 0; 0.1 2041-42: 0; 0.1 2042-43: 0; 0.1 2043-44: 0; 0.1 2044-45: 0; 0.1 2045-46: 0; 0.1 2046-47: 0; 0.1 2047-48: 0; 0.1 2048-49: 0; 0.1 2049-50: 0
28.1FP | Reduce distribution losses input as -ve | DSRDL | Ml/d | 2 | 0.1 2019-20: 0; 0.1 2020-21: 0; 0.1 2021-22: 0; 0.1 2022-23: 0; 0.1 2023-24: 0; 0.1 2024-25: 0; 0.1 2025-26: 0; 0.1 2026-27: 0; 0.1 2027-28: 0; 0.1 2028-29: 0; 0.1 2029-30: 0; 0.1 2030-31: -0.01; 0.1 2031-32: -0.01; 0.1 2032-33: -0.01; 0.1 2033-34: -0.03; 0.1 2034-35: -0.03; 0.1 2035-36: -0.03; 0.1 2036-37: -0.03; 0.1 2037-38: -0.04; 0.1 2038-39: -0.04; 0.1 2039-40: -0.04; 0.1 2040-41: -0.04; 0.1 2041-42: -0.04; 0.1 2042-43: -0.04; 0.1 2043-44: -0.04; 0.1 2044-45: -0.05; 0.1 2045-46: -0.05; 0.1 2046-47: -0.1; 0.1 2047-48: -0.1; 0.1 2048-49: -0.12; 0.1 2049-50: -0.13
Table 3c: DYAA - Final plan | Back to top of sheet
WRMP24 reference | Component | Derivation | Unit | Decimal places | 2019-20 | 2020-21 | 2021-22 | 2022-23 | 2023-24 | 2024-25 | 2025-26 | 2026-27 | 2027-28 | 2028-29 | 2029-30 | 2030-31 | 2031-32 | 2032-33 | 2033-34 | 2034-35 | 2035-36 | 2036-37 | 2037-38 | 2038-39 | 2039-40 | 2040-41 | 2041-42 | 2042-43 | 2043-44 | 2044-45 | 2045-46 | 2046-47 | 2047-48 | 2048-49 | 2049-50 | 2050-51 | 2051-52 | 2052-53 | 2053-54 | 2054-55 | 2055-56 | 2056-57 | 2057-58 | 2058-59 | 2059-60 | 2060-61 | 2061-62 | 2062-63 | 2063-64 | 2064-65 | 2065-66 | 2066-67 | 2067-68 | 2068-69 | 2069-70 | 2070-71 | 2071-72 | 2072-73 | 2073-74 | 2074-75 | 2075-76 | 2076-77 | 2077-78 | 2078-79 | 2079-80 | 2080-81 | 2081-82 | 2082-83 | 2083-84 | 2084-85 | 2085-86 | 2086-87 | 2087-88 | 2088-89 | 2089-90 | 2090-91 | 2091-92 | 2092-93 | 2093-94 | 2094-95 | 2095-96 | 2096-97 | 2097-98 | 2098-99 | 2099-100
1FP | Raw water abstracted | Input | Ml/d | 2 | 2019-20: 0; 2020-21: 0; 2021-22: 0; 2022-23: 0; 2023-24: 0; 2024-25: 0; 2025-26: 0; 2026-27: 0; 2027-28: 0; 2028-29: 0; 2029-30: 0; 2030-31: 0; 2031-32: 0; 2032-33: 0; 2033-34: 0; 2034-35: 0; 2035-36: 0; 2036-37: 0; 2037-38: 0; 2038-39: 0; 2039-40: 0; 2040-41: 0; 2041-42: 0; 2042-43: 0; 2043-44: 0; 2044-45: 0; 2045-46: 0; 2046-47: 0; 2047-48: 0; 2048-49: 0; 2049-50: 0
1.1FP | Non-potable water supplies | 1.1BL + 1.11FP | Ml/d | 2 | 2019-20: 0; 2020-21: 0; 2021-22: 0; 2022-23: 0; 2023-24: 0; 2024-25: 0; 2025-26: 0; 2026-27: 0; 2027-28: 0; 2028-29: 0; 2029-30: 0; 2030-31: 0; 2031-32: 0; 2032-33: 0; 2033-34: 0; 2034-35: 0; 2035-36: 0; 2036-37: 0; 2037-38: 0; 2038-39: 0; 2039-40: 0; 2040-41: 0; 2041-42: 0; 2042-43: 0; 2043-44: 0; 2044-45: 0; 2045-46: 0; 2046-47: 0; 2047-48: 0; 2048-49: 0; 2049-50: 0
2FP | Raw water imported | 2BL + 2.1FP | Ml/d | 2 | 2019-20: 0; 2020-21: 0; 2021-22: 0; 2022-23: 0; 2023-24: 0; 2024-25: 0; 2025-26: 0; 2026-27: 0; 2027-28: 0; 2028-29: 0; 2029-30: 0; 2030-31: 0; 2031-32: 0; 2032-33: 0; 2033-34: 0; 2034-35: 0; 2035-36: 0; 2036-37: 0; 2037-38: 0; 2038-39: 0; 2039-40: 0; 2040-41: 0; 2041-42: 0; 2042-43: 0; 2043-44: 0; 2044-45: 0; 2045-46: 0; 2046-47: 0; 2047-48: 0; 2048-49: 0; 2049-50: 0
3FP | Potable water imported | 3BL + 3.1FP | Ml/d | 2 | 2019-20: 0; 2020-21: 0; 2021-22: 0; 2022-23: 0; 2023-24: 0; 2024-25: 0; 2025-26: 0.001; 2026-27: 0.001; 2027-28: 0.001; 2028-29: 0.001; 2029-30: 0.949; 2030-31: 2.98; 2031-32: 2.84; 2032-33: 1.261; 2033-34: 1.231; 2034-35: 1.201; 2035-36: 1.25; 2036-37: 3.821; 2037-38: 3.811; 2038-39: 3.791; 2039-40: 3.711; 2040-41: 3.691; 2041-42: 3.671; 2042-43: 3.651; 2043-44: 3.621; 2044-45: 3.601; 2045-46: 3.561; 2046-47: 3.511; 2047-48: 3.491; 2048-49: 3.471; 2049-50: 3.451
4FP | Raw water exported enter as -ve | 4BL + 4.1FP | Ml/d | 2 | 2019-20: 0; 2020-21: 0; 2021-22: 0; 2022-23: 0; 2023-24: 0; 2024-25: 0; 2025-26: 0; 2026-27: 0; 2027-28: 0; 2028-29: 0; 2029-30: 0; 2030-31: 0; 2031-32: 0; 2032-33: 0; 2033-34: 0; 2034-35: 0; 2035-36: 0; 2036-37: 0; 2037-38: 0; 2038-39: 0; 2039-40: 0; 2040-41: 0; 2041-42: 0; 2042-43: 0; 2043-44: 0; 2044-45: 0; 2045-46: 0; 2046-47: 0; 2047-48: 0; 2048-49: 0; 2049-50: 0
5FP | Potable water exported enter as -ve | 5BL + 5.1FP | Ml/d | 2 | 2019-20: 0; 2020-21: 0; 2021-22: 0; 2022-23: 0; 2023-24: 0; 2024-25: 0; 2025-26: -0.001; 2026-27: -0.001; 2027-28: -0.001; 2028-29: -0.001; 2029-30: -0.001; 2030-31: -1.67; 2031-32: -1.56; 2032-33: -0.001; 2033-34: -0.001; 2034-35: -0.001; 2035-36: -0.11; 2036-37: -0.001; 2037-38: -0.001; 2038-39: -0.001; 2039-40: -0.001; 2040-41: -0.001; 2041-42: -0.001; 2042-43: -0.001; 2043-44: -0.001; 2044-45: -0.001; 2045-46: -0.001; 2046-47: -0.001; 2047-48: -0.001; 2048-49: -0.001; 2049-50: -0.001
6.1FP | Deployable Output post forecast changes | 6.1BL + 6.2FP + 6.3FP +7.01FP +7.02FP | Ml/d | 2 | 2019-20: 7.99; 2020-21: 7.99; 2021-22: 7.99; 2022-23: 7.99; 2023-24: 7.99; 2024-25: 7.99; 2025-26: 6.78; 2026-27: 6.78; 2027-28: 6.78; 2028-29: 6.78; 2029-30: 6.78; 2030-31: 4.07; 2031-32: 4.07; 2032-33: 4.07; 2033-34: 4.07; 2034-35: 4.07; 2035-36: 4.07; 2036-37: 1.33; 2037-38: 1.33; 2038-39: 1.33; 2039-40: 1.33; 2040-41: 1.33; 2041-42: 1.33; 2042-43: 1.33; 2043-44: 1.33; 2044-45: 1.33; 2045-46: 1.33; 2046-47: 1.33; 2047-48: 1.33; 2048-49: 1.33; 2049-50: 1.33
8FP | Raw water losses, treatment works losses and operational use | 8BL + 8.1FP + 8.2FP | Ml/d | 2 | 2019-20: 0.08; 2020-21: 0.08; 2021-22: 0.08; 2022-23: 0.08; 2023-24: 0.08; 2024-25: 0.08; 2025-26: 0.08; 2026-27: 0.08; 2027-28: 0.08; 2028-29: 0.08; 2029-30: 0.08; 2030-31: 0.08; 2031-32: 0.08; 2032-33: 0.08; 2033-34: 0.08; 2034-35: 0.08; 2035-36: 0.08; 2036-37: 0.08; 2037-38: 0.08; 2038-39: 0.08; 2039-40: 0.08; 2040-41: 0.08; 2041-42: 0.08; 2042-43: 0.08; 2043-44: 0.08; 2044-45: 0.08; 2045-46: 0.08; 2046-47: 0.08; 2047-48: 0.08; 2048-49: 0.08; 2049-50: 0.08
9FP | Total Outage Allowance | 9BL + 9.1FP | Ml/d | 2 | 2019-20: 0.02; 2020-21: 0.02; 2021-22: 0.02; 2022-23: 0.02; 2023-24: 0.02; 2024-25: 0.02; 2025-26: 0.02; 2026-27: 0.02; 2027-28: 0.02; 2028-29: 0.02; 2029-30: 0.02; 2030-31: 0.02; 2031-32: 0.02; 2032-33: 0.02; 2033-34: 0.02; 2034-35: 0.02; 2035-36: 0.02; 2036-37: 0.02; 2037-38: 0.02; 2038-39: 0.02; 2039-40: 0.02; 2040-41: 0.02; 2041-42: 0.02; 2042-43: 0.02; 2043-44: 0.02; 2044-45: 0.02; 2045-46: 0.02; 2046-47: 0.02; 2047-48: 0.02; 2048-49: 0.02; 2049-50: 0.02
10FP | Water Available For Use (own sources) | (6.1FP) - (8FP + 9FP) | Ml/d | 2 | 2019-20: 7.89; 2020-21: 7.89; 2021-22: 7.89; 2022-23: 7.89; 2023-24: 7.89; 2024-25: 7.89; 2025-26: 6.68; 2026-27: 6.68; 2027-28: 6.68; 2028-29: 6.68; 2029-30: 6.68; 2030-31: 3.97; 2031-32: 3.97; 2032-33: 3.97; 2033-34: 3.97; 2034-35: 3.97; 2035-36: 3.97; 2036-37: 1.23; 2037-38: 1.23; 2038-39: 1.23; 2039-40: 1.23; 2040-41: 1.23; 2041-42: 1.23; 2042-43: 1.23; 2043-44: 1.23; 2044-45: 1.23; 2045-46: 1.23; 2046-47: 1.23; 2047-48: 1.23; 2048-49: 1.23; 2049-50: 1.23
11FP | Total Water Available For Use | 10FP + sum (2FP:5FP) | Ml/d | 2 | 2019-20: 7.89; 2020-21: 7.89; 2021-22: 7.89; 2022-23: 7.89; 2023-24: 7.89; 2024-25: 7.89; 2025-26: 6.68; 2026-27: 6.68; 2027-28: 6.68; 2028-29: 6.68; 2029-30: 7.628; 2030-31: 5.28; 2031-32: 5.25; 2032-33: 5.23; 2033-34: 5.2; 2034-35: 5.17; 2035-36: 5.11; 2036-37: 5.05; 2037-38: 5.04; 2038-39: 5.02; 2039-40: 4.94; 2040-41: 4.92; 2041-42: 4.9; 2042-43: 4.88; 2043-44: 4.85; 2044-45: 4.83; 2045-46: 4.79; 2046-47: 4.74; 2047-48: 4.72; 2048-49: 4.7; 2049-50: 4.68
12FP | Water delivered measured non-household | 12BL + 12.2FP | Ml/d | 2 | 2019-20: 0.84; 2020-21: 0.83; 2021-22: 0.82; 2022-23: 0.81; 2023-24: 0.8; 2024-25: 0.79; 2025-26: 0.77; 2026-27: 0.75; 2027-28: 0.73; 2028-29: 0.71; 2029-30: 0.69; 2030-31: 0.67; 2031-32: 0.65; 2032-33: 0.63; 2033-34: 0.61; 2034-35: 0.6; 2035-36: 0.58; 2036-37: 0.56; 2037-38: 0.55; 2038-39: 0.54; 2039-40: 0.53; 2040-41: 0.52; 2041-42: 0.5; 2042-43: 0.49; 2043-44: 0.48; 2044-45: 0.47; 2045-46: 0.45; 2046-47: 0.44; 2047-48: 0.43; 2048-49: 0.42; 2049-50: 0.41
12.1FP | Non-potable water consumption | Input | Ml/d | 2 | 2019-20: 0; 2020-21: 0; 2021-22: 0; 2022-23: 0; 2023-24: 0; 2024-25: 0; 2025-26: 0; 2026-27: 0; 2027-28: 0; 2028-29: 0; 2029-30: 0; 2030-31: 0; 2031-32: 0; 2032-33: 0; 2033-34: 0; 2034-35: 0; 2035-36: 0; 2036-37: 0; 2037-38: 0; 2038-39: 0; 2039-40: 0; 2040-41: 0; 2041-42: 0; 2042-43: 0; 2043-44: 0; 2044-45: 0; 2045-46: 0; 2046-47: 0; 2047-48: 0; 2048-49: 0; 2049-50: 0
13FP | Water delivered unmeasured non-household | 13BL + 13.1FP | Ml/d | 2 | 2019-20: 0; 2020-21: 0; 2021-22: 0; 2022-23: 0; 2023-24: 0; 2024-25: 0; 2025-26: 0; 2026-27: 0; 2027-28: 0; 2028-29: 0; 2029-30: 0; 2030-31: 0; 2031-32: 0; 2032-33: 0; 2033-34: 0; 2034-35: 0; 2035-36: 0; 2036-37: 0; 2037-38: 0; 2038-39: 0; 2039-40: 0; 2040-41: 0; 2041-42: 0; 2042-43: 0; 2043-44: 0; 2044-45: 0; 2045-46: 0; 2046-47: 0; 2047-48: 0; 2048-49: 0; 2049-50: 0
14FP | Water delivered measured household | 14BL + 14.1FP | Ml/d | 2 | 2019-20: 2.67; 2020-21: 2.74; 2021-22: 2.77; 2022-23: 2.87; 2023-24: 2.93; 2024-25: 2.96; 2025-26: 2.89; 2026-27: 2.9; 2027-28: 2.92; 2028-29: 2.91; 2029-30: 2.9; 2030-31: 2.9; 2031-32: 2.9; 2032-33: 2.91; 2033-34: 2.91; 2034-35: 2.91; 2035-36: 2.9; 2036-37: 2.9; 2037-38: 2.9; 2038-39: 2.89; 2039-40: 2.9; 2040-41: 2.9; 2041-42: 2.89; 2042-43: 2.89; 2043-44: 2.87; 2044-45: 2.89; 2045-46: 2.9; 2046-47: 2.89; 2047-48: 2.9; 2048-49: 2.91; 2049-50: 2.91
15FP | Water delivered unmeasured household | 15BL + 15.1FP | Ml/d | 2 | 2019-20: 0.62; 2020-21: 0.59; 2021-22: 0.57; 2022-23: 0.54; 2023-24: 0.51; 2024-25: 0.49; 2025-26: 0.47; 2026-27: 0.45; 2027-28: 0.43; 2028-29: 0.41; 2029-30: 0.39; 2030-31: 0.37; 2031-32: 0.36; 2032-33: 0.34; 2033-34: 0.33; 2034-35: 0.31; 2035-36: 0.3; 2036-37: 0.29; 2037-38: 0.28; 2038-39: 0.27; 2039-40: 0.26; 2040-41: 0.25; 2041-42: 0.24; 2042-43: 0.23; 2043-44: 0.22; 2044-45: 0.21; 2045-46: 0.2; 2046-47: 0.2; 2047-48: 0.2; 2048-49: 0.19; 2049-50: 0.19
16FP | Percentage of consumption driven by climate change | 16BL | % | 1 | 2019-20: 0%; 2020-21: 0%; 2021-22: 0%; 2022-23: 0.1%; 2023-24: 0.1%; 2024-25: 0.1%; 2025-26: 0.1%; 2026-27: 0.1%; 2027-28: 0.1%; 2028-29: 0.2%; 2029-30: 0.2%; 2030-31: 0.2%; 2031-32: 0.2%; 2032-33: 0.3%; 2033-34: 0.3%; 2034-35: 0.3%; 2035-36: 0.4%; 2036-37: 0.4%; 2037-38: 0.4%; 2038-39: 0.5%; 2039-40: 0.5%; 2040-41: 0.6%; 2041-42: 0.6%; 2042-43: 0.6%; 2043-44: 0.7%; 2044-45: 0.7%; 2045-46: 0.8%; 2046-47: 0.8%; 2047-48: 0.8%; 2048-49: 0.8%; 2049-50: 0.9%
17FP | Volume of consumption driven by climate change | 16FP * (12FP + sum(13FP:15FP) - sum (23FP:26FP)) | Ml/d | 2 | 2019-20: 0; 2020-21: 0; 2021-22: 0; 2022-23: 0.00407; 2023-24: 0.00408; 2024-25: 0.00408; 2025-26: 0.00399; 2026-27: 0.00396; 2027-28: 0.00396; 2028-29: 0.00782; 2029-30: 0.00774; 2030-31: 0.00766; 2031-32: 0.00762; 2032-33: 0.01131; 2033-34: 0.01122; 2034-35: 0.01113; 2035-36: 0.01472; 2036-37: 0.0146; 2037-38: 0.01452; 2038-39: 0.018; 2039-40: 0.0179; 2040-41: 0.02136; 2041-42: 0.02112; 2042-43: 0.021; 2043-44: 0.02422; 2044-45: 0.02429; 2045-46: 0.0276; 2046-47: 0.02744; 2047-48: 0.02744; 2048-49: 0.02736; 2049-50: 0.03069
18FP | Measured Household - PCC | ((14FP - 25FP) * 1,000,000) / (39FP * 1000) | l/h/d | 1 | 2019-20: 131.5384; 2020-21: 130.9435; 2021-22: 130.1052; 2022-23: 129.3285; 2023-24: 128.2988; 2024-25: 127.5487; 2025-26: 122.7021; 2026-27: 121.0287; 2027-28: 120.6874; 2028-29: 118.867; 2029-30: 117.7551; 2030-31: 116.7654; 2031-32: 116.3795; 2032-33: 115.6518; 2033-34: 114.8399; 2034-35: 114.0531; 2035-36: 112.8677; 2036-37: 112.1451; 2037-38: 111.4052; 2038-39: 110.3302; 2039-40: 109.5303; 2040-41: 108.7924; 2041-42: 107.684; 2042-43: 106.9805; 2043-44: 105.5269; 2044-45: 105.9977; 2045-46: 105.84; 2046-47: 104.9486; 2047-48: 104.7938; 2048-49: 104.6443; 2049-50: 104.1858
19FP | Unmeasured Household - PCC | ((15FP - 26FP) * 1,000,000) / (40FP * 1000) | l/h/d | 1 | 2019-20: 170.1379; 2020-21: 168.6082; 2021-22: 168.9512; 2022-23: 167.2241; 2023-24: 165.3765; 2024-25: 166.2357; 2025-26: 165.321; 2026-27: 164.4605; 2027-28: 167.364; 2028-29: 166.0114; 2029-30: 164.1587; 2030-31: 161.8277; 2031-32: 164.0159; 2032-33: 160.8718; 2033-34: 162.4256; 2034-35: 158.1921; 2035-36: 164.9971; 2036-37: 166.0517; 2037-38: 166.7736; 2038-39: 167.336; 2039-40: 167.364; 2040-41: 167.2727; 2041-42: 166.793; 2042-43: 166.0079; 2043-44: 164.8805; 2044-45: 163.2302; 2045-46: 157.4803; 2046-47: 160.285; 2047-48: 163.0435; 2048-49: 156.5378; 2049-50: 156.5378
20FP | Average Household - PCC | (((14FP - 25FP) + (15FP - 26FP)) * 1,000,000)/ ((39FP + 40FP) * 1,000) | l/h/d | 1 | 2019-20: 137.2918; 2020-21: 136.2059; 2021-22: 135.2727; 2022-23: 133.9855; 2023-24: 132.5574; 2024-25: 131.7423; 2025-26: 127.0768; 2026-27: 125.2536; 2027-28: 125.0048; 2028-29: 123.0154; 2029-30: 121.648; 2030-31: 120.3718; 2031-32: 120.0198; 2032-33: 118.9529; 2033-34: 118.1578; 2034-35: 116.9921; 2035-36: 116.1832; 2036-37: 115.4191; 2037-38: 114.6174; 2038-39: 113.4889; 2039-40: 112.5918; 2040-41: 111.7483; 2041-42: 110.5377; 2042-43: 109.7019; 2043-44: 108.1395; 2044-45: 108.405; 2045-46: 107.9642; 2046-47: 107.1761; 2047-48: 107.0893; 2048-49: 106.6477; 2049-50: 106.1984
21FP | Water taken unbilled | 21BL + 21.1FP | Ml/d | 2 | 2019-20: 0.11; 2020-21: 0.11; 2021-22: 0.12; 2022-23: 0.13; 2023-24: 0.12; 2024-25: 0.12; 2025-26: 0.11; 2026-27: 0.11; 2027-28: 0.11; 2028-29: 0.12; 2029-30: 0.12; 2030-31: 0.13; 2031-32: 0.12; 2032-33: 0.12; 2033-34: 0.13; 2034-35: 0.12; 2035-36: 0.13; 2036-37: 0.12; 2037-38: 0.13; 2038-39: 0.13; 2039-40: 0.12; 2040-41: 0.11; 2041-42: 0.12; 2042-43: 0.11; 2043-44: 0.12; 2044-45: 0.11; 2045-46: 0.12; 2046-47: 0.14; 2047-48: 0.12; 2048-49: 0.13; 2049-50: 0.13
22FP | Distribution system operational use | 22BL + 22.1FP | Ml/d | 2 | 2019-20: 0.02; 2020-21: 0.02; 2021-22: 0.02; 2022-23: 0.02; 2023-24: 0.02; 2024-25: 0.02; 2025-26: 0.02; 2026-27: 0.02; 2027-28: 0.02; 2028-29: 0.02; 2029-30: 0.02; 2030-31: 0.02; 2031-32: 0.02; 2032-33: 0.02; 2033-34: 0.02; 2034-35: 0.02; 2035-36: 0.02; 2036-37: 0.02; 2037-38: 0.02; 2038-39: 0.02; 2039-40: 0.02; 2040-41: 0.02; 2041-42: 0.02; 2042-43: 0.02; 2043-44: 0.02; 2044-45: 0.02; 2045-46: 0.02; 2046-47: 0.02; 2047-48: 0.02; 2048-49: 0.02; 2049-50: 0.02
23FP | Measured Non Household - USPL | 23BL + 23.1FP | Ml/d | 2 | 2019-20: 0; 2020-21: 0; 2021-22: 0; 2022-23: 0; 2023-24: 0; 2024-25: 0; 2025-26: 0; 2026-27: 0; 2027-28: 0; 2028-29: 0; 2029-30: 0; 2030-31: 0; 2031-32: 0; 2032-33: 0; 2033-34: 0; 2034-35: 0; 2035-36: 0; 2036-37: 0; 2037-38: 0; 2038-39: 0; 2039-40: 0; 2040-41: 0; 2041-42: 0; 2042-43: 0; 2043-44: 0; 2044-45: 0; 2045-46: 0; 2046-47: 0; 2047-48: 0; 2048-49: 0; 2049-50: 0
24FP | Unmeasured Non Household - USPL | 24BL + 24.1FP | Ml/d | 2 | 2019-20: 0; 2020-21: 0; 2021-22: 0; 2022-23: 0; 2023-24: 0; 2024-25: 0; 2025-26: 0; 2026-27: 0; 2027-28: 0; 2028-29: 0; 2029-30: 0; 2030-31: 0; 2031-32: 0; 2032-33: 0; 2033-34: 0; 2034-35: 0; 2035-36: 0; 2036-37: 0; 2037-38: 0; 2038-39: 0; 2039-40: 0; 2040-41: 0; 2041-42: 0; 2042-43: 0; 2043-44: 0; 2044-45: 0; 2045-46: 0; 2046-47: 0; 2047-48: 0; 2048-49: 0; 2049-50: 0
25FP | Measured Household - USPL | 25BL + 25.1FP | Ml/d | 2 | 2019-20: 0.11; 2020-21: 0.11; 2021-22: 0.11; 2022-23: 0.11; 2023-24: 0.12; 2024-25: 0.12; 2025-26: 0.1; 2026-27: 0.1; 2027-28: 0.09; 2028-29: 0.09; 2029-30: 0.08; 2030-31: 0.08; 2031-32: 0.07; 2032-33: 0.08; 2033-34: 0.08; 2034-35: 0.08; 2035-36: 0.08; 2036-37: 0.08; 2037-38: 0.08; 2038-39: 0.08; 2039-40: 0.09; 2040-41: 0.09; 2041-42: 0.09; 2042-43: 0.09; 2043-44: 0.09; 2044-45: 0.08; 2045-46: 0.08; 2046-47: 0.08; 2047-48: 0.08; 2048-49: 0.08; 2049-50: 0.08
26FP | Unmeasured Household - USPL | 26BL + 26.1BL | Ml/d | 2 | 2019-20: 0.04; 2020-21: 0.04; 2021-22: 0.04; 2022-23: 0.04; 2023-24: 0.04; 2024-25: 0.04; 2025-26: 0.04; 2026-27: 0.04; 2027-28: 0.03; 2028-29: 0.03; 2029-30: 0.03; 2030-31: 0.03; 2031-32: 0.03; 2032-33: 0.03; 2033-34: 0.03; 2034-35: 0.03; 2035-36: 0.02; 2036-37: 0.02; 2037-38: 0.02; 2038-39: 0.02; 2039-40: 0.02; 2040-41: 0.02; 2041-42: 0.02; 2042-43: 0.02; 2043-44: 0.02; 2044-45: 0.02; 2045-46: 0.02; 2046-47: 0.02; 2047-48: 0.02; 2048-49: 0.02; 2049-50: 0.02
27FP | Void Properties - USPL | 27BL + 27.1FP | Ml/d | 2 | 2019-20: 0.01; 2020-21: 0.01; 2021-22: 0.01; 2022-23: 0.01; 2023-24: 0.01; 2024-25: 0.01; 2025-26: 0.01; 2026-27: 0.01; 2027-28: 0.01; 2028-29: 0.01; 2029-30: 0.01; 2030-31: 0.01; 2031-32: 0.01; 2032-33: 0.01; 2033-34: 0.01; 2034-35: 0.01; 2035-36: 0.01; 2036-37: 0.01; 2037-38: 0.01; 2038-39: 0.01; 2039-40: 0.01; 2040-41: 0.01; 2041-42: 0.01; 2042-43: 0.01; 2043-44: 0.01; 2044-45: 0.01; 2045-46: 0.01; 2046-47: 0.01; 2047-48: 0.01; 2048-49: 0.01; 2049-50: 0.01
28FP | Distribution losses | 28BL + 28.1FP | Ml/d | 2 | 2019-20: 1.03; 2020-21: 1.01; 2021-22: 1; 2022-23: 0.98; 2023-24: 0.96; 2024-25: 0.94; 2025-26: 0.94; 2026-27: 0.94; 2027-28: 0.94; 2028-29: 0.94; 2029-30: 0.94; 2030-31: 0.93; 2031-32: 0.93; 2032-33: 0.93; 2033-34: 0.91; 2034-35: 0.91; 2035-36: 0.91; 2036-37: 0.91; 2037-38: 0.9; 2038-39: 0.9; 2039-40: 0.9; 2040-41: 0.9; 2041-42: 0.9; 2042-43: 0.9; 2043-44: 0.9; 2044-45: 0.89; 2045-46: 0.89; 2046-47: 0.84; 2047-48: 0.84; 2048-49: 0.82; 2049-50: 0.81
29FP | Total Leakage | sum (23FP:28FP) | Ml/d | 2 | 2019-20: 1.19; 2020-21: 1.17; 2021-22: 1.16; 2022-23: 1.14; 2023-24: 1.13; 2024-25: 1.11; 2025-26: 1.09; 2026-27: 1.09; 2027-28: 1.07; 2028-29: 1.07; 2029-30: 1.06; 2030-31: 1.05; 2031-32: 1.04; 2032-33: 1.05; 2033-34: 1.03; 2034-35: 1.03; 2035-36: 1.02; 2036-37: 1.02; 2037-38: 1.01; 2038-39: 1.01; 2039-40: 1.02; 2040-41: 1.02; 2041-42: 1.02; 2042-43: 1.02; 2043-44: 1.02; 2044-45: 1; 2045-46: 1; 2046-47: 0.95; 2047-48: 0.95; 2048-49: 0.93; 2049-50: 0.92
30FP | Leakage/property | (29FP * 1,000,000) / (36FP * 1,000) | l/prop/d | 2 | 2019-20: 117.4613; 2020-21: 110.743; 2021-22: 106.1396; 2022-23: 101.0191; 2023-24: 97.9542; 2024-25: 95.0017; 2025-26: 91.8668; 2026-27: 90.524; 2027-28: 87.8273; 2028-29: 86.8648; 2029-30: 85.2501; 2030-31: 83.7321; 2031-32: 82.3241; 2032-33: 82.5342; 2033-34: 80.3934; 2034-35: 79.8388; 2035-36: 78.534; 2036-37: 78.0055; 2037-38: 76.7477; 2038-39: 76.2609; 2039-40: 76.5421; 2040-41: 76.091; 2041-42: 75.662; 2042-43: 75.2379; 2043-44: 74.8239; 2044-45: 72.9714; 2045-46: 72.6006; 2046-47: 68.6218; 2047-48: 68.2962; 2048-49: 66.5474; 2049-50: 65.5271
31FP | Measured Non Household - properties | Input | 000's | 2 | 2019-20: 0.552; 2020-21: 0.559; 2021-22: 0.565; 2022-23: 0.572; 2023-24: 0.578; 2024-25: 0.586; 2025-26: 0.591; 2026-27: 0.597; 2027-28: 0.603; 2028-29: 0.608; 2029-30: 0.613; 2030-31: 0.618; 2031-32: 0.623; 2032-33: 0.628; 2033-34: 0.633; 2034-35: 0.637; 2035-36: 0.641; 2036-37: 0.646; 2037-38: 0.65; 2038-39: 0.654; 2039-40: 0.658; 2040-41: 0.661; 2041-42: 0.665; 2042-43: 0.668; 2043-44: 0.672; 2044-45: 0.675; 2045-46: 0.678; 2046-47: 0.682; 2047-48: 0.684; 2048-49: 0.687; 2049-50: 0.69
32FP | Unmeasured Non Household - properties | Input | 000's | 2 | 2019-20: 0.002; 2020-21: 0.002; 2021-22: 0.002; 2022-23: 0.002; 2023-24: 0.002; 2024-25: 0.002; 2025-26: 0.002; 2026-27: 0.002; 2027-28: 0.002; 2028-29: 0.002; 2029-30: 0.002; 2030-31: 0.002; 2031-32: 0.003; 2032-33: 0.003; 2033-34: 0.003; 2034-35: 0.003; 2035-36: 0.003; 2036-37: 0.003; 2037-38: 0.003; 2038-39: 0.003; 2039-40: 0.003; 2040-41: 0.003; 2041-42: 0.003; 2042-43: 0.003; 2043-44: 0.003; 2044-45: 0.003; 2045-46: 0.003; 2046-47: 0.003; 2047-48: 0.003; 2048-49: 0.003; 2049-50: 0.003
33FP | All void non-households - properties | Input | 000's | 2 | 2019-20: 0; 2020-21: 0; 2021-22: 0; 2022-23: 0; 2023-24: 0; 2024-25: 0; 2025-26: 0; 2026-27: 0; 2027-28: 0; 2028-29: 0; 2029-30: 0; 2030-31: 0; 2031-32: 0; 2032-33: 0; 2033-34: 0; 2034-35: 0; 2035-36: 0; 2036-37: 0; 2037-38: 0; 2038-39: 0; 2039-40: 0; 2040-41: 0; 2041-42: 0; 2042-43: 0; 2043-44: 0; 2044-45: 0; 2045-46: 0; 2046-47: 0; 2047-48: 0; 2048-49: 0; 2049-50: 0
34FP | Measured households - properties (excl. void) | Year before + sum (34.1BL:34.6BL) | 000's | 2 | 2019-20: 8.099; 2020-21: 8.575; 2021-22: 8.976; 2022-23: 9.377; 2023-24: 9.67; 2024-25: 9.857; 2025-26: 10.072; 2026-27: 10.279; 2027-28: 10.45; 2028-29: 10.614; 2029-30: 10.757; 2030-31: 10.891; 2031-32: 11.008; 2032-33: 11.121; 2033-34: 11.234; 2034-35: 11.346; 2035-36: 11.456; 2036-37: 11.563; 2037-38: 11.668; 2038-39: 11.771; 2039-40: 11.871; 2040-41: 11.968; 2041-42: 12.062; 2042-43: 12.154; 2043-44: 12.245; 2044-45: 12.332; 2045-46: 12.406; 2046-47: 12.478; 2047-48: 12.548; 2048-49: 12.617; 2049-50: 12.677
34.1FP | New build properties - properties | Input (new builds in each year) | 000's | 2 | 2019-20: 0.491; 2020-21: 0.412; 2021-22: 0.342; 2022-23: 0.347; 2023-24: 0.242; 2024-25: 0.138; 2025-26: 0.175; 2026-27: 0.168; 2027-28: 0.133; 2028-29: 0.128; 2029-30: 0.108; 2030-31: 0.1; 2031-32: 0.085; 2032-33: 0.081; 2033-34: 0.083; 2034-35: 0.082; 2035-36: 0.082; 2036-37: 0.079; 2037-38: 0.079; 2038-39: 0.077; 2039-40: 0.076; 2040-41: 0.073; 2041-42: 0.072; 2042-43: 0.07; 2043-44: 0.069; 2044-45: 0.067; 2045-46: 0.066; 2046-47: 0.064; 2047-48: 0.063; 2048-49: 0.062; 2049-50: 0.06
34.2FP | Meter optants - properties | Input (meter optants in each year) | 000's | 2 | 2019-20: 0.042; 2020-21: 0.04; 2021-22: 0.036; 2022-23: 0.032; 2023-24: 0.03; 2024-25: 0.029; 2025-26: 0.021; 2026-27: 0.021; 2027-28: 0.02; 2028-29: 0.019; 2029-30: 0.019; 2030-31: 0.018; 2031-32: 0.017; 2032-33: 0.017; 2033-34: 0.016; 2034-35: 0.016; 2035-36: 0.015; 2036-37: 0.015; 2037-38: 0.014; 2038-39: 0.014; 2039-40: 0.013; 2040-41: 0.013; 2041-42: 0.012; 2042-43: 0.012; 2043-44: 0.012; 2044-45: 0.011; 2045-46: 0; 2046-47: 0; 2047-48: 0; 2048-49: 0; 2049-50: 0
34.3FP | Compulsory metering - properties | Input (compulsory meters in each year) | 000's | 2 | 2019-20: 0; 2020-21: 0; 2021-22: 0; 2022-23: 0; 2023-24: 0; 2024-25: 0; 2025-26: 0; 2026-27: 0; 2027-28: 0; 2028-29: 0; 2029-30: 0; 2030-31: 0; 2031-32: 0; 2032-33: 0; 2033-34: 0; 2034-35: 0; 2035-36: 0; 2036-37: 0; 2037-38: 0; 2038-39: 0; 2039-40: 0; 2040-41: 0; 2041-42: 0; 2042-43: 0; 2043-44: 0; 2044-45: 0; 2045-46: 0; 2046-47: 0; 2047-48: 0; 2048-49: 0; 2049-50: 0
34.4FP | Metering on change of occupancy - properties | Input (change of occupancy meters in each year) | 000's | 2 | 2019-20: 0.024; 2020-21: 0.023; 2021-22: 0.022; 2022-23: 0.021; 2023-24: 0.02; 2024-25: 0.019; 2025-26: 0.018; 2026-27: 0.017; 2027-28: 0.017; 2028-29: 0.016; 2029-30: 0.015; 2030-31: 0.015; 2031-32: 0.014; 2032-33: 0.014; 2033-34: 0.013; 2034-35: 0.013; 2035-36: 0.012; 2036-37: 0.012; 2037-38: 0.011; 2038-39: 0.011; 2039-40: 0.01; 2040-41: 0.01; 2041-42: 0.009; 2042-43: 0.009; 2043-44: 0.009; 2044-45: 0.008; 2045-46: 0.008; 2046-47: 0.008; 2047-48: 0.007; 2048-49: 0.007; 2049-50: 0
34.5FP | Selective metering - properties | Input (selective meters in each year) | 000's | 2 | 2019-20: 0.001; 2020-21: 0.001; 2021-22: 0.001; 2022-23: 0.001; 2023-24: 0.001; 2024-25: 0.001; 2025-26: 0.001; 2026-27: 0.001; 2027-28: 0.001; 2028-29: 0.001; 2029-30: 0.001; 2030-31: 0.001; 2031-32: 0.001; 2032-33: 0.001; 2033-34: 0.001; 2034-35: 0.001; 2035-36: 0.001; 2036-37: 0.001; 2037-38: 0.001; 2038-39: 0.001; 2039-40: 0.001; 2040-41: 0.001; 2041-42: 0.001; 2042-43: 0.001; 2043-44: 0.001; 2044-45: 0.001; 2045-46: 0; 2046-47: 0; 2047-48: 0; 2048-49: 0; 2049-50: 0
34.6FP | Other changes to existing metering - properties | Input (other changes to meters in each year) | 000's | 2 | 2019-20: 0; 2020-21: 0; 2021-22: 0; 2022-23: 0; 2023-24: 0; 2024-25: 0; 2025-26: 0; 2026-27: 0; 2027-28: 0; 2028-29: 0; 2029-30: 0; 2030-31: 0; 2031-32: 0; 2032-33: 0; 2033-34: 0; 2034-35: 0; 2035-36: 0; 2036-37: 0; 2037-38: 0; 2038-39: 0; 2039-40: 0; 2040-41: 0; 2041-42: 0; 2042-43: 0; 2043-44: 0; 2044-45: 0; 2045-46: 0; 2046-47: 0; 2047-48: 0; 2048-49: 0; 2049-50: 0
34.7FP | Measured household void properties | Input | 000's | 2 | 2019-20: 0.175; 2020-21: 0.179; 2021-22: 0.182; 2022-23: 0.186; 2023-24: 0.19; 2024-25: 0.193; 2025-26: 0.196; 2026-27: 0.199; 2027-28: 0.202; 2028-29: 0.205; 2029-30: 0.208; 2030-31: 0.21; 2031-32: 0.213; 2032-33: 0.215; 2033-34: 0.218; 2034-35: 0.22; 2035-36: 0.222; 2036-37: 0.225; 2037-38: 0.227; 2038-39: 0.229; 2039-40: 0.232; 2040-41: 0.234; 2041-42: 0.236; 2042-43: 0.238; 2043-44: 0.24; 2044-45: 0.242; 2045-46: 0.243; 2046-47: 0.245; 2047-48: 0.246; 2048-49: 0.247; 2049-50: 0.249
35FP | Unmeasured households - properties (excl. void) | Input | 000's | 2 | 2019-20: 1.276; 2020-21: 1.224; 2021-22: 1.179; 2022-23: 1.125; 2023-24: 1.074; 2024-25: 1.025; 2025-26: 0.984; 2026-27: 0.945; 2027-28: 0.908; 2028-29: 0.872; 2029-30: 0.837; 2030-31: 0.803; 2031-32: 0.771; 2032-33: 0.74; 2033-34: 0.71; 2034-35: 0.681; 2035-36: 0.653; 2036-37: 0.626; 2037-38: 0.6; 2038-39: 0.575; 2039-40: 0.551; 2040-41: 0.528; 2041-42: 0.505; 2042-43: 0.484; 2043-44: 0.463; 2044-45: 0.443; 2045-46: 0.435; 2046-47: 0.427; 2047-48: 0.42; 2048-49: 0.413; 2049-50: 0.413
35.1FP | Unmeasured household void properties | Input | 000's | 2 | 2019-20: 0.027; 2020-21: 0.026; 2021-22: 0.025; 2022-23: 0.023; 2023-24: 0.022; 2024-25: 0.021; 2025-26: 0.02; 2026-27: 0.019; 2027-28: 0.018; 2028-29: 0.017; 2029-30: 0.017; 2030-31: 0.016; 2031-32: 0.015; 2032-33: 0.015; 2033-34: 0.014; 2034-35: 0.014; 2035-36: 0.013; 2036-37: 0.013; 2037-38: 0.012; 2038-39: 0.012; 2039-40: 0.011; 2040-41: 0.011; 2041-42: 0.01; 2042-43: 0.01; 2043-44: 0.009; 2044-45: 0.009; 2045-46: 0.009; 2046-47: 0.009; 2047-48: 0.009; 2048-49: 0.008; 2049-50: 0.008
36FP | Total Resource Zone Properties (incl. voids) | sum (31FP:34FP) + 34.7FP + 35BL + 35.1BL | 000's | 2 | 2019-20: 10.131; 2020-21: 10.565; 2021-22: 10.929; 2022-23: 11.285; 2023-24: 11.536; 2024-25: 11.684; 2025-26: 11.865; 2026-27: 12.041; 2027-28: 12.183; 2028-29: 12.318; 2029-30: 12.434; 2030-31: 12.54; 2031-32: 12.633; 2032-33: 12.722; 2033-34: 12.812; 2034-35: 12.901; 2035-36: 12.988; 2036-37: 13.076; 2037-38: 13.16; 2038-39: 13.244; 2039-40: 13.326; 2040-41: 13.405; 2041-42: 13.481; 2042-43: 13.557; 2043-44: 13.632; 2044-45: 13.704; 2045-46: 13.774; 2046-47: 13.844; 2047-48: 13.91; 2048-49: 13.975; 2049-50: 14.04
37FP | Measured Non Household - Population | Input | 000's | 2 | 2019-20: 0.772; 2020-21: 0.777; 2021-22: 0.781; 2022-23: 0.787; 2023-24: 0.792; 2024-25: 0.796; 2025-26: 0.8; 2026-27: 0.804; 2027-28: 0.81; 2028-29: 0.816; 2029-30: 0.821; 2030-31: 0.826; 2031-32: 0.835; 2032-33: 0.842; 2033-34: 0.848; 2034-35: 0.852; 2035-36: 0.857; 2036-37: 0.861; 2037-38: 0.865; 2038-39: 0.87; 2039-40: 0.874; 2040-41: 0.878; 2041-42: 0.883; 2042-43: 0.888; 2043-44: 0.893; 2044-45: 0.899; 2045-46: 0.905; 2046-47: 0.912; 2047-48: 0.918; 2048-49: 0.924; 2049-50: 0.93
38FP | Unmeasured Non Household - Population | Input | 000's | 2 | 2019-20: 0.003; 2020-21: 0.003; 2021-22: 0.003; 2022-23: 0.003; 2023-24: 0.003; 2024-25: 0.003; 2025-26: 0.003; 2026-27: 0.003; 2027-28: 0.003; 2028-29: 0.003; 2029-30: 0.003; 2030-31: 0.003; 2031-32: 0.003; 2032-33: 0.003; 2033-34: 0.003; 2034-35: 0.003; 2035-36: 0.003; 2036-37: 0.003; 2037-38: 0.003; 2038-39: 0.003; 2039-40: 0.004; 2040-41: 0.004; 2041-42: 0.004; 2042-43: 0.004; 2043-44: 0.004; 2044-45: 0.004; 2045-46: 0.004; 2046-47: 0.004; 2047-48: 0.004; 2048-49: 0.004; 2049-50: 0.004
39FP | Measured Household - Population | Input | 000's | 2 | 2019-20: 19.462; 2020-21: 20.085; 2021-22: 20.445; 2022-23: 21.341; 2023-24: 21.902; 2024-25: 22.266; 2025-26: 22.738; 2026-27: 23.135; 2027-28: 23.449; 2028-29: 23.724; 2029-30: 23.948; 2030-31: 24.151; 2031-32: 24.317; 2032-33: 24.47; 2033-34: 24.643; 2034-35: 24.813; 2035-36: 24.985; 2036-37: 25.146; 2037-38: 25.313; 2038-39: 25.469; 2039-40: 25.655; 2040-41: 25.829; 2041-42: 26.002; 2042-43: 26.173; 2043-44: 26.344; 2044-45: 26.51; 2045-46: 26.644; 2046-47: 26.775; 2047-48: 26.91; 2048-49: 27.044; 2049-50: 27.163
40FP | Unmeasured Household - Population | Input | 000's | 2 | 2019-20: 3.409; 2020-21: 3.262; 2021-22: 3.137; 2022-23: 2.99; 2023-24: 2.842; 2024-25: 2.707; 2025-26: 2.601; 2026-27: 2.493; 2027-28: 2.39; 2028-29: 2.289; 2029-30: 2.193; 2030-31: 2.101; 2031-32: 2.012; 2032-33: 1.927; 2033-34: 1.847; 2034-35: 1.77; 2035-36: 1.697; 2036-37: 1.626; 2037-38: 1.559; 2038-39: 1.494; 2039-40: 1.434; 2040-41: 1.375; 2041-42: 1.319; 2042-43: 1.265; 2043-44: 1.213; 2044-45: 1.164; 2045-46: 1.143; 2046-47: 1.123; 2047-48: 1.104; 2048-49: 1.086; 2049-50: 1.086
41FP | Total Resource Zone Population | sum (37FP:40FP) | 000's | 2 | 2019-20: 23.646; 2020-21: 24.127; 2021-22: 24.366; 2022-23: 25.121; 2023-24: 25.539; 2024-25: 25.772; 2025-26: 26.142; 2026-27: 26.435; 2027-28: 26.652; 2028-29: 26.832; 2029-30: 26.965; 2030-31: 27.081; 2031-32: 27.167; 2032-33: 27.242; 2033-34: 27.341; 2034-35: 27.438; 2035-36: 27.542; 2036-37: 27.636; 2037-38: 27.74; 2038-39: 27.836; 2039-40: 27.967; 2040-41: 28.086; 2041-42: 28.208; 2042-43: 28.33; 2043-44: 28.454; 2044-45: 28.577; 2045-46: 28.696; 2046-47: 28.814; 2047-48: 28.936; 2048-49: 29.058; 2049-50: 29.183
42FP | Average household occupancy rate (excl. voids) | (39FP + 40FP) / (34FP + 35FP) | h/prop | 1 | 2019-20: 2.4396; 2020-21: 2.3826; 2021-22: 2.3222; 2022-23: 2.3168; 2023-24: 2.3031; 2024-25: 2.2949; 2025-26: 2.2919; 2026-27: 2.2833; 2027-28: 2.275; 2028-29: 2.2648; 2029-30: 2.2547; 2030-31: 2.2449; 2031-32: 2.2352; 2032-33: 2.2255; 2033-34: 2.2178; 2034-35: 2.2103; 2035-36: 2.2035; 2036-37: 2.1964; 2037-38: 2.1904; 2038-39: 2.1839; 2039-40: 2.1807; 2040-41: 2.177; 2041-42: 2.174; 2042-43: 2.1711; 2043-44: 2.1685; 2044-45: 2.1663; 2045-46: 2.1639; 2046-47: 2.1618; 2047-48: 2.1602; 2048-49: 2.1589; 2049-50: 2.1581
43FP | Total Household Metering penetration (excl. voids) | 34FP / (34FP + 35FP) | % | 1 | 2019-20: 86.39%; 2020-21: 87.51%; 2021-22: 88.39%; 2022-23: 89.29%; 2023-24: 90%; 2024-25: 90.58%; 2025-26: 91.1%; 2026-27: 91.58%; 2027-28: 92.01%; 2028-29: 92.41%; 2029-30: 92.78%; 2030-31: 93.13%; 2031-32: 93.45%; 2032-33: 93.76%; 2033-34: 94.06%; 2034-35: 94.34%; 2035-36: 94.61%; 2036-37: 94.86%; 2037-38: 95.11%; 2038-39: 95.34%; 2039-40: 95.56%; 2040-41: 95.77%; 2041-42: 95.98%; 2042-43: 96.17%; 2043-44: 96.36%; 2044-45: 96.53%; 2045-46: 96.61%; 2046-47: 96.69%; 2047-48: 96.76%; 2048-49: 96.83%; 2049-50: 96.84%
44FP | Total Household Metering penetration (incl. voids) | (34FP) / (34FP + 34.7FP + 35FP + 35.1FP) | % | 1 | 2019-20: 84.57%; 2020-21: 85.72%; 2021-22: 86.62%; 2022-23: 87.55%; 2023-24: 88.26%; 2024-25: 88.83%; 2025-26: 89.35%; 2026-27: 89.84%; 2027-28: 90.26%; 2028-29: 90.66%; 2029-30: 91.01%; 2030-31: 91.37%; 2031-32: 91.68%; 2032-33: 91.98%; 2033-34: 92.26%; 2034-35: 92.54%; 2035-36: 92.81%; 2036-37: 93.05%; 2037-38: 93.29%; 2038-39: 93.52%; 2039-40: 93.73%; 2040-41: 93.93%; 2041-42: 94.14%; 2042-43: 94.32%; 2043-44: 94.5%; 2044-45: 94.67%; 2045-46: 94.75%; 2046-47: 94.82%; 2047-48: 94.9%; 2048-49: 94.97%; 2049-50: 94.98%
45FP | Distribution input | sum (12FP:15FP) + 21FP + 22FP + 27FP + 28FP | Ml/d | 2 | 2019-20: 5.3; 2020-21: 5.31; 2021-22: 5.31; 2022-23: 5.36; 2023-24: 5.35; 2024-25: 5.33; 2025-26: 5.21; 2026-27: 5.18; 2027-28: 5.16; 2028-29: 5.12; 2029-30: 5.07; 2030-31: 5.03; 2031-32: 4.99; 2032-33: 4.96; 2033-34: 4.92; 2034-35: 4.88; 2035-36: 4.85; 2036-37: 4.81; 2037-38: 4.79; 2038-39: 4.76; 2039-40: 4.74; 2040-41: 4.71; 2041-42: 4.68; 2042-43: 4.65; 2043-44: 4.62; 2044-45: 4.6; 2045-46: 4.59; 2046-47: 4.54; 2047-48: 4.52; 2048-49: 4.5; 2049-50: 4.48
46FP | Target headroom (climate change component) | Input | Ml/d | 2 | 2019-20: 0.00074177; 2020-21: 0.00074177; 2021-22: 0.00074177; 2022-23: 0.00074177; 2023-24: 0.00074177; 2024-25: 0.00074177; 2025-26: 0.00074177; 2026-27: 0.00044463; 2027-28: 6.0038e-05; 2028-29: 0.00066728; 2029-30: 0.00011617; 2030-31: 0.00081159; 2031-32: 8.0651e-05; 2032-33: 0.0010748; 2033-34: 0.00010905; 2034-35: 0.00080557; 2035-36: 0.00055723; 2036-37: 0.00084292; 2037-38: 0.0010619; 2038-39: 0.001261; 2039-40: 0; 2040-41: 0; 2041-42: 0; 2042-43: 0; 2043-44: 0; 2044-45: 0; 2045-46: 0; 2046-47: 0; 2047-48: 0; 2048-49: 0; 2049-50: 0
47FP | Target headroom (All other components) | Input | Ml/d | 2 | 2019-20: 0.16728; 2020-21: 0.16728; 2021-22: 0.16728; 2022-23: 0.16728; 2023-24: 0.16728; 2024-25: 0.16728; 2025-26: 0.16728; 2026-27: 0.16538; 2027-28: 0.16104; 2028-29: 0.16284; 2029-30: 0.23794; 2030-31: 0.25021; 2031-32: 0.26264; 2032-33: 0.26644; 2033-34: 0.27516; 2034-35: 0.28702; 2035-36: 0.25711; 2036-37: 0.23592; 2037-38: 0.24711; 2038-39: 0.26206; 2039-40: 0.20471; 2040-41: 0.21111; 2041-42: 0.22086; 2042-43: 0.22841; 2043-44: 0.23214; 2044-45: 0.23398; 2045-46: 0.2025; 2046-47: 0.20266; 2047-48: 0.20342; 2048-49: 0.20109; 2049-50: 0.19932
48FP | Target Headroom | 46FP + 47FP | Ml/d | 2 | 2019-20: 0.16802; 2020-21: 0.16802; 2021-22: 0.16802; 2022-23: 0.16802; 2023-24: 0.16802; 2024-25: 0.16802; 2025-26: 0.16802; 2026-27: 0.16582; 2027-28: 0.1611; 2028-29: 0.16351; 2029-30: 0.23806; 2030-31: 0.25102; 2031-32: 0.26272; 2032-33: 0.26752; 2033-34: 0.27527; 2034-35: 0.28782; 2035-36: 0.25766; 2036-37: 0.23676; 2037-38: 0.24817; 2038-39: 0.26332; 2039-40: 0.20471; 2040-41: 0.21111; 2041-42: 0.22086; 2042-43: 0.22841; 2043-44: 0.23214; 2044-45: 0.23398; 2045-46: 0.2025; 2046-47: 0.20266; 2047-48: 0.20342; 2048-49: 0.20109; 2049-50: 0.19932
49FP | Available Headroom | 11FP - 45FP | Ml/d | 2 | 2019-20: 2.59; 2020-21: 2.58; 2021-22: 2.58; 2022-23: 2.53; 2023-24: 2.54; 2024-25: 2.56; 2025-26: 1.47; 2026-27: 1.5; 2027-28: 1.52; 2028-29: 1.56; 2029-30: 2.558; 2030-31: 0.25; 2031-32: 0.26; 2032-33: 0.27; 2033-34: 0.28; 2034-35: 0.29; 2035-36: 0.26; 2036-37: 0.24; 2037-38: 0.25; 2038-39: 0.26; 2039-40: 0.2; 2040-41: 0.21; 2041-42: 0.22; 2042-43: 0.23; 2043-44: 0.23; 2044-45: 0.23; 2045-46: 0.2; 2046-47: 0.2; 2047-48: 0.2; 2048-49: 0.2; 2049-50: 0.2
49.1FP | Available non-potable balance (if applicable) | 1.1FP - 12.1FP | Ml/d | 2 | 2019-20: 0; 2020-21: 0; 2021-22: 0; 2022-23: 0; 2023-24: 0; 2024-25: 0; 2025-26: 0; 2026-27: 0; 2027-28: 0; 2028-29: 0; 2029-30: 0; 2030-31: 0; 2031-32: 0; 2032-33: 0; 2033-34: 0; 2034-35: 0; 2035-36: 0; 2036-37: 0; 2037-38: 0; 2038-39: 0; 2039-40: 0; 2040-41: 0; 2041-42: 0; 2042-43: 0; 2043-44: 0; 2044-45: 0; 2045-46: 0; 2046-47: 0; 2047-48: 0; 2048-49: 0; 2049-50: 0
50FP | Supply Demand Balance | 49FP - 48FP | Ml/d | 2 | 2019-20: 2.422; 2020-21: 2.412; 2021-22: 2.412; 2022-23: 2.362; 2023-24: 2.372; 2024-25: 2.392; 2025-26: 1.302; 2026-27: 1.3342; 2027-28: 1.3589; 2028-29: 1.3965; 2029-30: 2.3199; 2030-31: -0.0010209; 2031-32: -0.0027165; 2032-33: 0.0024827; 2033-34: 0.0047318; 2034-35: 0.0021789; 2035-36: 0.0023371; 2036-37: 0.0032421; 2037-38: 0.0018309; 2038-39: -0.0033216; 2039-40: -0.0047114; 2040-41: -0.0011115; 2041-42: -0.00086414; 2042-43: 0.0015895; 2043-44: -0.0021371; 2044-45: -0.0039751; 2045-46: -0.0025014; 2046-47: -0.0026594; 2047-48: -0.0034214; 2048-49: -0.0010947; 2049-50: 0.00067684
Water Company | Anglian Water | Version | V3.1
WRZ | AWSSUI | Planning Scenario | DYCP
Table 3d: DYCP - Baseline | Back to top of sheet
WRMP24 reference | Component | Derivation | Unit | Decimal places | 2019-20 | 2020-21 | 2021-22 | 2022-23 | 2023-24 | 2024-25 | 2025-26 | 2026-27 | 2027-28 | 2028-29 | 2029-30 | 2030-31 | 2031-32 | 2032-33 | 2033-34 | 2034-35 | 2035-36 | 2036-37 | 2037-38 | 2038-39 | 2039-40 | 2040-41 | 2041-42 | 2042-43 | 2043-44 | 2044-45 | 2045-46 | 2046-47 | 2047-48 | 2048-49 | 2049-50 | 2050-51 | 2051-52 | 2052-53 | 2053-54 | 2054-55 | 2055-56 | 2056-57 | 2057-58 | 2058-59 | 2059-60 | 2060-61 | 2061-62 | 2062-63 | 2063-64 | 2064-65 | 2065-66 | 2066-67 | 2067-68 | 2068-69 | 2069-70 | 2070-71 | 2071-72 | 2072-73 | 2073-74 | 2074-75 | 2075-76 | 2076-77 | 2077-78 | 2078-79 | 2079-80 | 2080-81 | 2081-82 | 2082-83 | 2083-84 | 2084-85 | 2085-86 | 2086-87 | 2087-88 | 2088-89 | 2089-90 | 2090-91 | 2091-92 | 2092-93 | 2093-94 | 2094-95 | 2095-96 | 2096-97 | 2097-98 | 2098-99 | 2099-100
1BL | Raw water abstracted | Input | Ml/d | 2 | 2019-20: 0; 2020-21: 0; 2021-22: 0; 2022-23: 0; 2023-24: 0; 2024-25: 0; 2025-26: 0; 2026-27: 0; 2027-28: 0; 2028-29: 0; 2029-30: 0; 2030-31: 0; 2031-32: 0; 2032-33: 0; 2033-34: 0; 2034-35: 0; 2035-36: 0; 2036-37: 0; 2037-38: 0; 2038-39: 0; 2039-40: 0; 2040-41: 0; 2041-42: 0; 2042-43: 0; 2043-44: 0; 2044-45: 0; 2045-46: 0; 2046-47: 0; 2047-48: 0; 2048-49: 0; 2049-50: 0
1.1BL | Non-potable water supplies | Input | Ml/d | 2 | 2019-20: 0; 2020-21: 0; 2021-22: 0; 2022-23: 0; 2023-24: 0; 2024-25: 0; 2025-26: 0; 2026-27: 0; 2027-28: 0; 2028-29: 0; 2029-30: 0; 2030-31: 0; 2031-32: 0; 2032-33: 0; 2033-34: 0; 2034-35: 0; 2035-36: 0; 2036-37: 0; 2037-38: 0; 2038-39: 0; 2039-40: 0; 2040-41: 0; 2041-42: 0; 2042-43: 0; 2043-44: 0; 2044-45: 0; 2045-46: 0; 2046-47: 0; 2047-48: 0; 2048-49: 0; 2049-50: 0
2BL | Raw water imported | Input | Ml/d | 2 | 2019-20: 0; 2020-21: 0; 2021-22: 0; 2022-23: 0; 2023-24: 0; 2024-25: 0; 2025-26: 0; 2026-27: 0; 2027-28: 0; 2028-29: 0; 2029-30: 0; 2030-31: 0; 2031-32: 0; 2032-33: 0; 2033-34: 0; 2034-35: 0; 2035-36: 0; 2036-37: 0; 2037-38: 0; 2038-39: 0; 2039-40: 0; 2040-41: 0; 2041-42: 0; 2042-43: 0; 2043-44: 0; 2044-45: 0; 2045-46: 0; 2046-47: 0; 2047-48: 0; 2048-49: 0; 2049-50: 0
3BL | Potable water imported | Input | Ml/d | 2 | 2019-20: 0; 2020-21: 0; 2021-22: 0; 2022-23: 0; 2023-24: 0; 2024-25: 0; 2025-26: 0.001; 2026-27: 0.001; 2027-28: 0.001; 2028-29: 0.001; 2029-30: 0.001; 2030-31: 0.001; 2031-32: 0.001; 2032-33: 0.001; 2033-34: 0.001; 2034-35: 0.001; 2035-36: 0.001; 2036-37: 0.001; 2037-38: 0.001; 2038-39: 0.001; 2039-40: 0.001; 2040-41: 0.001; 2041-42: 0.001; 2042-43: 0.001; 2043-44: 0.001; 2044-45: 0.001; 2045-46: 0.001; 2046-47: 0.001; 2047-48: 0.001; 2048-49: 0.001; 2049-50: 0.001
4BL | Raw water exported enter as -ve | Input | Ml/d | 2 | 2019-20: 0; 2020-21: 0; 2021-22: 0; 2022-23: 0; 2023-24: 0; 2024-25: 0; 2025-26: 0; 2026-27: 0; 2027-28: 0; 2028-29: 0; 2029-30: 0; 2030-31: 0; 2031-32: 0; 2032-33: 0; 2033-34: 0; 2034-35: 0; 2035-36: 0; 2036-37: 0; 2037-38: 0; 2038-39: 0; 2039-40: 0; 2040-41: 0; 2041-42: 0; 2042-43: 0; 2043-44: 0; 2044-45: 0; 2045-46: 0; 2046-47: 0; 2047-48: 0; 2048-49: 0; 2049-50: 0
5BL | Potable water exported enter as -ve | Input | Ml/d | 2 | 2019-20: 0; 2020-21: 0; 2021-22: 0; 2022-23: 0; 2023-24: 0; 2024-25: 0; 2025-26: 0; 2026-27: 0; 2027-28: 0; 2028-29: 0; 2029-30: 0; 2030-31: 0; 2031-32: 0; 2032-33: 0; 2033-34: 0; 2034-35: 0; 2035-36: 0; 2036-37: 0; 2037-38: 0; 2038-39: 0; 2039-40: 0; 2040-41: 0; 2041-42: 0; 2042-43: 0; 2043-44: 0; 2044-45: 0; 2045-46: 0; 2046-47: 0; 2047-48: 0; 2048-49: 0; 2049-50: 0
6BL | Deployable Output before forecast changes | Input | Ml/d | 2 | 2019-20: 9.01; 2020-21: 9.01; 2021-22: 9.01; 2022-23: 9.01; 2023-24: 9.01; 2024-25: 9.01; 2025-26: 9.01; 2026-27: 9.01; 2027-28: 9.01; 2028-29: 9.01; 2029-30: 9.01; 2030-31: 9.01; 2031-32: 9.01; 2032-33: 9.01; 2033-34: 9.01; 2034-35: 9.01; 2035-36: 9.01; 2036-37: 9.01; 2037-38: 9.01; 2038-39: 9.01; 2039-40: 9.01; 2040-41: 9.01; 2041-42: 9.01; 2042-43: 9.01; 2043-44: 9.01; 2044-45: 9.01; 2045-46: 9.01; 2046-47: 9.01; 2047-48: 9.01; 2048-49: 9.01; 2049-50: 9.01
6.1BL | Deployable Output post forecast changes | 6BL + 7BL | Ml/d | 2 | 2019-20: 9.01; 2020-21: 9.01; 2021-22: 9.01; 2022-23: 9.01; 2023-24: 9.01; 2024-25: 9.01; 2025-26: 9.01; 2026-27: 9.01; 2027-28: 9.01; 2028-29: 9.01; 2029-30: 9.01; 2030-31: 9.01; 2031-32: 9.01; 2032-33: 9.01; 2033-34: 9.01; 2034-35: 9.01; 2035-36: 9.01; 2036-37: 9.01; 2037-38: 9.01; 2038-39: 9.01; 2039-40: 9.01; 2040-41: 9.01; 2041-42: 9.01; 2042-43: 9.01; 2043-44: 9.01; 2044-45: 9.01; 2045-46: 9.01; 2046-47: 9.01; 2047-48: 9.01; 2048-49: 9.01; 2049-50: 9.01
7BL | Baseline forecast changes to Deployable Output | sum (7.1BL:7.6BL) | Ml/d | 2 | 2019-20: 0; 2020-21: 0; 2021-22: 0; 2022-23: 0; 2023-24: 0; 2024-25: 0; 2025-26: 0; 2026-27: 0; 2027-28: 0; 2028-29: 0; 2029-30: 0; 2030-31: 0; 2031-32: 0; 2032-33: 0; 2033-34: 0; 2034-35: 0; 2035-36: 0; 2036-37: 0; 2037-38: 0; 2038-39: 0; 2039-40: 0; 2040-41: 0; 2041-42: 0; 2042-43: 0; 2043-44: 0; 2044-45: 0; 2045-46: 0; 2046-47: 0; 2047-48: 0; 2048-49: 0; 2049-50: 0
7.1BL | Change in DO due to climate change | Input | Ml/d | 2 | 2019-20: 0; 2020-21: 0; 2021-22: 0; 2022-23: 0; 2023-24: 0; 2024-25: 0; 2025-26: 0; 2026-27: 0; 2027-28: 0; 2028-29: 0; 2029-30: 0; 2030-31: 0; 2031-32: 0; 2032-33: 0; 2033-34: 0; 2034-35: 0; 2035-36: 0; 2036-37: 0; 2037-38: 0; 2038-39: 0; 2039-40: 0; 2040-41: 0; 2041-42: 0; 2042-43: 0; 2043-44: 0; 2044-45: 0; 2045-46: 0; 2046-47: 0; 2047-48: 0; 2048-49: 0; 2049-50: 0
7.2BL | Total confirmed DO reductions to restore sustainable abstraction enter as -ve | Input | Ml/d | 2 | 2019-20: 0; 2020-21: 0; 2021-22: 0; 2022-23: 0; 2023-24: 0; 2024-25: 0; 2025-26: 0; 2026-27: 0; 2027-28: 0; 2028-29: 0; 2029-30: 0; 2030-31: 0; 2031-32: 0; 2032-33: 0; 2033-34: 0; 2034-35: 0; 2035-36: 0; 2036-37: 0; 2037-38: 0; 2038-39: 0; 2039-40: 0; 2040-41: 0; 2041-42: 0; 2042-43: 0; 2043-44: 0; 2044-45: 0; 2045-46: 0; 2046-47: 0; 2047-48: 0; 2048-49: 0; 2049-50: 0
7.3BL | Total expected DO reductions to restore sustainable abstraction (Environmental Destination) (excl. any confirmed reductions) enter as -ve | Input | Ml/d | 2 | 2019-20: 0; 2020-21: 0; 2021-22: 0; 2022-23: 0; 2023-24: 0; 2024-25: 0; 2025-26: 0; 2026-27: 0; 2027-28: 0; 2028-29: 0; 2029-30: 0; 2030-31: 0; 2031-32: 0; 2032-33: 0; 2033-34: 0; 2034-35: 0; 2035-36: 0; 2036-37: 0; 2037-38: 0; 2038-39: 0; 2039-40: 0; 2040-41: 0; 2041-42: 0; 2042-43: 0; 2043-44: 0; 2044-45: 0; 2045-46: 0; 2046-47: 0; 2047-48: 0; 2048-49: 0; 2049-50: 0
7.4BL | Change in DO from prolonged Outage reduction enter as -ve | Input | Ml/d | 2 | 2019-20: 0; 2020-21: 0; 2021-22: 0; 2022-23: 0; 2023-24: 0; 2024-25: 0; 2025-26: 0; 2026-27: 0; 2027-28: 0; 2028-29: 0; 2029-30: 0; 2030-31: 0; 2031-32: 0; 2032-33: 0; 2033-34: 0; 2034-35: 0; 2035-36: 0; 2036-37: 0; 2037-38: 0; 2038-39: 0; 2039-40: 0; 2040-41: 0; 2041-42: 0; 2042-43: 0; 2043-44: 0; 2044-45: 0; 2045-46: 0; 2046-47: 0; 2047-48: 0; 2048-49: 0; 2049-50: 0
7.5BL | Change in DO from drought measures | Zero for baseline | Ml/d | 2 | 2019-20: 0; 2020-21: 0; 2021-22: 0; 2022-23: 0; 2023-24: 0; 2024-25: 0; 2025-26: 0; 2026-27: 0; 2027-28: 0; 2028-29: 0; 2029-30: 0; 2030-31: 0; 2031-32: 0; 2032-33: 0; 2033-34: 0; 2034-35: 0; 2035-36: 0; 2036-37: 0; 2037-38: 0; 2038-39: 0; 2039-40: 0; 2040-41: 0; 2041-42: 0; 2042-43: 0; 2043-44: 0; 2044-45: 0; 2045-46: 0; 2046-47: 0; 2047-48: 0; 2048-49: 0; 2049-50: 0
7.6BL | Total other changes to DO (specify e.g. Nitrates) | Input | Ml/d | 2 | 2019-20: 0; 2020-21: 0; 2021-22: 0; 2022-23: 0; 2023-24: 0; 2024-25: 0; 2025-26: 0; 2026-27: 0; 2027-28: 0; 2028-29: 0; 2029-30: 0; 2030-31: 0; 2031-32: 0; 2032-33: 0; 2033-34: 0; 2034-35: 0; 2035-36: 0; 2036-37: 0; 2037-38: 0; 2038-39: 0; 2039-40: 0; 2040-41: 0; 2041-42: 0; 2042-43: 0; 2043-44: 0; 2044-45: 0; 2045-46: 0; 2046-47: 0; 2047-48: 0; 2048-49: 0; 2049-50: 0
8BL | Raw water losses, treatment works losses and operational use | Input | Ml/d | 2 | 2019-20: 0.09; 2020-21: 0.09; 2021-22: 0.09; 2022-23: 0.09; 2023-24: 0.09; 2024-25: 0.09; 2025-26: 0.09; 2026-27: 0.09; 2027-28: 0.09; 2028-29: 0.09; 2029-30: 0.09; 2030-31: 0.09; 2031-32: 0.09; 2032-33: 0.09; 2033-34: 0.09; 2034-35: 0.09; 2035-36: 0.09; 2036-37: 0.09; 2037-38: 0.09; 2038-39: 0.09; 2039-40: 0.09; 2040-41: 0.09; 2041-42: 0.09; 2042-43: 0.09; 2043-44: 0.09; 2044-45: 0.09; 2045-46: 0.09; 2046-47: 0.09; 2047-48: 0.09; 2048-49: 0.09; 2049-50: 0.09
9BL | Total Outage Allowance | Input | Ml/d | 2 | 2019-20: 0.06; 2020-21: 0.06; 2021-22: 0.06; 2022-23: 0.06; 2023-24: 0.06; 2024-25: 0.06; 2025-26: 0.06; 2026-27: 0.06; 2027-28: 0.06; 2028-29: 0.06; 2029-30: 0.06; 2030-31: 0.06; 2031-32: 0.06; 2032-33: 0.06; 2033-34: 0.06; 2034-35: 0.06; 2035-36: 0.06; 2036-37: 0.06; 2037-38: 0.06; 2038-39: 0.06; 2039-40: 0.06; 2040-41: 0.06; 2041-42: 0.06; 2042-43: 0.06; 2043-44: 0.06; 2044-45: 0.06; 2045-46: 0.06; 2046-47: 0.06; 2047-48: 0.06; 2048-49: 0.06; 2049-50: 0.06
10BL | Water Available For Use (own sources) | (6BL + 7BL) - (8BL + 9BL) | Ml/d | 2 | 2019-20: 8.86; 2020-21: 8.86; 2021-22: 8.86; 2022-23: 8.86; 2023-24: 8.86; 2024-25: 8.86; 2025-26: 8.86; 2026-27: 8.86; 2027-28: 8.86; 2028-29: 8.86; 2029-30: 8.86; 2030-31: 8.86; 2031-32: 8.86; 2032-33: 8.86; 2033-34: 8.86; 2034-35: 8.86; 2035-36: 8.86; 2036-37: 8.86; 2037-38: 8.86; 2038-39: 8.86; 2039-40: 8.86; 2040-41: 8.86; 2041-42: 8.86; 2042-43: 8.86; 2043-44: 8.86; 2044-45: 8.86; 2045-46: 8.86; 2046-47: 8.86; 2047-48: 8.86; 2048-49: 8.86; 2049-50: 8.86
11BL | Total Water Available For Use | 10BL + sum (2BL:5BL) | Ml/d | 2 | 2019-20: 8.86; 2020-21: 8.86; 2021-22: 8.86; 2022-23: 8.86; 2023-24: 8.86; 2024-25: 8.86; 2025-26: 8.861; 2026-27: 8.861; 2027-28: 8.861; 2028-29: 8.861; 2029-30: 8.861; 2030-31: 8.861; 2031-32: 8.861; 2032-33: 8.861; 2033-34: 8.861; 2034-35: 8.861; 2035-36: 8.861; 2036-37: 8.861; 2037-38: 8.861; 2038-39: 8.861; 2039-40: 8.861; 2040-41: 8.861; 2041-42: 8.861; 2042-43: 8.861; 2043-44: 8.861; 2044-45: 8.861; 2045-46: 8.861; 2046-47: 8.861; 2047-48: 8.861; 2048-49: 8.861; 2049-50: 8.861
12BL | Water delivered measured non-household | Input Note - consumption & uspl | Ml/d | 2 | 2019-20: 1.12; 2020-21: 1.11; 2021-22: 1.09; 2022-23: 1.08; 2023-24: 1.06; 2024-25: 1.05; 2025-26: 1.03; 2026-27: 1.02; 2027-28: 1.01; 2028-29: 0.99; 2029-30: 0.98; 2030-31: 0.97; 2031-32: 0.95; 2032-33: 0.94; 2033-34: 0.93; 2034-35: 0.92; 2035-36: 0.91; 2036-37: 0.91; 2037-38: 0.9; 2038-39: 0.89; 2039-40: 0.89; 2040-41: 0.88; 2041-42: 0.88; 2042-43: 0.87; 2043-44: 0.87; 2044-45: 0.87; 2045-46: 0.87; 2046-47: 0.86; 2047-48: 0.86; 2048-49: 0.86; 2049-50: 0.86
12.1BL | Non-potable water consumption | Input | Ml/d | 2 | 2019-20: 0; 2020-21: 0; 2021-22: 0; 2022-23: 0; 2023-24: 0; 2024-25: 0; 2025-26: 0; 2026-27: 0; 2027-28: 0; 2028-29: 0; 2029-30: 0; 2030-31: 0; 2031-32: 0; 2032-33: 0; 2033-34: 0; 2034-35: 0; 2035-36: 0; 2036-37: 0; 2037-38: 0; 2038-39: 0; 2039-40: 0; 2040-41: 0; 2041-42: 0; 2042-43: 0; 2043-44: 0; 2044-45: 0; 2045-46: 0; 2046-47: 0; 2047-48: 0; 2048-49: 0; 2049-50: 0
13BL | Water delivered unmeasured non-household | Input Note - consumption & uspl | Ml/d | 2 | 2019-20: 0; 2020-21: 0; 2021-22: 0; 2022-23: 0; 2023-24: 0; 2024-25: 0; 2025-26: 0; 2026-27: 0; 2027-28: 0; 2028-29: 0; 2029-30: 0; 2030-31: 0; 2031-32: 0; 2032-33: 0; 2033-34: 0; 2034-35: 0; 2035-36: 0; 2036-37: 0; 2037-38: 0; 2038-39: 0; 2039-40: 0; 2040-41: 0; 2041-42: 0; 2042-43: 0; 2043-44: 0; 2044-45: 0; 2045-46: 0; 2046-47: 0; 2047-48: 0; 2048-49: 0; 2049-50: 0
14BL | Water delivered measured household | Input Note - consumption & uspl | Ml/d | 2 | 2019-20: 3.44; 2020-21: 3.52; 2021-22: 3.56; 2022-23: 3.69; 2023-24: 3.77; 2024-25: 3.8; 2025-26: 3.88; 2026-27: 3.94; 2027-28: 3.99; 2028-29: 4.03; 2029-30: 4.07; 2030-31: 4.1; 2031-32: 4.13; 2032-33: 4.17; 2033-34: 4.2; 2034-35: 4.24; 2035-36: 4.27; 2036-37: 4.3; 2037-38: 4.35; 2038-39: 4.4; 2039-40: 4.45; 2040-41: 4.48; 2041-42: 4.52; 2042-43: 4.56; 2043-44: 4.59; 2044-45: 4.63; 2045-46: 4.66; 2046-47: 4.69; 2047-48: 4.72; 2048-49: 4.74; 2049-50: 4.77
15BL | Water delivered unmeasured household | Input Note - consumption & uspl | Ml/d | 2 | 2019-20: 0.83; 2020-21: 0.79; 2021-22: 0.76; 2022-23: 0.72; 2023-24: 0.69; 2024-25: 0.65; 2025-26: 0.62; 2026-27: 0.6; 2027-28: 0.57; 2028-29: 0.55; 2029-30: 0.52; 2030-31: 0.5; 2031-32: 0.48; 2032-33: 0.46; 2033-34: 0.44; 2034-35: 0.42; 2035-36: 0.41; 2036-37: 0.39; 2037-38: 0.37; 2038-39: 0.36; 2039-40: 0.34; 2040-41: 0.33; 2041-42: 0.32; 2042-43: 0.3; 2043-44: 0.29; 2044-45: 0.28; 2045-46: 0.28; 2046-47: 0.27; 2047-48: 0.27; 2048-49: 0.26; 2049-50: 0.26
16BL | Percentage of consumption driven by climate change | Input | % | 1 | 2019-20: 0%; 2020-21: 0%; 2021-22: 0%; 2022-23: 0.1%; 2023-24: 0.1%; 2024-25: 0.1%; 2025-26: 0.1%; 2026-27: 0.1%; 2027-28: 0.1%; 2028-29: 0.2%; 2029-30: 0.2%; 2030-31: 0.2%; 2031-32: 0.2%; 2032-33: 0.3%; 2033-34: 0.3%; 2034-35: 0.3%; 2035-36: 0.4%; 2036-37: 0.4%; 2037-38: 0.4%; 2038-39: 0.5%; 2039-40: 0.5%; 2040-41: 0.6%; 2041-42: 0.6%; 2042-43: 0.6%; 2043-44: 0.7%; 2044-45: 0.7%; 2045-46: 0.8%; 2046-47: 0.8%; 2047-48: 0.8%; 2048-49: 0.8%; 2049-50: 0.9%
17BL | Volume of consumption driven by climate change | 16BL * (12BL + sum(13BL:15BL) - sum (23BL:26BL)) | Ml/d | 2 | 2019-20: 0; 2020-21: 0; 2021-22: 0; 2022-23: 0.00534; 2023-24: 0.00536; 2024-25: 0.00534; 2025-26: 0.00537; 2026-27: 0.00539; 2027-28: 0.00541; 2028-29: 0.01082; 2029-30: 0.01082; 2030-31: 0.01082; 2031-32: 0.0108; 2032-33: 0.0162; 2033-34: 0.0162; 2034-35: 0.01623; 2035-36: 0.02172; 2036-37: 0.02176; 2037-38: 0.02184; 2038-39: 0.02745; 2039-40: 0.02755; 2040-41: 0.03312; 2041-42: 0.0333; 2042-43: 0.03336; 2043-44: 0.03906; 2044-45: 0.03927; 2045-46: 0.04512; 2046-47: 0.0452; 2047-48: 0.04544; 2048-49: 0.04552; 2049-50: 0.05148
18BL | Measured Household - PCC | ((14BL - 25BL) * 1,000,000) / (39BL *1,000) | l/h/d | 1 | 2019-20: 171.1027; 2020-21: 169.7784; 2021-22: 168.7454; 2022-23: 167.7522; 2023-24: 166.6514; 2024-25: 165.2744; 2025-26: 165.3619; 2026-27: 164.6855; 2027-28: 164.6126; 2028-29: 164.3905; 2029-30: 164.5231; 2030-31: 164.3824; 2031-32: 164.494; 2032-33: 164.6915; 2033-34: 164.7527; 2034-35: 165.236; 2035-36: 165.2992; 2036-37: 165.4339; 2037-38: 166.3177; 2038-39: 167.2622; 2039-40: 167.6087; 2040-41: 167.641; 2041-42: 168.064; 2042-43: 168.4942; 2043-44: 168.5393; 2044-45: 168.9928; 2045-46: 169.2689; 2046-47: 169.5612; 2047-48: 169.8253; 2048-49: 169.7234; 2049-50: 170.0843
19BL | Unmeasured Household - PCC | ((15BL - 26BL) * 1,000,000) / (40BL *1,000) | l/h/d | 1 | 2019-20: 231.7395; 2020-21: 229.9203; 2021-22: 229.5186; 2022-23: 227.4247; 2023-24: 228.7122; 2024-25: 225.3417; 2025-26: 222.9912; 2026-27: 224.629; 2027-28: 225.9414; 2028-29: 227.1734; 2029-30: 223.4382; 2030-31: 223.703; 2031-32: 223.6581; 2032-33: 223.1448; 2033-34: 221.9816; 2034-35: 220.339; 2035-36: 229.8173; 2036-37: 227.5523; 2037-38: 224.5029; 2038-39: 227.577; 2039-40: 223.152; 2040-41: 225.4545; 2041-42: 227.445; 2042-43: 221.3439; 2043-44: 222.5886; 2044-45: 223.3677; 2045-46: 227.4716; 2046-47: 222.618; 2047-48: 226.4493; 2048-49: 220.9945; 2049-50: 220.9945
20BL | Average Household - PCC | (((14BL - 25BL) + (15BL - 26BL)) * 1,000,000) / ((39BL + 40BL) *1,000) | l/h/d | 1 | 2019-20: 180.1408; 2020-21: 178.1814; 2021-22: 176.8298; 2022-23: 175.0853; 2023-24: 173.7795; 2024-25: 171.7855; 2025-26: 171.2775; 2026-27: 170.5166; 2027-28: 170.2852; 2028-29: 169.915; 2029-30: 169.4656; 2030-31: 169.13; 2031-32: 169.0152; 2032-33: 168.9586; 2033-34: 168.7429; 2034-35: 168.9049; 2035-36: 169.4026; 2036-37: 169.2066; 2037-38: 169.6934; 2038-39: 170.6042; 2039-40: 170.5489; 2040-41: 170.5632; 2041-42: 170.9308; 2042-43: 170.9308; 2043-44: 170.9185; 2044-45: 171.2799; 2045-46: 171.663; 2046-47: 171.6969; 2047-48: 172.0568; 2048-49: 171.7028; 2049-50: 172.0415
21BL | Water taken unbilled | Input | Ml/d | 2 | 2019-20: 0.11; 2020-21: 0.11; 2021-22: 0.12; 2022-23: 0.13; 2023-24: 0.12; 2024-25: 0.12; 2025-26: 0.11; 2026-27: 0.11; 2027-28: 0.11; 2028-29: 0.12; 2029-30: 0.12; 2030-31: 0.13; 2031-32: 0.12; 2032-33: 0.12; 2033-34: 0.13; 2034-35: 0.12; 2035-36: 0.13; 2036-37: 0.12; 2037-38: 0.13; 2038-39: 0.13; 2039-40: 0.12; 2040-41: 0.11; 2041-42: 0.12; 2042-43: 0.11; 2043-44: 0.12; 2044-45: 0.11; 2045-46: 0.12; 2046-47: 0.14; 2047-48: 0.12; 2048-49: 0.13; 2049-50: 0.13
22BL | Distribution system operational use | Input | Ml/d | 2 | 2019-20: 0.02; 2020-21: 0.02; 2021-22: 0.02; 2022-23: 0.02; 2023-24: 0.02; 2024-25: 0.02; 2025-26: 0.02; 2026-27: 0.02; 2027-28: 0.02; 2028-29: 0.02; 2029-30: 0.02; 2030-31: 0.02; 2031-32: 0.02; 2032-33: 0.02; 2033-34: 0.02; 2034-35: 0.02; 2035-36: 0.02; 2036-37: 0.02; 2037-38: 0.02; 2038-39: 0.02; 2039-40: 0.02; 2040-41: 0.02; 2041-42: 0.02; 2042-43: 0.02; 2043-44: 0.02; 2044-45: 0.02; 2045-46: 0.02; 2046-47: 0.02; 2047-48: 0.02; 2048-49: 0.02; 2049-50: 0.02
23BL | Measured Non Household - USPL | Input | Ml/d | 2 | 2019-20: 0; 2020-21: 0; 2021-22: 0; 2022-23: 0; 2023-24: 0; 2024-25: 0; 2025-26: 0; 2026-27: 0; 2027-28: 0; 2028-29: 0; 2029-30: 0; 2030-31: 0; 2031-32: 0; 2032-33: 0; 2033-34: 0; 2034-35: 0; 2035-36: 0; 2036-37: 0; 2037-38: 0; 2038-39: 0; 2039-40: 0; 2040-41: 0; 2041-42: 0; 2042-43: 0; 2043-44: 0; 2044-45: 0; 2045-46: 0; 2046-47: 0; 2047-48: 0; 2048-49: 0; 2049-50: 0
24BL | Unmeasured Non Household - USPL | Input | Ml/d | 2 | 2019-20: 0; 2020-21: 0; 2021-22: 0; 2022-23: 0; 2023-24: 0; 2024-25: 0; 2025-26: 0; 2026-27: 0; 2027-28: 0; 2028-29: 0; 2029-30: 0; 2030-31: 0; 2031-32: 0; 2032-33: 0; 2033-34: 0; 2034-35: 0; 2035-36: 0; 2036-37: 0; 2037-38: 0; 2038-39: 0; 2039-40: 0; 2040-41: 0; 2041-42: 0; 2042-43: 0; 2043-44: 0; 2044-45: 0; 2045-46: 0; 2046-47: 0; 2047-48: 0; 2048-49: 0; 2049-50: 0
25BL | Measured Household - USPL | Input | Ml/d | 2 | 2019-20: 0.11; 2020-21: 0.11; 2021-22: 0.11; 2022-23: 0.11; 2023-24: 0.12; 2024-25: 0.12; 2025-26: 0.12; 2026-27: 0.13; 2027-28: 0.13; 2028-29: 0.13; 2029-30: 0.13; 2030-31: 0.13; 2031-32: 0.13; 2032-33: 0.14; 2033-34: 0.14; 2034-35: 0.14; 2035-36: 0.14; 2036-37: 0.14; 2037-38: 0.14; 2038-39: 0.14; 2039-40: 0.15; 2040-41: 0.15; 2041-42: 0.15; 2042-43: 0.15; 2043-44: 0.15; 2044-45: 0.15; 2045-46: 0.15; 2046-47: 0.15; 2047-48: 0.15; 2048-49: 0.15; 2049-50: 0.15
26BL | Unmeasured Household - USPL | Input | Ml/d | 2 | 2019-20: 0.04; 2020-21: 0.04; 2021-22: 0.04; 2022-23: 0.04; 2023-24: 0.04; 2024-25: 0.04; 2025-26: 0.04; 2026-27: 0.04; 2027-28: 0.03; 2028-29: 0.03; 2029-30: 0.03; 2030-31: 0.03; 2031-32: 0.03; 2032-33: 0.03; 2033-34: 0.03; 2034-35: 0.03; 2035-36: 0.02; 2036-37: 0.02; 2037-38: 0.02; 2038-39: 0.02; 2039-40: 0.02; 2040-41: 0.02; 2041-42: 0.02; 2042-43: 0.02; 2043-44: 0.02; 2044-45: 0.02; 2045-46: 0.02; 2046-47: 0.02; 2047-48: 0.02; 2048-49: 0.02; 2049-50: 0.02
27BL | Void Properties - USPL | Input | Ml/d | 2 | 2019-20: 0.01; 2020-21: 0.01; 2021-22: 0.01; 2022-23: 0.01; 2023-24: 0.01; 2024-25: 0.01; 2025-26: 0.01; 2026-27: 0.01; 2027-28: 0.01; 2028-29: 0.01; 2029-30: 0.01; 2030-31: 0.01; 2031-32: 0.01; 2032-33: 0.01; 2033-34: 0.01; 2034-35: 0.01; 2035-36: 0.01; 2036-37: 0.01; 2037-38: 0.01; 2038-39: 0.01; 2039-40: 0.01; 2040-41: 0.01; 2041-42: 0.01; 2042-43: 0.01; 2043-44: 0.01; 2044-45: 0.01; 2045-46: 0.01; 2046-47: 0.01; 2047-48: 0.01; 2048-49: 0.01; 2049-50: 0.01
28BL | Distribution losses | Input | Ml/d | 2 | 2019-20: 1.03; 2020-21: 1.01; 2021-22: 1; 2022-23: 0.98; 2023-24: 0.96; 2024-25: 0.94; 2025-26: 0.94; 2026-27: 0.94; 2027-28: 0.94; 2028-29: 0.94; 2029-30: 0.94; 2030-31: 0.94; 2031-32: 0.94; 2032-33: 0.94; 2033-34: 0.94; 2034-35: 0.94; 2035-36: 0.94; 2036-37: 0.94; 2037-38: 0.94; 2038-39: 0.94; 2039-40: 0.94; 2040-41: 0.94; 2041-42: 0.94; 2042-43: 0.94; 2043-44: 0.94; 2044-45: 0.94; 2045-46: 0.94; 2046-47: 0.94; 2047-48: 0.94; 2048-49: 0.94; 2049-50: 0.94
29BL | Total Leakage | sum (23BL:28BL) | Ml/d | 2 | 2019-20: 1.19; 2020-21: 1.17; 2021-22: 1.16; 2022-23: 1.14; 2023-24: 1.13; 2024-25: 1.11; 2025-26: 1.11; 2026-27: 1.12; 2027-28: 1.11; 2028-29: 1.11; 2029-30: 1.11; 2030-31: 1.11; 2031-32: 1.11; 2032-33: 1.12; 2033-34: 1.12; 2034-35: 1.12; 2035-36: 1.11; 2036-37: 1.11; 2037-38: 1.11; 2038-39: 1.11; 2039-40: 1.12; 2040-41: 1.12; 2041-42: 1.12; 2042-43: 1.12; 2043-44: 1.12; 2044-45: 1.12; 2045-46: 1.12; 2046-47: 1.12; 2047-48: 1.12; 2048-49: 1.12; 2049-50: 1.12
30BL | Leakage/property | (29BL * 1,000,000) / (36BL * 1,000) | l/prop/d | 2 | 2019-20: 117.4613; 2020-21: 110.743; 2021-22: 106.1396; 2022-23: 101.0191; 2023-24: 97.9542; 2024-25: 95.0017; 2025-26: 93.5525; 2026-27: 93.0155; 2027-28: 91.1106; 2028-29: 90.112; 2029-30: 89.2714; 2030-31: 88.5167; 2031-32: 87.8651; 2032-33: 88.0365; 2033-34: 87.418; 2034-35: 86.815; 2035-36: 85.4635; 2036-37: 84.8883; 2037-38: 84.3465; 2038-39: 83.8115; 2039-40: 84.0462; 2040-41: 83.5509; 2041-42: 83.0799; 2042-43: 82.6141; 2043-44: 82.1596; 2044-45: 81.728; 2045-46: 81.3126; 2046-47: 80.9015; 2047-48: 80.5176; 2048-49: 80.1431; 2049-50: 79.7721
31BL | Measured Non Household - properties | Input | 000's | 2 | 2019-20: 0.552; 2020-21: 0.559; 2021-22: 0.565; 2022-23: 0.572; 2023-24: 0.578; 2024-25: 0.586; 2025-26: 0.591; 2026-27: 0.597; 2027-28: 0.603; 2028-29: 0.608; 2029-30: 0.613; 2030-31: 0.618; 2031-32: 0.623; 2032-33: 0.628; 2033-34: 0.633; 2034-35: 0.637; 2035-36: 0.641; 2036-37: 0.646; 2037-38: 0.65; 2038-39: 0.654; 2039-40: 0.658; 2040-41: 0.661; 2041-42: 0.665; 2042-43: 0.668; 2043-44: 0.672; 2044-45: 0.675; 2045-46: 0.678; 2046-47: 0.682; 2047-48: 0.684; 2048-49: 0.687; 2049-50: 0.69
32BL | Unmeasured Non Household - properties | Input | 000's | 2 | 2019-20: 0.002; 2020-21: 0.002; 2021-22: 0.002; 2022-23: 0.002; 2023-24: 0.002; 2024-25: 0.002; 2025-26: 0.002; 2026-27: 0.002; 2027-28: 0.002; 2028-29: 0.002; 2029-30: 0.002; 2030-31: 0.002; 2031-32: 0.003; 2032-33: 0.003; 2033-34: 0.003; 2034-35: 0.003; 2035-36: 0.003; 2036-37: 0.003; 2037-38: 0.003; 2038-39: 0.003; 2039-40: 0.003; 2040-41: 0.003; 2041-42: 0.003; 2042-43: 0.003; 2043-44: 0.003; 2044-45: 0.003; 2045-46: 0.003; 2046-47: 0.003; 2047-48: 0.003; 2048-49: 0.003; 2049-50: 0.003
33BL | All void non-households - properties | Input | 000's | 2 | 2019-20: 0; 2020-21: 0; 2021-22: 0; 2022-23: 0; 2023-24: 0; 2024-25: 0; 2025-26: 0; 2026-27: 0; 2027-28: 0; 2028-29: 0; 2029-30: 0; 2030-31: 0; 2031-32: 0; 2032-33: 0; 2033-34: 0; 2034-35: 0; 2035-36: 0; 2036-37: 0; 2037-38: 0; 2038-39: 0; 2039-40: 0; 2040-41: 0; 2041-42: 0; 2042-43: 0; 2043-44: 0; 2044-45: 0; 2045-46: 0; 2046-47: 0; 2047-48: 0; 2048-49: 0; 2049-50: 0
34BL | Measured households - properties (excl. void) | Year before + sum (34.1BL:34.6BL) | 000's | 2 | 2019-20: 8.099; 2020-21: 8.575; 2021-22: 8.976; 2022-23: 9.377; 2023-24: 9.67; 2024-25: 9.857; 2025-26: 10.072; 2026-27: 10.279; 2027-28: 10.45; 2028-29: 10.614; 2029-30: 10.757; 2030-31: 10.891; 2031-32: 11.008; 2032-33: 11.121; 2033-34: 11.234; 2034-35: 11.346; 2035-36: 11.456; 2036-37: 11.563; 2037-38: 11.668; 2038-39: 11.771; 2039-40: 11.871; 2040-41: 11.968; 2041-42: 12.062; 2042-43: 12.154; 2043-44: 12.245; 2044-45: 12.332; 2045-46: 12.406; 2046-47: 12.478; 2047-48: 12.548; 2048-49: 12.617; 2049-50: 12.677
34.1BL | New build properties - properties | Input (new builds in each year) | 000's | 2 | 2019-20: 0.491; 2020-21: 0.412; 2021-22: 0.342; 2022-23: 0.347; 2023-24: 0.242; 2024-25: 0.138; 2025-26: 0.175; 2026-27: 0.168; 2027-28: 0.133; 2028-29: 0.128; 2029-30: 0.108; 2030-31: 0.1; 2031-32: 0.085; 2032-33: 0.081; 2033-34: 0.083; 2034-35: 0.082; 2035-36: 0.082; 2036-37: 0.079; 2037-38: 0.079; 2038-39: 0.077; 2039-40: 0.076; 2040-41: 0.073; 2041-42: 0.072; 2042-43: 0.07; 2043-44: 0.069; 2044-45: 0.067; 2045-46: 0.066; 2046-47: 0.064; 2047-48: 0.063; 2048-49: 0.062; 2049-50: 0.06
34.2BL | Meter optants - properties | Input (meter optants in each year) | 000's | 2 | 2019-20: 0.042; 2020-21: 0.04; 2021-22: 0.036; 2022-23: 0.032; 2023-24: 0.03; 2024-25: 0.029; 2025-26: 0.021; 2026-27: 0.021; 2027-28: 0.02; 2028-29: 0.019; 2029-30: 0.019; 2030-31: 0.018; 2031-32: 0.017; 2032-33: 0.017; 2033-34: 0.016; 2034-35: 0.016; 2035-36: 0.015; 2036-37: 0.015; 2037-38: 0.014; 2038-39: 0.014; 2039-40: 0.013; 2040-41: 0.013; 2041-42: 0.012; 2042-43: 0.012; 2043-44: 0.012; 2044-45: 0.011; 2045-46: 0; 2046-47: 0; 2047-48: 0; 2048-49: 0; 2049-50: 0
34.3BL | Compulsory metering - properties | Input (compulsory meters in each year) | 000's | 2 | 2019-20: 0; 2020-21: 0; 2021-22: 0; 2022-23: 0; 2023-24: 0; 2024-25: 0; 2025-26: 0; 2026-27: 0; 2027-28: 0; 2028-29: 0; 2029-30: 0; 2030-31: 0; 2031-32: 0; 2032-33: 0; 2033-34: 0; 2034-35: 0; 2035-36: 0; 2036-37: 0; 2037-38: 0; 2038-39: 0; 2039-40: 0; 2040-41: 0; 2041-42: 0; 2042-43: 0; 2043-44: 0; 2044-45: 0; 2045-46: 0; 2046-47: 0; 2047-48: 0; 2048-49: 0; 2049-50: 0
34.4BL | Metering on change of occupancy - properties | Input (change of occupancy meters in each year) | 000's | 2 | 2019-20: 0.024; 2020-21: 0.023; 2021-22: 0.022; 2022-23: 0.021; 2023-24: 0.02; 2024-25: 0.019; 2025-26: 0.018; 2026-27: 0.017; 2027-28: 0.017; 2028-29: 0.016; 2029-30: 0.015; 2030-31: 0.015; 2031-32: 0.014; 2032-33: 0.014; 2033-34: 0.013; 2034-35: 0.013; 2035-36: 0.012; 2036-37: 0.012; 2037-38: 0.011; 2038-39: 0.011; 2039-40: 0.01; 2040-41: 0.01; 2041-42: 0.009; 2042-43: 0.009; 2043-44: 0.009; 2044-45: 0.008; 2045-46: 0.008; 2046-47: 0.008; 2047-48: 0.007; 2048-49: 0.007; 2049-50: 0
34.5BL | Selective metering - properties | Input (selective meters in each year) | 000's | 2 | 2019-20: 0.001; 2020-21: 0.001; 2021-22: 0.001; 2022-23: 0.001; 2023-24: 0.001; 2024-25: 0.001; 2025-26: 0.001; 2026-27: 0.001; 2027-28: 0.001; 2028-29: 0.001; 2029-30: 0.001; 2030-31: 0.001; 2031-32: 0.001; 2032-33: 0.001; 2033-34: 0.001; 2034-35: 0.001; 2035-36: 0.001; 2036-37: 0.001; 2037-38: 0.001; 2038-39: 0.001; 2039-40: 0.001; 2040-41: 0.001; 2041-42: 0.001; 2042-43: 0.001; 2043-44: 0.001; 2044-45: 0.001; 2045-46: 0; 2046-47: 0; 2047-48: 0; 2048-49: 0; 2049-50: 0
34.6BL | Other changes to existing metering - properties | Input (other changes to meters in each year) | 000's | 2 | 2019-20: 0; 2020-21: 0; 2021-22: 0; 2022-23: 0; 2023-24: 0; 2024-25: 0; 2025-26: 0; 2026-27: 0; 2027-28: 0; 2028-29: 0; 2029-30: 0; 2030-31: 0; 2031-32: 0; 2032-33: 0; 2033-34: 0; 2034-35: 0; 2035-36: 0; 2036-37: 0; 2037-38: 0; 2038-39: 0; 2039-40: 0; 2040-41: 0; 2041-42: 0; 2042-43: 0; 2043-44: 0; 2044-45: 0; 2045-46: 0; 2046-47: 0; 2047-48: 0; 2048-49: 0; 2049-50: 0
34.7BL | Measured household void properties | Input | 000's | 2 | 2019-20: 0.175; 2020-21: 0.179; 2021-22: 0.182; 2022-23: 0.186; 2023-24: 0.19; 2024-25: 0.193; 2025-26: 0.196; 2026-27: 0.199; 2027-28: 0.202; 2028-29: 0.205; 2029-30: 0.208; 2030-31: 0.21; 2031-32: 0.213; 2032-33: 0.215; 2033-34: 0.218; 2034-35: 0.22; 2035-36: 0.222; 2036-37: 0.225; 2037-38: 0.227; 2038-39: 0.229; 2039-40: 0.232; 2040-41: 0.234; 2041-42: 0.236; 2042-43: 0.238; 2043-44: 0.24; 2044-45: 0.242; 2045-46: 0.243; 2046-47: 0.245; 2047-48: 0.246; 2048-49: 0.247; 2049-50: 0.249
35BL | Unmeasured households - properties (excl. void) | Input | 000's | 2 | 2019-20: 1.276; 2020-21: 1.224; 2021-22: 1.179; 2022-23: 1.125; 2023-24: 1.074; 2024-25: 1.025; 2025-26: 0.984; 2026-27: 0.945; 2027-28: 0.908; 2028-29: 0.872; 2029-30: 0.837; 2030-31: 0.803; 2031-32: 0.771; 2032-33: 0.74; 2033-34: 0.71; 2034-35: 0.681; 2035-36: 0.653; 2036-37: 0.626; 2037-38: 0.6; 2038-39: 0.575; 2039-40: 0.551; 2040-41: 0.528; 2041-42: 0.505; 2042-43: 0.484; 2043-44: 0.463; 2044-45: 0.443; 2045-46: 0.435; 2046-47: 0.427; 2047-48: 0.42; 2048-49: 0.413; 2049-50: 0.413
35.1BL | Unmeasured household void properties | Input | 000's | 2 | 2019-20: 0.027; 2020-21: 0.026; 2021-22: 0.025; 2022-23: 0.023; 2023-24: 0.022; 2024-25: 0.021; 2025-26: 0.02; 2026-27: 0.019; 2027-28: 0.018; 2028-29: 0.017; 2029-30: 0.017; 2030-31: 0.016; 2031-32: 0.015; 2032-33: 0.015; 2033-34: 0.014; 2034-35: 0.014; 2035-36: 0.013; 2036-37: 0.013; 2037-38: 0.012; 2038-39: 0.012; 2039-40: 0.011; 2040-41: 0.011; 2041-42: 0.01; 2042-43: 0.01; 2043-44: 0.009; 2044-45: 0.009; 2045-46: 0.009; 2046-47: 0.009; 2047-48: 0.009; 2048-49: 0.008; 2049-50: 0.008
36BL | Total Resource Zone Properties (incl. voids) | sum (31BL:34BL) + 34.7BL + 35BL + 35.1BL | 000's | 2 | 2019-20: 10.131; 2020-21: 10.565; 2021-22: 10.929; 2022-23: 11.285; 2023-24: 11.536; 2024-25: 11.684; 2025-26: 11.865; 2026-27: 12.041; 2027-28: 12.183; 2028-29: 12.318; 2029-30: 12.434; 2030-31: 12.54; 2031-32: 12.633; 2032-33: 12.722; 2033-34: 12.812; 2034-35: 12.901; 2035-36: 12.988; 2036-37: 13.076; 2037-38: 13.16; 2038-39: 13.244; 2039-40: 13.326; 2040-41: 13.405; 2041-42: 13.481; 2042-43: 13.557; 2043-44: 13.632; 2044-45: 13.704; 2045-46: 13.774; 2046-47: 13.844; 2047-48: 13.91; 2048-49: 13.975; 2049-50: 14.04
37BL | Measured Non Household - Population | Input | 000's | 2 | 2019-20: 0.772; 2020-21: 0.777; 2021-22: 0.781; 2022-23: 0.787; 2023-24: 0.792; 2024-25: 0.796; 2025-26: 0.8; 2026-27: 0.804; 2027-28: 0.81; 2028-29: 0.816; 2029-30: 0.821; 2030-31: 0.826; 2031-32: 0.835; 2032-33: 0.842; 2033-34: 0.848; 2034-35: 0.852; 2035-36: 0.857; 2036-37: 0.861; 2037-38: 0.865; 2038-39: 0.87; 2039-40: 0.874; 2040-41: 0.878; 2041-42: 0.883; 2042-43: 0.888; 2043-44: 0.893; 2044-45: 0.899; 2045-46: 0.905; 2046-47: 0.912; 2047-48: 0.918; 2048-49: 0.924; 2049-50: 0.93
38BL | Unmeasured Non Household - Population | Input | 000's | 2 | 2019-20: 0.003; 2020-21: 0.003; 2021-22: 0.003; 2022-23: 0.003; 2023-24: 0.003; 2024-25: 0.003; 2025-26: 0.003; 2026-27: 0.003; 2027-28: 0.003; 2028-29: 0.003; 2029-30: 0.003; 2030-31: 0.003; 2031-32: 0.003; 2032-33: 0.003; 2033-34: 0.003; 2034-35: 0.003; 2035-36: 0.003; 2036-37: 0.003; 2037-38: 0.003; 2038-39: 0.003; 2039-40: 0.004; 2040-41: 0.004; 2041-42: 0.004; 2042-43: 0.004; 2043-44: 0.004; 2044-45: 0.004; 2045-46: 0.004; 2046-47: 0.004; 2047-48: 0.004; 2048-49: 0.004; 2049-50: 0.004
39BL | Measured Household - Population | Input | 000's | 2 | 2019-20: 19.462; 2020-21: 20.085; 2021-22: 20.445; 2022-23: 21.341; 2023-24: 21.902; 2024-25: 22.266; 2025-26: 22.738; 2026-27: 23.135; 2027-28: 23.449; 2028-29: 23.724; 2029-30: 23.948; 2030-31: 24.151; 2031-32: 24.317; 2032-33: 24.47; 2033-34: 24.643; 2034-35: 24.813; 2035-36: 24.985; 2036-37: 25.146; 2037-38: 25.313; 2038-39: 25.469; 2039-40: 25.655; 2040-41: 25.829; 2041-42: 26.002; 2042-43: 26.173; 2043-44: 26.344; 2044-45: 26.51; 2045-46: 26.644; 2046-47: 26.775; 2047-48: 26.91; 2048-49: 27.044; 2049-50: 27.163
40BL | Unmeasured Household - Population | Input | 000's | 2 | 2019-20: 3.409; 2020-21: 3.262; 2021-22: 3.137; 2022-23: 2.99; 2023-24: 2.842; 2024-25: 2.707; 2025-26: 2.601; 2026-27: 2.493; 2027-28: 2.39; 2028-29: 2.289; 2029-30: 2.193; 2030-31: 2.101; 2031-32: 2.012; 2032-33: 1.927; 2033-34: 1.847; 2034-35: 1.77; 2035-36: 1.697; 2036-37: 1.626; 2037-38: 1.559; 2038-39: 1.494; 2039-40: 1.434; 2040-41: 1.375; 2041-42: 1.319; 2042-43: 1.265; 2043-44: 1.213; 2044-45: 1.164; 2045-46: 1.143; 2046-47: 1.123; 2047-48: 1.104; 2048-49: 1.086; 2049-50: 1.086
41BL | Total Resource Zone Population | sum (37BL:40BL) | 000's | 2 | 2019-20: 23.646; 2020-21: 24.127; 2021-22: 24.366; 2022-23: 25.121; 2023-24: 25.539; 2024-25: 25.772; 2025-26: 26.142; 2026-27: 26.435; 2027-28: 26.652; 2028-29: 26.832; 2029-30: 26.965; 2030-31: 27.081; 2031-32: 27.167; 2032-33: 27.242; 2033-34: 27.341; 2034-35: 27.438; 2035-36: 27.542; 2036-37: 27.636; 2037-38: 27.74; 2038-39: 27.836; 2039-40: 27.967; 2040-41: 28.086; 2041-42: 28.208; 2042-43: 28.33; 2043-44: 28.454; 2044-45: 28.577; 2045-46: 28.696; 2046-47: 28.814; 2047-48: 28.936; 2048-49: 29.058; 2049-50: 29.183
42BL | Average household occupancy rate (excl. voids) | (39BL + 40BL) / (34BL + 35BL) | h/prop | 1 | 2019-20: 2.4396; 2020-21: 2.3826; 2021-22: 2.3222; 2022-23: 2.3168; 2023-24: 2.3031; 2024-25: 2.2949; 2025-26: 2.2919; 2026-27: 2.2833; 2027-28: 2.275; 2028-29: 2.2648; 2029-30: 2.2547; 2030-31: 2.2449; 2031-32: 2.2352; 2032-33: 2.2255; 2033-34: 2.2178; 2034-35: 2.2103; 2035-36: 2.2035; 2036-37: 2.1964; 2037-38: 2.1904; 2038-39: 2.1839; 2039-40: 2.1807; 2040-41: 2.177; 2041-42: 2.174; 2042-43: 2.1711; 2043-44: 2.1685; 2044-45: 2.1663; 2045-46: 2.1639; 2046-47: 2.1618; 2047-48: 2.1602; 2048-49: 2.1589; 2049-50: 2.1581
43BL | Total Household Metering penetration (excl. voids) | 34BL / (34BL + 35BL) | % | 1 | 2019-20: 86.39%; 2020-21: 87.51%; 2021-22: 88.39%; 2022-23: 89.29%; 2023-24: 90%; 2024-25: 90.58%; 2025-26: 91.1%; 2026-27: 91.58%; 2027-28: 92.01%; 2028-29: 92.41%; 2029-30: 92.78%; 2030-31: 93.13%; 2031-32: 93.45%; 2032-33: 93.76%; 2033-34: 94.06%; 2034-35: 94.34%; 2035-36: 94.61%; 2036-37: 94.86%; 2037-38: 95.11%; 2038-39: 95.34%; 2039-40: 95.56%; 2040-41: 95.77%; 2041-42: 95.98%; 2042-43: 96.17%; 2043-44: 96.36%; 2044-45: 96.53%; 2045-46: 96.61%; 2046-47: 96.69%; 2047-48: 96.76%; 2048-49: 96.83%; 2049-50: 96.84%
44BL | Total Household Metering penetration (incl. voids) | (34BL) / (34BL + 34.7BL + 35BL + 35.1BL) | % | 1 | 2019-20: 84.57%; 2020-21: 85.72%; 2021-22: 86.62%; 2022-23: 87.55%; 2023-24: 88.26%; 2024-25: 88.83%; 2025-26: 89.35%; 2026-27: 89.84%; 2027-28: 90.26%; 2028-29: 90.66%; 2029-30: 91.01%; 2030-31: 91.37%; 2031-32: 91.68%; 2032-33: 91.98%; 2033-34: 92.26%; 2034-35: 92.54%; 2035-36: 92.81%; 2036-37: 93.05%; 2037-38: 93.29%; 2038-39: 93.52%; 2039-40: 93.73%; 2040-41: 93.93%; 2041-42: 94.14%; 2042-43: 94.32%; 2043-44: 94.5%; 2044-45: 94.67%; 2045-46: 94.75%; 2046-47: 94.82%; 2047-48: 94.9%; 2048-49: 94.97%; 2049-50: 94.98%
45BL | Distribution input | sum (12BL:15BL) +21BL + 22BL + 27BL + 28BL | Ml/d | 2 | 2019-20: 6.56; 2020-21: 6.57; 2021-22: 6.56; 2022-23: 6.63; 2023-24: 6.63; 2024-25: 6.59; 2025-26: 6.61; 2026-27: 6.64; 2027-28: 6.65; 2028-29: 6.66; 2029-30: 6.66; 2030-31: 6.67; 2031-32: 6.65; 2032-33: 6.66; 2033-34: 6.67; 2034-35: 6.67; 2035-36: 6.69; 2036-37: 6.69; 2037-38: 6.72; 2038-39: 6.75; 2039-40: 6.77; 2040-41: 6.77; 2041-42: 6.81; 2042-43: 6.81; 2043-44: 6.84; 2044-45: 6.86; 2045-46: 6.9; 2046-47: 6.93; 2047-48: 6.94; 2048-49: 6.96; 2049-50: 6.99
46BL | Target headroom (climate change component) | Input | Ml/d | 2 | 2019-20: 0.00091831; 2020-21: 0.00091831; 2021-22: 0.00091831; 2022-23: 0.00091831; 2023-24: 0.00091831; 2024-25: 0.00091831; 2025-26: 0.00091831; 2026-27: 0.0005502; 2027-28: 7.4233e-05; 2028-29: 0.00082498; 2029-30: 0.00014367; 2030-31: 0.0010036; 2031-32: 9.9723e-05; 2032-33: 0.0013305; 2033-34: 0.00013521; 2034-35: 0.00099871; 2035-36: 0.00068936; 2036-37: 0.0010444; 2037-38: 0.0013124; 2038-39: 0.0015603; 2039-40: 0; 2040-41: 0; 2041-42: 0; 2042-43: 0; 2043-44: 0; 2044-45: 0; 2045-46: 0; 2046-47: 0; 2047-48: 0; 2048-49: 0; 2049-50: 0
47BL | Target headroom (All other components) | Input | Ml/d | 2 | 2019-20: 0.20709; 2020-21: 0.20709; 2021-22: 0.20709; 2022-23: 0.20709; 2023-24: 0.20709; 2024-25: 0.20709; 2025-26: 0.20709; 2026-27: 0.20464; 2027-28: 0.19911; 2028-29: 0.20133; 2029-30: 0.29426; 2030-31: 0.3094; 2031-32: 0.32474; 2032-33: 0.32983; 2033-34: 0.34115; 2034-35: 0.35583; 2035-36: 0.31807; 2036-37: 0.29232; 2037-38: 0.3054; 2038-39: 0.32427; 2039-40: 0.25351; 2040-41: 0.26131; 2041-42: 0.27325; 2042-43: 0.28293; 2043-44: 0.28741; 2044-45: 0.28993; 2045-46: 0.25103; 2046-47: 0.25176; 2047-48: 0.25338; 2048-49: 0.25025; 2049-50: 0.24871
48BL | Target Headroom | 46BL + 47BL | Ml/d | 2 | 2019-20: 0.20801; 2020-21: 0.20801; 2021-22: 0.20801; 2022-23: 0.20801; 2023-24: 0.20801; 2024-25: 0.20801; 2025-26: 0.20801; 2026-27: 0.20519; 2027-28: 0.19919; 2028-29: 0.20215; 2029-30: 0.2944; 2030-31: 0.31041; 2031-32: 0.32484; 2032-33: 0.33116; 2033-34: 0.34129; 2034-35: 0.35683; 2035-36: 0.31876; 2036-37: 0.29336; 2037-38: 0.30671; 2038-39: 0.32583; 2039-40: 0.25351; 2040-41: 0.26131; 2041-42: 0.27325; 2042-43: 0.28293; 2043-44: 0.28741; 2044-45: 0.28993; 2045-46: 0.25103; 2046-47: 0.25176; 2047-48: 0.25338; 2048-49: 0.25025; 2049-50: 0.24871
49BL | Available Headroom | 11BL - 45BL | Ml/d | 2 | 2019-20: 2.3; 2020-21: 2.29; 2021-22: 2.3; 2022-23: 2.23; 2023-24: 2.23; 2024-25: 2.27; 2025-26: 2.251; 2026-27: 2.221; 2027-28: 2.211; 2028-29: 2.201; 2029-30: 2.201; 2030-31: 2.191; 2031-32: 2.211; 2032-33: 2.201; 2033-34: 2.191; 2034-35: 2.191; 2035-36: 2.171; 2036-37: 2.171; 2037-38: 2.141; 2038-39: 2.111; 2039-40: 2.091; 2040-41: 2.091; 2041-42: 2.051; 2042-43: 2.051; 2043-44: 2.021; 2044-45: 2.001; 2045-46: 1.961; 2046-47: 1.931; 2047-48: 1.921; 2048-49: 1.901; 2049-50: 1.871
49.1BL | Available non-potable balance (if applicable) | 1.1BL -12.1BL | Ml/d | 2 | 2019-20: 0; 2020-21: 0; 2021-22: 0; 2022-23: 0; 2023-24: 0; 2024-25: 0; 2025-26: 0; 2026-27: 0; 2027-28: 0; 2028-29: 0; 2029-30: 0; 2030-31: 0; 2031-32: 0; 2032-33: 0; 2033-34: 0; 2034-35: 0; 2035-36: 0; 2036-37: 0; 2037-38: 0; 2038-39: 0; 2039-40: 0; 2040-41: 0; 2041-42: 0; 2042-43: 0; 2043-44: 0; 2044-45: 0; 2045-46: 0; 2046-47: 0; 2047-48: 0; 2048-49: 0; 2049-50: 0
50BL | Supply Demand Balance |  | Ml/d | 2 | 2019-20: 2.092; 2020-21: 2.082; 2021-22: 2.092; 2022-23: 2.022; 2023-24: 2.022; 2024-25: 2.062; 2025-26: 2.043; 2026-27: 2.0158; 2027-28: 2.0118; 2028-29: 1.9988; 2029-30: 1.9066; 2030-31: 1.8806; 2031-32: 1.8862; 2032-33: 1.8698; 2033-34: 1.8497; 2034-35: 1.8342; 2035-36: 1.8522; 2036-37: 1.8776; 2037-38: 1.8343; 2038-39: 1.7852; 2039-40: 1.8375; 2040-41: 1.8297; 2041-42: 1.7778; 2042-43: 1.7681; 2043-44: 1.7336; 2044-45: 1.7111; 2045-46: 1.71; 2046-47: 1.6792; 2047-48: 1.6676; 2048-49: 1.6507; 2049-50: 1.6223
Table 3e: DYCP - Final plan Options | Back to top of sheet
WRMP24 reference | Option type | Cat ID | Unit | Decimal places | 2019-20 | 2020-21 | 2021-22 | 2022-23 | 2023-24 | 2024-25 | 2025-26 | 2026-27 | 2027-28 | 2028-29 | 2029-30 | 2030-31 | 2031-32 | 2032-33 | 2033-34 | 2034-35 | 2035-36 | 2036-37 | 2037-38 | 2038-39 | 2039-40 | 2040-41 | 2041-42 | 2042-43 | 2043-44 | 2044-45 | 2045-46 | 2046-47 | 2047-48 | 2048-49 | 2049-50 | 2050-51 | 2051-52 | 2052-53 | 2053-54 | 2054-55 | 2055-56 | 2056-57 | 2057-58 | 2058-59 | 2059-60 | 2060-61 | 2061-62 | 2062-63 | 2063-64 | 2064-65 | 2065-66 | 2066-67 | 2067-68 | 2068-69 | 2069-70 | 2070-71 | 2071-72 | 2072-73 | 2073-74 | 2074-75 | 2075-76 | 2076-77 | 2077-78 | 2078-79 | 2079-80 | 2080-81 | 2081-82 | 2082-83 | 2083-84 | 2084-85 | 2085-86 | 2086-87 | 2087-88 | 2088-89 | 2089-90 | 2090-91 | 2091-92 | 2092-93 | 2093-94 | 2094-95 | 2095-96 | 2096-97 | 2097-98 | 2098-99 | 2099-100
1.11FP | Non potable supplies input reductions as -ve and increases as +ve | RSNPS | Ml/d | 2 | 2019-20: 0; 2020-21: 0; 2021-22: 0; 2022-23: 0; 2023-24: 0; 2024-25: 0; 2025-26: 0; 2026-27: 0; 2027-28: 0; 2028-29: 0; 2029-30: 0; 2030-31: 0; 2031-32: 0; 2032-33: 0; 2033-34: 0; 2034-35: 0; 2035-36: 0; 2036-37: 0; 2037-38: 0; 2038-39: 0; 2039-40: 0; 2040-41: 0; 2041-42: 0; 2042-43: 0; 2043-44: 0; 2044-45: 0; 2045-46: 0; 2046-47: 0; 2047-48: 0; 2048-49: 0; 2049-50: 0
2.1FP | Raw water imports | RSRWI | Ml/d | 2 | 2019-20: 0; 2020-21: 0; 2021-22: 0; 2022-23: 0; 2023-24: 0; 2024-25: 0; 2025-26: 0; 2026-27: 0; 2027-28: 0; 2028-29: 0; 2029-30: 0; 2030-31: 0; 2031-32: 0; 2032-33: 0; 2033-34: 0; 2034-35: 0; 2035-36: 0; 2036-37: 0; 2037-38: 0; 2038-39: 0; 2039-40: 0; 2040-41: 0; 2041-42: 0; 2042-43: 0; 2043-44: 0; 2044-45: 0; 2045-46: 0; 2046-47: 0; 2047-48: 0; 2048-49: 0; 2049-50: 0
3.1FP | Potable water imports input reductions as -ve | RSPWI | Ml/d | 2 | 2019-20: 0; 2020-21: 0; 2021-22: 0; 2022-23: 0; 2023-24: 0; 2024-25: 0; 2025-26: 0; 2026-27: 0; 2027-28: 0; 2028-29: 0; 2029-30: 0; 2030-31: 0; 2031-32: 0; 2032-33: 0; 2033-34: 0; 2034-35: 0; 2035-36: 0; 2036-37: 0; 2037-38: 0; 2038-39: 0; 2039-40: 0; 2040-41: 0; 2041-42: 0; 2042-43: 0; 2043-44: 0; 2044-45: 0; 2045-46: 0; 2046-47: 0; 2047-48: 0; 2048-49: 0; 2049-50: 0
4.1FP | Raw water exports input reductions as +ve and increases as -ve | RSRWE | Ml/d | 2 | 2019-20: 0; 2020-21: 0; 2021-22: 0; 2022-23: 0; 2023-24: 0; 2024-25: 0; 2025-26: 0; 2026-27: 0; 2027-28: 0; 2028-29: 0; 2029-30: 0; 2030-31: 0; 2031-32: 0; 2032-33: 0; 2033-34: 0; 2034-35: 0; 2035-36: 0; 2036-37: 0; 2037-38: 0; 2038-39: 0; 2039-40: 0; 2040-41: 0; 2041-42: 0; 2042-43: 0; 2043-44: 0; 2044-45: 0; 2045-46: 0; 2046-47: 0; 2047-48: 0; 2048-49: 0; 2049-50: 0
5.1FP | Potable water exports input reductions as +ve and increases as -ve | RSPWE | Ml/d | 2 | 2019-20: 0; 2020-21: 0; 2021-22: 0; 2022-23: 0; 2023-24: 0; 2024-25: 0; 2025-26: 0; 2026-27: 0; 2027-28: 0; 2028-29: 0; 2029-30: 0; 2030-31: 0; 2031-32: 0; 2032-33: -1.8; 2033-34: -1.8; 2034-35: 0; 2035-36: -1.8; 2036-37: -1.8; 2037-38: 0; 2038-39: 0; 2039-40: 0; 2040-41: -1.8; 2041-42: 0; 2042-43: 0; 2043-44: -1.8; 2044-45: 0; 2045-46: 0; 2046-47: -1.8; 2047-48: -1.8; 2048-49: 0; 2049-50: -1.8
6.2FP | DO benefit from increase raw water abstractions | RSRWA | Ml/d | 2 | 2019-20: 0; 2020-21: 0; 2021-22: 0; 2022-23: 0; 2023-24: 0; 2024-25: 0; 2025-26: 0; 2026-27: 0; 2027-28: 0; 2028-29: 0; 2029-30: 0; 2030-31: 0; 2031-32: 0; 2032-33: 0; 2033-34: 0; 2034-35: 0; 2035-36: 0; 2036-37: 0; 2037-38: 0; 2038-39: 0; 2039-40: 0; 2040-41: 0; 2041-42: 0; 2042-43: 0; 2043-44: 0; 2044-45: 0; 2045-46: 0; 2046-47: 0; 2047-48: 0; 2048-49: 0; 2049-50: 0
6.3FP | Other options to increase deployable output | RSIPO | Ml/d | 2 | 2019-20: 0; 2020-21: 0; 2021-22: 0; 2022-23: 0; 2023-24: 0; 2024-25: 0; 2025-26: 0; 2026-27: 0; 2027-28: 0; 2028-29: 0; 2029-30: 0; 2030-31: 0; 2031-32: 0; 2032-33: 0; 2033-34: 0; 2034-35: 0; 2035-36: 0; 2036-37: 0; 2037-38: 0; 2038-39: 0; 2039-40: 0; 2040-41: 0; 2041-42: 0; 2042-43: 0; 2043-44: 0; 2044-45: 0; 2045-46: 0; 2046-47: 0; 2047-48: 0; 2048-49: 0; 2049-50: 0
7.01FP | DO benefit from supply side drought measures | RSDPS | Ml/d | 2 | 2019-20: 0; 2020-21: 0; 2021-22: 0; 2022-23: 0; 2023-24: 0; 2024-25: 0; 2025-26: 0; 2026-27: 0; 2027-28: 0; 2028-29: 0; 2029-30: 0; 2030-31: 0; 2031-32: 0; 2032-33: 0; 2033-34: 0; 2034-35: 0; 2035-36: 0; 2036-37: 0; 2037-38: 0; 2038-39: 0; 2039-40: 0; 2040-41: 0; 2041-42: 0; 2042-43: 0; 2043-44: 0; 2044-45: 0; 2045-46: 0; 2046-47: 0; 2047-48: 0; 2048-49: 0; 2049-50: 0
7.02FP | DO benefit from demand side drought measures | RSDPD | Ml/d | 2 | 2019-20: 0; 2020-21: 0; 2021-22: 0; 2022-23: 0; 2023-24: 0; 2024-25: 0; 2025-26: 0; 2026-27: 0; 2027-28: 0; 2028-29: 0; 2029-30: 0; 2030-31: 0; 2031-32: 0; 2032-33: 0; 2033-34: 0; 2034-35: 0; 2035-36: 0; 2036-37: 0; 2037-38: 0; 2038-39: 0; 2039-40: 0; 2040-41: 0; 2041-42: 0; 2042-43: 0; 2043-44: 0; 2044-45: 0; 2045-46: 0; 2046-47: 0; 2047-48: 0; 2048-49: 0; 2049-50: 0
8.1FP | Reduce raw water losses and operational use input as -ve | RSLOU | Ml/d | 2 | 2019-20: 0; 2020-21: 0; 2021-22: 0; 2022-23: 0; 2023-24: 0; 2024-25: 0; 2025-26: 0; 2026-27: 0; 2027-28: 0; 2028-29: 0; 2029-30: 0; 2030-31: 0; 2031-32: 0; 2032-33: 0; 2033-34: 0; 2034-35: 0; 2035-36: 0; 2036-37: 0; 2037-38: 0; 2038-39: 0; 2039-40: 0; 2040-41: 0; 2041-42: 0; 2042-43: 0; 2043-44: 0; 2044-45: 0; 2045-46: 0; 2046-47: 0; 2047-48: 0; 2048-49: 0; 2049-50: 0
8.2FP | Reduce treatment works losses input as -ve | PSTWL | Ml/d | 2 | 2019-20: 0; 2020-21: 0; 2021-22: 0; 2022-23: 0; 2023-24: 0; 2024-25: 0; 2025-26: 0; 2026-27: 0; 2027-28: 0; 2028-29: 0; 2029-30: 0; 2030-31: 0; 2031-32: 0; 2032-33: 0; 2033-34: 0; 2034-35: 0; 2035-36: 0; 2036-37: 0; 2037-38: 0; 2038-39: 0; 2039-40: 0; 2040-41: 0; 2041-42: 0; 2042-43: 0; 2043-44: 0; 2044-45: 0; 2045-46: 0; 2046-47: 0; 2047-48: 0; 2048-49: 0; 2049-50: 0
9.1FP | Reduce outages input as -ve | PSROU | Ml/d | 2 | 2019-20: 0; 2020-21: 0; 2021-22: 0; 2022-23: 0; 2023-24: 0; 2024-25: 0; 2025-26: 0; 2026-27: 0; 2027-28: 0; 2028-29: 0; 2029-30: 0; 2030-31: 0; 2031-32: 0; 2032-33: 0; 2033-34: 0; 2034-35: 0; 2035-36: 0; 2036-37: 0; 2037-38: 0; 2038-39: 0; 2039-40: 0; 2040-41: 0; 2041-42: 0; 2042-43: 0; 2043-44: 0; 2044-45: 0; 2045-46: 0; 2046-47: 0; 2047-48: 0; 2048-49: 0; 2049-50: 0
12.2FP | Change volume delivered to measured non households input reductions as -ve, line to include both measured non-household consumption and USPL options | CVMNH | Ml/d | 2 | 2019-20: 0; 2020-21: 0; 2021-22: 0; 2022-23: 0; 2023-24: 0; 2024-25: 0; 2025-26: -0.02; 2026-27: -0.03; 2027-28: -0.04; 2028-29: -0.06; 2029-30: -0.07; 2030-31: -0.08; 2031-32: -0.09; 2032-33: -0.11; 2033-34: -0.12; 2034-35: -0.13; 2035-36: -0.14; 2036-37: -0.15; 2037-38: -0.17; 2038-39: -0.18; 2039-40: -0.19; 2040-41: -0.2; 2041-42: -0.22; 2042-43: -0.23; 2043-44: -0.24; 2044-45: -0.25; 2045-46: -0.27; 2046-47: -0.28; 2047-48: -0.29; 2048-49: -0.3; 2049-50: -0.32
13.1FP | Change volume delivered to unmeasured non households input reductions as -ve, line to include both unmeasured non-household consumption and USPL options | CVUNH | Ml/d | 2 | 2019-20: 0; 2020-21: 0; 2021-22: 0; 2022-23: 0; 2023-24: 0; 2024-25: 0; 2025-26: 0; 2026-27: 0; 2027-28: 0; 2028-29: 0; 2029-30: 0; 2030-31: 0; 2031-32: 0; 2032-33: 0; 2033-34: 0; 2034-35: 0; 2035-36: 0; 2036-37: 0; 2037-38: 0; 2038-39: 0; 2039-40: 0; 2040-41: 0; 2041-42: 0; 2042-43: 0; 2043-44: 0; 2044-45: 0; 2045-46: 0; 2046-47: 0; 2047-48: 0; 2048-49: 0; 2049-50: 0
14.1FP | Change volume delivered to measured households input reductions as -ve, line to include both measured household consumption and USPL options | CVMHH | Ml/d | 2 | 2019-20: 0; 2020-21: 0; 2021-22: 0; 2022-23: 0; 2023-24: 0; 2024-25: 0; 2025-26: -0.16; 2026-27: -0.2; 2027-28: -0.23; 2028-29: -0.27; 2029-30: -0.31; 2030-31: -0.35; 2031-32: -0.39; 2032-33: -0.4; 2033-34: -0.42; 2034-35: -0.46; 2035-36: -0.5; 2036-37: -0.54; 2037-38: -0.59; 2038-39: -0.63; 2039-40: -0.67; 2040-41: -0.71; 2041-42: -0.76; 2042-43: -0.8; 2043-44: -0.84; 2044-45: -0.86; 2045-46: -0.88; 2046-47: -0.9; 2047-48: -0.91; 2048-49: -0.93; 2049-50: -0.95
15.1FP | Change volume delivered to unmeasured households input reductions as -ve, line to include both unmeasured household consumption and USPL options | CVUHH | Ml/d | 2 | 2019-20: 0; 2020-21: 0; 2021-22: 0; 2022-23: 0; 2023-24: 0; 2024-25: 0; 2025-26: 0; 2026-27: 0; 2027-28: 0; 2028-29: 0; 2029-30: 0; 2030-31: 0; 2031-32: 0; 2032-33: 0; 2033-34: 0; 2034-35: 0; 2035-36: 0; 2036-37: 0; 2037-38: 0; 2038-39: 0; 2039-40: 0; 2040-41: 0; 2041-42: 0; 2042-43: 0; 2043-44: 0; 2044-45: 0; 2045-46: 0; 2046-47: 0; 2047-48: 0; 2048-49: 0; 2049-50: 0
21.1FP | Options to reduce water taken unbilled input as -ve | CSWTU | Ml/d | 2 | 2019-20: 0; 2020-21: 0; 2021-22: 0; 2022-23: 0; 2023-24: 0; 2024-25: 0; 2025-26: 0; 2026-27: 0; 2027-28: 0; 2028-29: 0; 2029-30: 0; 2030-31: 0; 2031-32: 0; 2032-33: 0; 2033-34: 0; 2034-35: 0; 2035-36: 0; 2036-37: 0; 2037-38: 0; 2038-39: 0; 2039-40: 0; 2040-41: 0; 2041-42: 0; 2042-43: 0; 2043-44: 0; 2044-45: 0; 2045-46: 0; 2046-47: 0; 2047-48: 0; 2048-49: 0; 2049-50: 0
22.1FP | Reduce distribution system operational use (DSOU) input as -ve | DSDOU | Ml/d | 2 | 2019-20: 0; 2020-21: 0; 2021-22: 0; 2022-23: 0; 2023-24: 0; 2024-25: 0; 2025-26: 0; 2026-27: 0; 2027-28: 0; 2028-29: 0; 2029-30: 0; 2030-31: 0; 2031-32: 0; 2032-33: 0; 2033-34: 0; 2034-35: 0; 2035-36: 0; 2036-37: 0; 2037-38: 0; 2038-39: 0; 2039-40: 0; 2040-41: 0; 2041-42: 0; 2042-43: 0; 2043-44: 0; 2044-45: 0; 2045-46: 0; 2046-47: 0; 2047-48: 0; 2048-49: 0; 2049-50: 0
23.1FP | Options impacting on measured Non Household - USPL input reductions as -ve | CUMNH | Ml/d | 2 | 2019-20: 0; 2020-21: 0; 2021-22: 0; 2022-23: 0; 2023-24: 0; 2024-25: 0; 2025-26: 0; 2026-27: 0; 2027-28: 0; 2028-29: 0; 2029-30: 0; 2030-31: 0; 2031-32: 0; 2032-33: 0; 2033-34: 0; 2034-35: 0; 2035-36: 0; 2036-37: 0; 2037-38: 0; 2038-39: 0; 2039-40: 0; 2040-41: 0; 2041-42: 0; 2042-43: 0; 2043-44: 0; 2044-45: 0; 2045-46: 0; 2046-47: 0; 2047-48: 0; 2048-49: 0; 2049-50: 0
24.1FP | Options impacting on unmeasured Non Household - USPL input reductions as -ve | CUUNH | Ml/d | 2 | 2019-20: 0; 2020-21: 0; 2021-22: 0; 2022-23: 0; 2023-24: 0; 2024-25: 0; 2025-26: 0; 2026-27: 0; 2027-28: 0; 2028-29: 0; 2029-30: 0; 2030-31: 0; 2031-32: 0; 2032-33: 0; 2033-34: 0; 2034-35: 0; 2035-36: 0; 2036-37: 0; 2037-38: 0; 2038-39: 0; 2039-40: 0; 2040-41: 0; 2041-42: 0; 2042-43: 0; 2043-44: 0; 2044-45: 0; 2045-46: 0; 2046-47: 0; 2047-48: 0; 2048-49: 0; 2049-50: 0
25.1FP | Options impacting on measured Household - USPL input reductions as -ve | CUMHH | Ml/d | 2 | 2019-20: 0; 2020-21: 0; 2021-22: 0; 2022-23: 0; 2023-24: 0; 2024-25: 0; 2025-26: -0.02; 2026-27: -0.03; 2027-28: -0.04; 2028-29: -0.04; 2029-30: -0.05; 2030-31: -0.05; 2031-32: -0.06; 2032-33: -0.06; 2033-34: -0.06; 2034-35: -0.06; 2035-36: -0.06; 2036-37: -0.06; 2037-38: -0.06; 2038-39: -0.06; 2039-40: -0.06; 2040-41: -0.06; 2041-42: -0.06; 2042-43: -0.06; 2043-44: -0.06; 2044-45: -0.07; 2045-46: -0.07; 2046-47: -0.07; 2047-48: -0.07; 2048-49: -0.07; 2049-50: -0.07
26.1FP | Options impacting on unmeasured Household - USPL input reductions as -ve | CUUHH | Ml/d | 2 | 2019-20: 0; 2020-21: 0; 2021-22: 0; 2022-23: 0; 2023-24: 0; 2024-25: 0; 2025-26: 0; 2026-27: 0; 2027-28: 0; 2028-29: 0; 2029-30: 0; 2030-31: 0; 2031-32: 0; 2032-33: 0; 2033-34: 0; 2034-35: 0; 2035-36: 0; 2036-37: 0; 2037-38: 0; 2038-39: 0; 2039-40: 0; 2040-41: 0; 2041-42: 0; 2042-43: 0; 2043-44: 0; 2044-45: 0; 2045-46: 0; 2046-47: 0; 2047-48: 0; 2048-49: 0; 2049-50: 0
27.1FP | Options impacting on Void properties - USPL input reductions as -ve | CUVPP | Ml/d | 2 | 2019-20: 0; 2020-21: 0; 2021-22: 0; 2022-23: 0; 2023-24: 0; 2024-25: 0; 2025-26: 0; 2026-27: 0; 2027-28: 0; 2028-29: 0; 2029-30: 0; 2030-31: 0; 2031-32: 0; 2032-33: 0; 2033-34: 0; 2034-35: 0; 2035-36: 0; 2036-37: 0; 2037-38: 0; 2038-39: 0; 2039-40: 0; 2040-41: 0; 2041-42: 0; 2042-43: 0; 2043-44: 0; 2044-45: 0; 2045-46: 0; 2046-47: 0; 2047-48: 0; 2048-49: 0; 2049-50: 0
28.1FP | Reduce distribution losses input as -ve | DSRDL | Ml/d | 2 | 2019-20: 0; 2020-21: 0; 2021-22: 0; 2022-23: 0; 2023-24: 0; 2024-25: 0; 2025-26: 0; 2026-27: 0; 2027-28: 0; 2028-29: 0; 2029-30: 0; 2030-31: -0.01; 2031-32: -0.01; 2032-33: -0.01; 2033-34: -0.03; 2034-35: -0.03; 2035-36: -0.03; 2036-37: -0.03; 2037-38: -0.04; 2038-39: -0.04; 2039-40: -0.04; 2040-41: -0.04; 2041-42: -0.04; 2042-43: -0.04; 2043-44: -0.04; 2044-45: -0.05; 2045-46: -0.05; 2046-47: -0.1; 2047-48: -0.1; 2048-49: -0.12; 2049-50: -0.13
Table 3f: DYCP - Final plan | Back to top of sheet
WRMP24 reference | Component | Derivation | Unit | Decimal places | 2019-20 | 2020-21 | 2021-22 | 2022-23 | 2023-24 | 2024-25 | 2025-26 | 2026-27 | 2027-28 | 2028-29 | 2029-30 | 2030-31 | 2031-32 | 2032-33 | 2033-34 | 2034-35 | 2035-36 | 2036-37 | 2037-38 | 2038-39 | 2039-40 | 2040-41 | 2041-42 | 2042-43 | 2043-44 | 2044-45 | 2045-46 | 2046-47 | 2047-48 | 2048-49 | 2049-50 | 2050-51 | 2051-52 | 2052-53 | 2053-54 | 2054-55 | 2055-56 | 2056-57 | 2057-58 | 2058-59 | 2059-60 | 2060-61 | 2061-62 | 2062-63 | 2063-64 | 2064-65 | 2065-66 | 2066-67 | 2067-68 | 2068-69 | 2069-70 | 2070-71 | 2071-72 | 2072-73 | 2073-74 | 2074-75 | 2075-76 | 2076-77 | 2077-78 | 2078-79 | 2079-80 | 2080-81 | 2081-82 | 2082-83 | 2083-84 | 2084-85 | 2085-86 | 2086-87 | 2087-88 | 2088-89 | 2089-90 | 2090-91 | 2091-92 | 2092-93 | 2093-94 | 2094-95 | 2095-96 | 2096-97 | 2097-98 | 2098-99 | 2099-100
1FP | Raw water abstracted | Input | Ml/d | 2 | 2019-20: 0; 2020-21: 0; 2021-22: 0; 2022-23: 0; 2023-24: 0; 2024-25: 0; 2025-26: 0; 2026-27: 0; 2027-28: 0; 2028-29: 0; 2029-30: 0; 2030-31: 0; 2031-32: 0; 2032-33: 0; 2033-34: 0; 2034-35: 0; 2035-36: 0; 2036-37: 0; 2037-38: 0; 2038-39: 0; 2039-40: 0; 2040-41: 0; 2041-42: 0; 2042-43: 0; 2043-44: 0; 2044-45: 0; 2045-46: 0; 2046-47: 0; 2047-48: 0; 2048-49: 0; 2049-50: 0
1.1FP | Non-potable water supplies | 1.1BL + 1.11FP | Ml/d | 2 | 2019-20: 0; 2020-21: 0; 2021-22: 0; 2022-23: 0; 2023-24: 0; 2024-25: 0; 2025-26: 0; 2026-27: 0; 2027-28: 0; 2028-29: 0; 2029-30: 0; 2030-31: 0; 2031-32: 0; 2032-33: 0; 2033-34: 0; 2034-35: 0; 2035-36: 0; 2036-37: 0; 2037-38: 0; 2038-39: 0; 2039-40: 0; 2040-41: 0; 2041-42: 0; 2042-43: 0; 2043-44: 0; 2044-45: 0; 2045-46: 0; 2046-47: 0; 2047-48: 0; 2048-49: 0; 2049-50: 0
2FP | Raw water imported | 2BL + 2.1FP | Ml/d | 2 | 2019-20: 0; 2020-21: 0; 2021-22: 0; 2022-23: 0; 2023-24: 0; 2024-25: 0; 2025-26: 0; 2026-27: 0; 2027-28: 0; 2028-29: 0; 2029-30: 0; 2030-31: 0; 2031-32: 0; 2032-33: 0; 2033-34: 0; 2034-35: 0; 2035-36: 0; 2036-37: 0; 2037-38: 0; 2038-39: 0; 2039-40: 0; 2040-41: 0; 2041-42: 0; 2042-43: 0; 2043-44: 0; 2044-45: 0; 2045-46: 0; 2046-47: 0; 2047-48: 0; 2048-49: 0; 2049-50: 0
3FP | Potable water imported | 3BL + 3.1FP | Ml/d | 2 | 2019-20: 0; 2020-21: 0; 2021-22: 0; 2022-23: 0; 2023-24: 0; 2024-25: 0; 2025-26: 0.001; 2026-27: 0.001; 2027-28: 0.001; 2028-29: 0.001; 2029-30: 0.001; 2030-31: 0.001; 2031-32: 0.001; 2032-33: 0.001; 2033-34: 0.001; 2034-35: 0.001; 2035-36: 0.001; 2036-37: 0.001; 2037-38: 0.001; 2038-39: 0.001; 2039-40: 0.001; 2040-41: 0.001; 2041-42: 0.001; 2042-43: 0.001; 2043-44: 0.001; 2044-45: 0.001; 2045-46: 0.001; 2046-47: 0.001; 2047-48: 0.001; 2048-49: 0.001; 2049-50: 0.001
4FP | Raw water exported enter as -ve | 4BL + 4.1FP | Ml/d | 2 | 2019-20: 0; 2020-21: 0; 2021-22: 0; 2022-23: 0; 2023-24: 0; 2024-25: 0; 2025-26: 0; 2026-27: 0; 2027-28: 0; 2028-29: 0; 2029-30: 0; 2030-31: 0; 2031-32: 0; 2032-33: 0; 2033-34: 0; 2034-35: 0; 2035-36: 0; 2036-37: 0; 2037-38: 0; 2038-39: 0; 2039-40: 0; 2040-41: 0; 2041-42: 0; 2042-43: 0; 2043-44: 0; 2044-45: 0; 2045-46: 0; 2046-47: 0; 2047-48: 0; 2048-49: 0; 2049-50: 0
5FP | Potable water exported enter as -ve | 5BL + 5.1FP | Ml/d | 2 | 2019-20: 0; 2020-21: 0; 2021-22: 0; 2022-23: 0; 2023-24: 0; 2024-25: 0; 2025-26: 0; 2026-27: 0; 2027-28: 0; 2028-29: 0; 2029-30: 0; 2030-31: 0; 2031-32: 0; 2032-33: -1.8; 2033-34: -1.8; 2034-35: 0; 2035-36: -1.8; 2036-37: -1.8; 2037-38: 0; 2038-39: 0; 2039-40: 0; 2040-41: -1.8; 2041-42: 0; 2042-43: 0; 2043-44: -1.8; 2044-45: 0; 2045-46: 0; 2046-47: -1.8; 2047-48: -1.8; 2048-49: 0; 2049-50: -1.8
6.1FP | Deployable Output post forecast changes | 6.1BL + 6.2FP + 6.3FP +7.01FP +7.02FP | Ml/d | 2 | 2019-20: 9.01; 2020-21: 9.01; 2021-22: 9.01; 2022-23: 9.01; 2023-24: 9.01; 2024-25: 9.01; 2025-26: 9.01; 2026-27: 9.01; 2027-28: 9.01; 2028-29: 9.01; 2029-30: 9.01; 2030-31: 9.01; 2031-32: 9.01; 2032-33: 9.01; 2033-34: 9.01; 2034-35: 9.01; 2035-36: 9.01; 2036-37: 9.01; 2037-38: 9.01; 2038-39: 9.01; 2039-40: 9.01; 2040-41: 9.01; 2041-42: 9.01; 2042-43: 9.01; 2043-44: 9.01; 2044-45: 9.01; 2045-46: 9.01; 2046-47: 9.01; 2047-48: 9.01; 2048-49: 9.01; 2049-50: 9.01
8FP | Raw water losses, treatment works losses and operational use | 8BL + 8.1FP + 8.2FP | Ml/d | 2 | 2019-20: 0.09; 2020-21: 0.09; 2021-22: 0.09; 2022-23: 0.09; 2023-24: 0.09; 2024-25: 0.09; 2025-26: 0.09; 2026-27: 0.09; 2027-28: 0.09; 2028-29: 0.09; 2029-30: 0.09; 2030-31: 0.09; 2031-32: 0.09; 2032-33: 0.09; 2033-34: 0.09; 2034-35: 0.09; 2035-36: 0.09; 2036-37: 0.09; 2037-38: 0.09; 2038-39: 0.09; 2039-40: 0.09; 2040-41: 0.09; 2041-42: 0.09; 2042-43: 0.09; 2043-44: 0.09; 2044-45: 0.09; 2045-46: 0.09; 2046-47: 0.09; 2047-48: 0.09; 2048-49: 0.09; 2049-50: 0.09
9FP | Total Outage Allowance | 9BL + 9.1FP | Ml/d | 2 | 2019-20: 0.06; 2020-21: 0.06; 2021-22: 0.06; 2022-23: 0.06; 2023-24: 0.06; 2024-25: 0.06; 2025-26: 0.06; 2026-27: 0.06; 2027-28: 0.06; 2028-29: 0.06; 2029-30: 0.06; 2030-31: 0.06; 2031-32: 0.06; 2032-33: 0.06; 2033-34: 0.06; 2034-35: 0.06; 2035-36: 0.06; 2036-37: 0.06; 2037-38: 0.06; 2038-39: 0.06; 2039-40: 0.06; 2040-41: 0.06; 2041-42: 0.06; 2042-43: 0.06; 2043-44: 0.06; 2044-45: 0.06; 2045-46: 0.06; 2046-47: 0.06; 2047-48: 0.06; 2048-49: 0.06; 2049-50: 0.06
10FP | Water Available For Use (own sources) | (6.1FP) - (8FP + 9FP) | Ml/d | 2 | 2019-20: 8.86; 2020-21: 8.86; 2021-22: 8.86; 2022-23: 8.86; 2023-24: 8.86; 2024-25: 8.86; 2025-26: 8.86; 2026-27: 8.86; 2027-28: 8.86; 2028-29: 8.86; 2029-30: 8.86; 2030-31: 8.86; 2031-32: 8.86; 2032-33: 8.86; 2033-34: 8.86; 2034-35: 8.86; 2035-36: 8.86; 2036-37: 8.86; 2037-38: 8.86; 2038-39: 8.86; 2039-40: 8.86; 2040-41: 8.86; 2041-42: 8.86; 2042-43: 8.86; 2043-44: 8.86; 2044-45: 8.86; 2045-46: 8.86; 2046-47: 8.86; 2047-48: 8.86; 2048-49: 8.86; 2049-50: 8.86
11FP | Total Water Available For Use | 10FP + sum (2FP:5FP) | Ml/d | 2 | 2019-20: 8.86; 2020-21: 8.86; 2021-22: 8.86; 2022-23: 8.86; 2023-24: 8.86; 2024-25: 8.86; 2025-26: 8.861; 2026-27: 8.861; 2027-28: 8.861; 2028-29: 8.861; 2029-30: 8.861; 2030-31: 8.861; 2031-32: 8.861; 2032-33: 7.061; 2033-34: 7.061; 2034-35: 8.861; 2035-36: 7.061; 2036-37: 7.061; 2037-38: 8.861; 2038-39: 8.861; 2039-40: 8.861; 2040-41: 7.061; 2041-42: 8.861; 2042-43: 8.861; 2043-44: 7.061; 2044-45: 8.861; 2045-46: 8.861; 2046-47: 7.061; 2047-48: 7.061; 2048-49: 8.861; 2049-50: 7.061
12FP | Water delivered measured non-household | 12BL + 12.2FP | Ml/d | 2 | 2019-20: 1.12; 2020-21: 1.11; 2021-22: 1.09; 2022-23: 1.08; 2023-24: 1.06; 2024-25: 1.05; 2025-26: 1.01; 2026-27: 0.99; 2027-28: 0.97; 2028-29: 0.93; 2029-30: 0.91; 2030-31: 0.89; 2031-32: 0.86; 2032-33: 0.83; 2033-34: 0.81; 2034-35: 0.79; 2035-36: 0.77; 2036-37: 0.76; 2037-38: 0.73; 2038-39: 0.71; 2039-40: 0.7; 2040-41: 0.68; 2041-42: 0.66; 2042-43: 0.64; 2043-44: 0.63; 2044-45: 0.62; 2045-46: 0.6; 2046-47: 0.58; 2047-48: 0.57; 2048-49: 0.56; 2049-50: 0.54
12.1FP | Non-potable water consumption | Input | Ml/d | 2 | 2019-20: 0; 2020-21: 0; 2021-22: 0; 2022-23: 0; 2023-24: 0; 2024-25: 0; 2025-26: 0; 2026-27: 0; 2027-28: 0; 2028-29: 0; 2029-30: 0; 2030-31: 0; 2031-32: 0; 2032-33: 0; 2033-34: 0; 2034-35: 0; 2035-36: 0; 2036-37: 0; 2037-38: 0; 2038-39: 0; 2039-40: 0; 2040-41: 0; 2041-42: 0; 2042-43: 0; 2043-44: 0; 2044-45: 0; 2045-46: 0; 2046-47: 0; 2047-48: 0; 2048-49: 0; 2049-50: 0
13FP | Water delivered unmeasured non-household | 13BL + 13.1FP | Ml/d | 2 | 2019-20: 0; 2020-21: 0; 2021-22: 0; 2022-23: 0; 2023-24: 0; 2024-25: 0; 2025-26: 0; 2026-27: 0; 2027-28: 0; 2028-29: 0; 2029-30: 0; 2030-31: 0; 2031-32: 0; 2032-33: 0; 2033-34: 0; 2034-35: 0; 2035-36: 0; 2036-37: 0; 2037-38: 0; 2038-39: 0; 2039-40: 0; 2040-41: 0; 2041-42: 0; 2042-43: 0; 2043-44: 0; 2044-45: 0; 2045-46: 0; 2046-47: 0; 2047-48: 0; 2048-49: 0; 2049-50: 0
14FP | Water delivered measured household | 14BL + 14.1FP | Ml/d | 2 | 2019-20: 3.44; 2020-21: 3.52; 2021-22: 3.56; 2022-23: 3.69; 2023-24: 3.77; 2024-25: 3.8; 2025-26: 3.72; 2026-27: 3.74; 2027-28: 3.76; 2028-29: 3.76; 2029-30: 3.76; 2030-31: 3.75; 2031-32: 3.74; 2032-33: 3.77; 2033-34: 3.78; 2034-35: 3.78; 2035-36: 3.77; 2036-37: 3.76; 2037-38: 3.76; 2038-39: 3.77; 2039-40: 3.78; 2040-41: 3.77; 2041-42: 3.76; 2042-43: 3.76; 2043-44: 3.75; 2044-45: 3.77; 2045-46: 3.78; 2046-47: 3.79; 2047-48: 3.81; 2048-49: 3.81; 2049-50: 3.82
15FP | Water delivered unmeasured household | 15BL + 15.1FP | Ml/d | 2 | 2019-20: 0.83; 2020-21: 0.79; 2021-22: 0.76; 2022-23: 0.72; 2023-24: 0.69; 2024-25: 0.65; 2025-26: 0.62; 2026-27: 0.6; 2027-28: 0.57; 2028-29: 0.55; 2029-30: 0.52; 2030-31: 0.5; 2031-32: 0.48; 2032-33: 0.46; 2033-34: 0.44; 2034-35: 0.42; 2035-36: 0.41; 2036-37: 0.39; 2037-38: 0.37; 2038-39: 0.36; 2039-40: 0.34; 2040-41: 0.33; 2041-42: 0.32; 2042-43: 0.3; 2043-44: 0.29; 2044-45: 0.28; 2045-46: 0.28; 2046-47: 0.27; 2047-48: 0.27; 2048-49: 0.26; 2049-50: 0.26
16FP | Percentage of consumption driven by climate change | 16BL | % | 1 | 2019-20: 0%; 2020-21: 0%; 2021-22: 0%; 2022-23: 0.1%; 2023-24: 0.1%; 2024-25: 0.1%; 2025-26: 0.1%; 2026-27: 0.1%; 2027-28: 0.1%; 2028-29: 0.2%; 2029-30: 0.2%; 2030-31: 0.2%; 2031-32: 0.2%; 2032-33: 0.3%; 2033-34: 0.3%; 2034-35: 0.3%; 2035-36: 0.4%; 2036-37: 0.4%; 2037-38: 0.4%; 2038-39: 0.5%; 2039-40: 0.5%; 2040-41: 0.6%; 2041-42: 0.6%; 2042-43: 0.6%; 2043-44: 0.7%; 2044-45: 0.7%; 2045-46: 0.8%; 2046-47: 0.8%; 2047-48: 0.8%; 2048-49: 0.8%; 2049-50: 0.9%
17FP | Volume of consumption driven by climate change | 16FP * (12FP + sum(13FP:15FP) - sum (23FP:26FP)) | Ml/d | 2 | 2019-20: 0; 2020-21: 0; 2021-22: 0; 2022-23: 0.00534; 2023-24: 0.00536; 2024-25: 0.00534; 2025-26: 0.00521; 2026-27: 0.00519; 2027-28: 0.00518; 2028-29: 0.01024; 2029-30: 0.01016; 2030-31: 0.01006; 2031-32: 0.00996; 2032-33: 0.01485; 2033-34: 0.01476; 2034-35: 0.01464; 2035-36: 0.0194; 2036-37: 0.01924; 2037-38: 0.01904; 2038-39: 0.0237; 2039-40: 0.02355; 2040-41: 0.02802; 2041-42: 0.02778; 2042-43: 0.02754; 2043-44: 0.03192; 2044-45: 0.03199; 2045-46: 0.03648; 2046-47: 0.03632; 2047-48: 0.0364; 2048-49: 0.03624; 2049-50: 0.04068
18FP | Measured Household - PCC | ((14FP - 25FP) * 1,000,000) / (39FP * 1000) | l/h/d | 1 | 2019-20: 171.1027; 2020-21: 169.7784; 2021-22: 168.7454; 2022-23: 167.7522; 2023-24: 166.6514; 2024-25: 165.2744; 2025-26: 159.2049; 2026-27: 157.3374; 2027-28: 156.5099; 2028-29: 154.6957; 2029-30: 153.6663; 2030-31: 151.9606; 2031-32: 150.9232; 2032-33: 150.7969; 2033-34: 150.1441; 2034-35: 149.1154; 2035-36: 147.6886; 2036-37: 146.3453; 2037-38: 145.3798; 2038-39: 144.882; 2039-40: 143.8316; 2040-41: 142.4755; 2041-42: 141.143; 2042-43: 140.2208; 2043-44: 138.9311; 2044-45: 139.1928; 2045-46: 138.868; 2046-47: 138.5621; 2047-48: 138.6102; 2048-49: 137.9234; 2049-50: 137.6873
19FP | Unmeasured Household - PCC | ((15FP - 26FP) * 1,000,000) / (40FP * 1000) | l/h/d | 1 | 2019-20: 231.7395; 2020-21: 229.9203; 2021-22: 229.5186; 2022-23: 227.4247; 2023-24: 228.7122; 2024-25: 225.3417; 2025-26: 222.9912; 2026-27: 224.629; 2027-28: 225.9414; 2028-29: 227.1734; 2029-30: 223.4382; 2030-31: 223.703; 2031-32: 223.6581; 2032-33: 223.1448; 2033-34: 221.9816; 2034-35: 220.339; 2035-36: 229.8173; 2036-37: 227.5523; 2037-38: 224.5029; 2038-39: 227.577; 2039-40: 223.152; 2040-41: 225.4545; 2041-42: 227.445; 2042-43: 221.3439; 2043-44: 222.5886; 2044-45: 223.3677; 2045-46: 227.4716; 2046-47: 222.618; 2047-48: 226.4493; 2048-49: 220.9945; 2049-50: 220.9945
20FP | Average Household - PCC | (((14FP - 25FP) + (15FP - 26FP)) * 1,000,000)/ ((39FP + 40FP) * 1,000) | l/h/d | 1 | 2019-20: 180.1408; 2020-21: 178.1814; 2021-22: 176.8298; 2022-23: 175.0853; 2023-24: 173.7795; 2024-25: 171.7855; 2025-26: 165.7524; 2026-27: 163.8833; 2027-28: 162.932; 2028-29: 161.0733; 2029-30: 159.5195; 2030-31: 157.7023; 2031-32: 156.4814; 2032-33: 156.0783; 2033-34: 155.1529; 2034-35: 153.8577; 2035-36: 152.9121; 2036-37: 151.2775; 2037-38: 149.9702; 2038-39: 149.4641; 2039-40: 148.0306; 2040-41: 146.6696; 2041-42: 145.3095; 2042-43: 143.9609; 2043-44: 142.6135; 2044-45: 142.7333; 2045-46: 142.5127; 2046-47: 141.9457; 2047-48: 142.0718; 2048-49: 141.1305; 2049-50: 140.8899
21FP | Water taken unbilled | 21BL + 21.1FP | Ml/d | 2 | 2019-20: 0.11; 2020-21: 0.11; 2021-22: 0.12; 2022-23: 0.13; 2023-24: 0.12; 2024-25: 0.12; 2025-26: 0.11; 2026-27: 0.11; 2027-28: 0.11; 2028-29: 0.12; 2029-30: 0.12; 2030-31: 0.13; 2031-32: 0.12; 2032-33: 0.12; 2033-34: 0.13; 2034-35: 0.12; 2035-36: 0.13; 2036-37: 0.12; 2037-38: 0.13; 2038-39: 0.13; 2039-40: 0.12; 2040-41: 0.11; 2041-42: 0.12; 2042-43: 0.11; 2043-44: 0.12; 2044-45: 0.11; 2045-46: 0.12; 2046-47: 0.14; 2047-48: 0.12; 2048-49: 0.13; 2049-50: 0.13
22FP | Distribution system operational use | 22BL + 22.1FP | Ml/d | 2 | 2019-20: 0.02; 2020-21: 0.02; 2021-22: 0.02; 2022-23: 0.02; 2023-24: 0.02; 2024-25: 0.02; 2025-26: 0.02; 2026-27: 0.02; 2027-28: 0.02; 2028-29: 0.02; 2029-30: 0.02; 2030-31: 0.02; 2031-32: 0.02; 2032-33: 0.02; 2033-34: 0.02; 2034-35: 0.02; 2035-36: 0.02; 2036-37: 0.02; 2037-38: 0.02; 2038-39: 0.02; 2039-40: 0.02; 2040-41: 0.02; 2041-42: 0.02; 2042-43: 0.02; 2043-44: 0.02; 2044-45: 0.02; 2045-46: 0.02; 2046-47: 0.02; 2047-48: 0.02; 2048-49: 0.02; 2049-50: 0.02
23FP | Measured Non Household - USPL | 23BL + 23.1FP | Ml/d | 2 | 2019-20: 0; 2020-21: 0; 2021-22: 0; 2022-23: 0; 2023-24: 0; 2024-25: 0; 2025-26: 0; 2026-27: 0; 2027-28: 0; 2028-29: 0; 2029-30: 0; 2030-31: 0; 2031-32: 0; 2032-33: 0; 2033-34: 0; 2034-35: 0; 2035-36: 0; 2036-37: 0; 2037-38: 0; 2038-39: 0; 2039-40: 0; 2040-41: 0; 2041-42: 0; 2042-43: 0; 2043-44: 0; 2044-45: 0; 2045-46: 0; 2046-47: 0; 2047-48: 0; 2048-49: 0; 2049-50: 0
24FP | Unmeasured Non Household - USPL | 24BL + 24.1FP | Ml/d | 2 | 2019-20: 0; 2020-21: 0; 2021-22: 0; 2022-23: 0; 2023-24: 0; 2024-25: 0; 2025-26: 0; 2026-27: 0; 2027-28: 0; 2028-29: 0; 2029-30: 0; 2030-31: 0; 2031-32: 0; 2032-33: 0; 2033-34: 0; 2034-35: 0; 2035-36: 0; 2036-37: 0; 2037-38: 0; 2038-39: 0; 2039-40: 0; 2040-41: 0; 2041-42: 0; 2042-43: 0; 2043-44: 0; 2044-45: 0; 2045-46: 0; 2046-47: 0; 2047-48: 0; 2048-49: 0; 2049-50: 0
25FP | Measured Household - USPL | 25BL + 25.1FP | Ml/d | 2 | 2019-20: 0.11; 2020-21: 0.11; 2021-22: 0.11; 2022-23: 0.11; 2023-24: 0.12; 2024-25: 0.12; 2025-26: 0.1; 2026-27: 0.1; 2027-28: 0.09; 2028-29: 0.09; 2029-30: 0.08; 2030-31: 0.08; 2031-32: 0.07; 2032-33: 0.08; 2033-34: 0.08; 2034-35: 0.08; 2035-36: 0.08; 2036-37: 0.08; 2037-38: 0.08; 2038-39: 0.08; 2039-40: 0.09; 2040-41: 0.09; 2041-42: 0.09; 2042-43: 0.09; 2043-44: 0.09; 2044-45: 0.08; 2045-46: 0.08; 2046-47: 0.08; 2047-48: 0.08; 2048-49: 0.08; 2049-50: 0.08
26FP | Unmeasured Household - USPL | 26BL + 26.1BL | Ml/d | 2 | 2019-20: 0.04; 2020-21: 0.04; 2021-22: 0.04; 2022-23: 0.04; 2023-24: 0.04; 2024-25: 0.04; 2025-26: 0.04; 2026-27: 0.04; 2027-28: 0.03; 2028-29: 0.03; 2029-30: 0.03; 2030-31: 0.03; 2031-32: 0.03; 2032-33: 0.03; 2033-34: 0.03; 2034-35: 0.03; 2035-36: 0.02; 2036-37: 0.02; 2037-38: 0.02; 2038-39: 0.02; 2039-40: 0.02; 2040-41: 0.02; 2041-42: 0.02; 2042-43: 0.02; 2043-44: 0.02; 2044-45: 0.02; 2045-46: 0.02; 2046-47: 0.02; 2047-48: 0.02; 2048-49: 0.02; 2049-50: 0.02
27FP | Void Properties - USPL | 27BL + 27.1FP | Ml/d | 2 | 2019-20: 0.01; 2020-21: 0.01; 2021-22: 0.01; 2022-23: 0.01; 2023-24: 0.01; 2024-25: 0.01; 2025-26: 0.01; 2026-27: 0.01; 2027-28: 0.01; 2028-29: 0.01; 2029-30: 0.01; 2030-31: 0.01; 2031-32: 0.01; 2032-33: 0.01; 2033-34: 0.01; 2034-35: 0.01; 2035-36: 0.01; 2036-37: 0.01; 2037-38: 0.01; 2038-39: 0.01; 2039-40: 0.01; 2040-41: 0.01; 2041-42: 0.01; 2042-43: 0.01; 2043-44: 0.01; 2044-45: 0.01; 2045-46: 0.01; 2046-47: 0.01; 2047-48: 0.01; 2048-49: 0.01; 2049-50: 0.01
28FP | Distribution losses | 28BL + 28.1FP | Ml/d | 2 | 2019-20: 1.03; 2020-21: 1.01; 2021-22: 1; 2022-23: 0.98; 2023-24: 0.96; 2024-25: 0.94; 2025-26: 0.94; 2026-27: 0.94; 2027-28: 0.94; 2028-29: 0.94; 2029-30: 0.94; 2030-31: 0.93; 2031-32: 0.93; 2032-33: 0.93; 2033-34: 0.91; 2034-35: 0.91; 2035-36: 0.91; 2036-37: 0.91; 2037-38: 0.9; 2038-39: 0.9; 2039-40: 0.9; 2040-41: 0.9; 2041-42: 0.9; 2042-43: 0.9; 2043-44: 0.9; 2044-45: 0.89; 2045-46: 0.89; 2046-47: 0.84; 2047-48: 0.84; 2048-49: 0.82; 2049-50: 0.81
29FP | Total Leakage | sum (23FP:28FP) | Ml/d | 2 | 2019-20: 1.19; 2020-21: 1.17; 2021-22: 1.16; 2022-23: 1.14; 2023-24: 1.13; 2024-25: 1.11; 2025-26: 1.09; 2026-27: 1.09; 2027-28: 1.07; 2028-29: 1.07; 2029-30: 1.06; 2030-31: 1.05; 2031-32: 1.04; 2032-33: 1.05; 2033-34: 1.03; 2034-35: 1.03; 2035-36: 1.02; 2036-37: 1.02; 2037-38: 1.01; 2038-39: 1.01; 2039-40: 1.02; 2040-41: 1.02; 2041-42: 1.02; 2042-43: 1.02; 2043-44: 1.02; 2044-45: 1; 2045-46: 1; 2046-47: 0.95; 2047-48: 0.95; 2048-49: 0.93; 2049-50: 0.92
30FP | Leakage/property | (29FP * 1,000,000) / (36FP * 1,000) | l/prop/d | 2 | 2019-20: 117.4613; 2020-21: 110.743; 2021-22: 106.1396; 2022-23: 101.0191; 2023-24: 97.9542; 2024-25: 95.0017; 2025-26: 91.8668; 2026-27: 90.524; 2027-28: 87.8273; 2028-29: 86.8648; 2029-30: 85.2501; 2030-31: 83.7321; 2031-32: 82.3241; 2032-33: 82.5342; 2033-34: 80.3934; 2034-35: 79.8388; 2035-36: 78.534; 2036-37: 78.0055; 2037-38: 76.7477; 2038-39: 76.2609; 2039-40: 76.5421; 2040-41: 76.091; 2041-42: 75.662; 2042-43: 75.2379; 2043-44: 74.8239; 2044-45: 72.9714; 2045-46: 72.6006; 2046-47: 68.6218; 2047-48: 68.2962; 2048-49: 66.5474; 2049-50: 65.5271
31FP | Measured Non Household - properties | Input | 000's | 2 | 2019-20: 0.552; 2020-21: 0.559; 2021-22: 0.565; 2022-23: 0.572; 2023-24: 0.578; 2024-25: 0.586; 2025-26: 0.591; 2026-27: 0.597; 2027-28: 0.603; 2028-29: 0.608; 2029-30: 0.613; 2030-31: 0.618; 2031-32: 0.623; 2032-33: 0.628; 2033-34: 0.633; 2034-35: 0.637; 2035-36: 0.641; 2036-37: 0.646; 2037-38: 0.65; 2038-39: 0.654; 2039-40: 0.658; 2040-41: 0.661; 2041-42: 0.665; 2042-43: 0.668; 2043-44: 0.672; 2044-45: 0.675; 2045-46: 0.678; 2046-47: 0.682; 2047-48: 0.684; 2048-49: 0.687; 2049-50: 0.69
32FP | Unmeasured Non Household - properties | Input | 000's | 2 | 2019-20: 0.002; 2020-21: 0.002; 2021-22: 0.002; 2022-23: 0.002; 2023-24: 0.002; 2024-25: 0.002; 2025-26: 0.002; 2026-27: 0.002; 2027-28: 0.002; 2028-29: 0.002; 2029-30: 0.002; 2030-31: 0.002; 2031-32: 0.003; 2032-33: 0.003; 2033-34: 0.003; 2034-35: 0.003; 2035-36: 0.003; 2036-37: 0.003; 2037-38: 0.003; 2038-39: 0.003; 2039-40: 0.003; 2040-41: 0.003; 2041-42: 0.003; 2042-43: 0.003; 2043-44: 0.003; 2044-45: 0.003; 2045-46: 0.003; 2046-47: 0.003; 2047-48: 0.003; 2048-49: 0.003; 2049-50: 0.003
33FP | All void non-households - properties | Input | 000's | 2 | 2019-20: 0; 2020-21: 0; 2021-22: 0; 2022-23: 0; 2023-24: 0; 2024-25: 0; 2025-26: 0; 2026-27: 0; 2027-28: 0; 2028-29: 0; 2029-30: 0; 2030-31: 0; 2031-32: 0; 2032-33: 0; 2033-34: 0; 2034-35: 0; 2035-36: 0; 2036-37: 0; 2037-38: 0; 2038-39: 0; 2039-40: 0; 2040-41: 0; 2041-42: 0; 2042-43: 0; 2043-44: 0; 2044-45: 0; 2045-46: 0; 2046-47: 0; 2047-48: 0; 2048-49: 0; 2049-50: 0
34FP | Measured households - properties (excl. void) | Year before + sum (34.1BL:34.6BL) | 000's | 2 | 2019-20: 8.099; 2020-21: 8.575; 2021-22: 8.976; 2022-23: 9.377; 2023-24: 9.67; 2024-25: 9.857; 2025-26: 10.072; 2026-27: 10.279; 2027-28: 10.45; 2028-29: 10.614; 2029-30: 10.757; 2030-31: 10.891; 2031-32: 11.008; 2032-33: 11.121; 2033-34: 11.234; 2034-35: 11.346; 2035-36: 11.456; 2036-37: 11.563; 2037-38: 11.668; 2038-39: 11.771; 2039-40: 11.871; 2040-41: 11.968; 2041-42: 12.062; 2042-43: 12.154; 2043-44: 12.245; 2044-45: 12.332; 2045-46: 12.406; 2046-47: 12.478; 2047-48: 12.548; 2048-49: 12.617; 2049-50: 12.677
34.1FP | New build properties - properties | Input (new builds in each year) | 000's | 2 | 2019-20: 0.491; 2020-21: 0.412; 2021-22: 0.342; 2022-23: 0.347; 2023-24: 0.242; 2024-25: 0.138; 2025-26: 0.175; 2026-27: 0.168; 2027-28: 0.133; 2028-29: 0.128; 2029-30: 0.108; 2030-31: 0.1; 2031-32: 0.085; 2032-33: 0.081; 2033-34: 0.083; 2034-35: 0.082; 2035-36: 0.082; 2036-37: 0.079; 2037-38: 0.079; 2038-39: 0.077; 2039-40: 0.076; 2040-41: 0.073; 2041-42: 0.072; 2042-43: 0.07; 2043-44: 0.069; 2044-45: 0.067; 2045-46: 0.066; 2046-47: 0.064; 2047-48: 0.063; 2048-49: 0.062; 2049-50: 0.06
34.2FP | Meter optants - properties | Input (meter optants in each year) | 000's | 2 | 2019-20: 0.042; 2020-21: 0.04; 2021-22: 0.036; 2022-23: 0.032; 2023-24: 0.03; 2024-25: 0.029; 2025-26: 0.021; 2026-27: 0.021; 2027-28: 0.02; 2028-29: 0.019; 2029-30: 0.019; 2030-31: 0.018; 2031-32: 0.017; 2032-33: 0.017; 2033-34: 0.016; 2034-35: 0.016; 2035-36: 0.015; 2036-37: 0.015; 2037-38: 0.014; 2038-39: 0.014; 2039-40: 0.013; 2040-41: 0.013; 2041-42: 0.012; 2042-43: 0.012; 2043-44: 0.012; 2044-45: 0.011; 2045-46: 0; 2046-47: 0; 2047-48: 0; 2048-49: 0; 2049-50: 0
34.3FP | Compulsory metering - properties | Input (compulsory meters in each year) | 000's | 2 | 2019-20: 0; 2020-21: 0; 2021-22: 0; 2022-23: 0; 2023-24: 0; 2024-25: 0; 2025-26: 0; 2026-27: 0; 2027-28: 0; 2028-29: 0; 2029-30: 0; 2030-31: 0; 2031-32: 0; 2032-33: 0; 2033-34: 0; 2034-35: 0; 2035-36: 0; 2036-37: 0; 2037-38: 0; 2038-39: 0; 2039-40: 0; 2040-41: 0; 2041-42: 0; 2042-43: 0; 2043-44: 0; 2044-45: 0; 2045-46: 0; 2046-47: 0; 2047-48: 0; 2048-49: 0; 2049-50: 0
34.4FP | Metering on change of occupancy - properties | Input (change of occupancy meters in each year) | 000's | 2 | 2019-20: 0.024; 2020-21: 0.023; 2021-22: 0.022; 2022-23: 0.021; 2023-24: 0.02; 2024-25: 0.019; 2025-26: 0.018; 2026-27: 0.017; 2027-28: 0.017; 2028-29: 0.016; 2029-30: 0.015; 2030-31: 0.015; 2031-32: 0.014; 2032-33: 0.014; 2033-34: 0.013; 2034-35: 0.013; 2035-36: 0.012; 2036-37: 0.012; 2037-38: 0.011; 2038-39: 0.011; 2039-40: 0.01; 2040-41: 0.01; 2041-42: 0.009; 2042-43: 0.009; 2043-44: 0.009; 2044-45: 0.008; 2045-46: 0.008; 2046-47: 0.008; 2047-48: 0.007; 2048-49: 0.007; 2049-50: 0
34.5FP | Selective metering - properties | Input (selective meters in each year) | 000's | 2 | 2019-20: 0.001; 2020-21: 0.001; 2021-22: 0.001; 2022-23: 0.001; 2023-24: 0.001; 2024-25: 0.001; 2025-26: 0.001; 2026-27: 0.001; 2027-28: 0.001; 2028-29: 0.001; 2029-30: 0.001; 2030-31: 0.001; 2031-32: 0.001; 2032-33: 0.001; 2033-34: 0.001; 2034-35: 0.001; 2035-36: 0.001; 2036-37: 0.001; 2037-38: 0.001; 2038-39: 0.001; 2039-40: 0.001; 2040-41: 0.001; 2041-42: 0.001; 2042-43: 0.001; 2043-44: 0.001; 2044-45: 0.001; 2045-46: 0; 2046-47: 0; 2047-48: 0; 2048-49: 0; 2049-50: 0
34.6FP | Other changes to existing metering - properties | Input (other changes to meters in each year) | 000's | 2 | 2019-20: 0; 2020-21: 0; 2021-22: 0; 2022-23: 0; 2023-24: 0; 2024-25: 0; 2025-26: 0; 2026-27: 0; 2027-28: 0; 2028-29: 0; 2029-30: 0; 2030-31: 0; 2031-32: 0; 2032-33: 0; 2033-34: 0; 2034-35: 0; 2035-36: 0; 2036-37: 0; 2037-38: 0; 2038-39: 0; 2039-40: 0; 2040-41: 0; 2041-42: 0; 2042-43: 0; 2043-44: 0; 2044-45: 0; 2045-46: 0; 2046-47: 0; 2047-48: 0; 2048-49: 0; 2049-50: 0
34.7FP | Measured household void properties | Input | 000's | 2 | 2019-20: 0.175; 2020-21: 0.179; 2021-22: 0.182; 2022-23: 0.186; 2023-24: 0.19; 2024-25: 0.193; 2025-26: 0.196; 2026-27: 0.199; 2027-28: 0.202; 2028-29: 0.205; 2029-30: 0.208; 2030-31: 0.21; 2031-32: 0.213; 2032-33: 0.215; 2033-34: 0.218; 2034-35: 0.22; 2035-36: 0.222; 2036-37: 0.225; 2037-38: 0.227; 2038-39: 0.229; 2039-40: 0.232; 2040-41: 0.234; 2041-42: 0.236; 2042-43: 0.238; 2043-44: 0.24; 2044-45: 0.242; 2045-46: 0.243; 2046-47: 0.245; 2047-48: 0.246; 2048-49: 0.247; 2049-50: 0.249
35FP | Unmeasured households - properties (excl. void) | Input | 000's | 2 | 2019-20: 1.276; 2020-21: 1.224; 2021-22: 1.179; 2022-23: 1.125; 2023-24: 1.074; 2024-25: 1.025; 2025-26: 0.984; 2026-27: 0.945; 2027-28: 0.908; 2028-29: 0.872; 2029-30: 0.837; 2030-31: 0.803; 2031-32: 0.771; 2032-33: 0.74; 2033-34: 0.71; 2034-35: 0.681; 2035-36: 0.653; 2036-37: 0.626; 2037-38: 0.6; 2038-39: 0.575; 2039-40: 0.551; 2040-41: 0.528; 2041-42: 0.505; 2042-43: 0.484; 2043-44: 0.463; 2044-45: 0.443; 2045-46: 0.435; 2046-47: 0.427; 2047-48: 0.42; 2048-49: 0.413; 2049-50: 0.413
35.1FP | Unmeasured household void properties | Input | 000's | 2 | 2019-20: 0.027; 2020-21: 0.026; 2021-22: 0.025; 2022-23: 0.023; 2023-24: 0.022; 2024-25: 0.021; 2025-26: 0.02; 2026-27: 0.019; 2027-28: 0.018; 2028-29: 0.017; 2029-30: 0.017; 2030-31: 0.016; 2031-32: 0.015; 2032-33: 0.015; 2033-34: 0.014; 2034-35: 0.014; 2035-36: 0.013; 2036-37: 0.013; 2037-38: 0.012; 2038-39: 0.012; 2039-40: 0.011; 2040-41: 0.011; 2041-42: 0.01; 2042-43: 0.01; 2043-44: 0.009; 2044-45: 0.009; 2045-46: 0.009; 2046-47: 0.009; 2047-48: 0.009; 2048-49: 0.008; 2049-50: 0.008
36FP | Total Resource Zone Properties (incl. voids) | sum (31FP:34FP) + 34.7FP + 35BL + 35.1BL | 000's | 2 | 2019-20: 10.131; 2020-21: 10.565; 2021-22: 10.929; 2022-23: 11.285; 2023-24: 11.536; 2024-25: 11.684; 2025-26: 11.865; 2026-27: 12.041; 2027-28: 12.183; 2028-29: 12.318; 2029-30: 12.434; 2030-31: 12.54; 2031-32: 12.633; 2032-33: 12.722; 2033-34: 12.812; 2034-35: 12.901; 2035-36: 12.988; 2036-37: 13.076; 2037-38: 13.16; 2038-39: 13.244; 2039-40: 13.326; 2040-41: 13.405; 2041-42: 13.481; 2042-43: 13.557; 2043-44: 13.632; 2044-45: 13.704; 2045-46: 13.774; 2046-47: 13.844; 2047-48: 13.91; 2048-49: 13.975; 2049-50: 14.04
37FP | Measured Non Household - Population | Input | 000's | 2 | 2019-20: 0.772; 2020-21: 0.777; 2021-22: 0.781; 2022-23: 0.787; 2023-24: 0.792; 2024-25: 0.796; 2025-26: 0.8; 2026-27: 0.804; 2027-28: 0.81; 2028-29: 0.816; 2029-30: 0.821; 2030-31: 0.826; 2031-32: 0.835; 2032-33: 0.842; 2033-34: 0.848; 2034-35: 0.852; 2035-36: 0.857; 2036-37: 0.861; 2037-38: 0.865; 2038-39: 0.87; 2039-40: 0.874; 2040-41: 0.878; 2041-42: 0.883; 2042-43: 0.888; 2043-44: 0.893; 2044-45: 0.899; 2045-46: 0.905; 2046-47: 0.912; 2047-48: 0.918; 2048-49: 0.924; 2049-50: 0.93
38FP | Unmeasured Non Household - Population | Input | 000's | 2 | 2019-20: 0.003; 2020-21: 0.003; 2021-22: 0.003; 2022-23: 0.003; 2023-24: 0.003; 2024-25: 0.003; 2025-26: 0.003; 2026-27: 0.003; 2027-28: 0.003; 2028-29: 0.003; 2029-30: 0.003; 2030-31: 0.003; 2031-32: 0.003; 2032-33: 0.003; 2033-34: 0.003; 2034-35: 0.003; 2035-36: 0.003; 2036-37: 0.003; 2037-38: 0.003; 2038-39: 0.003; 2039-40: 0.004; 2040-41: 0.004; 2041-42: 0.004; 2042-43: 0.004; 2043-44: 0.004; 2044-45: 0.004; 2045-46: 0.004; 2046-47: 0.004; 2047-48: 0.004; 2048-49: 0.004; 2049-50: 0.004
39FP | Measured Household - Population | Input | 000's | 2 | 2019-20: 19.462; 2020-21: 20.085; 2021-22: 20.445; 2022-23: 21.341; 2023-24: 21.902; 2024-25: 22.266; 2025-26: 22.738; 2026-27: 23.135; 2027-28: 23.449; 2028-29: 23.724; 2029-30: 23.948; 2030-31: 24.151; 2031-32: 24.317; 2032-33: 24.47; 2033-34: 24.643; 2034-35: 24.813; 2035-36: 24.985; 2036-37: 25.146; 2037-38: 25.313; 2038-39: 25.469; 2039-40: 25.655; 2040-41: 25.829; 2041-42: 26.002; 2042-43: 26.173; 2043-44: 26.344; 2044-45: 26.51; 2045-46: 26.644; 2046-47: 26.775; 2047-48: 26.91; 2048-49: 27.044; 2049-50: 27.163
40FP | Unmeasured Household - Population | Input | 000's | 2 | 2019-20: 3.409; 2020-21: 3.262; 2021-22: 3.137; 2022-23: 2.99; 2023-24: 2.842; 2024-25: 2.707; 2025-26: 2.601; 2026-27: 2.493; 2027-28: 2.39; 2028-29: 2.289; 2029-30: 2.193; 2030-31: 2.101; 2031-32: 2.012; 2032-33: 1.927; 2033-34: 1.847; 2034-35: 1.77; 2035-36: 1.697; 2036-37: 1.626; 2037-38: 1.559; 2038-39: 1.494; 2039-40: 1.434; 2040-41: 1.375; 2041-42: 1.319; 2042-43: 1.265; 2043-44: 1.213; 2044-45: 1.164; 2045-46: 1.143; 2046-47: 1.123; 2047-48: 1.104; 2048-49: 1.086; 2049-50: 1.086
41FP | Total Resource Zone Population | sum (37FP:40FP) | 000's | 2 | 2019-20: 23.646; 2020-21: 24.127; 2021-22: 24.366; 2022-23: 25.121; 2023-24: 25.539; 2024-25: 25.772; 2025-26: 26.142; 2026-27: 26.435; 2027-28: 26.652; 2028-29: 26.832; 2029-30: 26.965; 2030-31: 27.081; 2031-32: 27.167; 2032-33: 27.242; 2033-34: 27.341; 2034-35: 27.438; 2035-36: 27.542; 2036-37: 27.636; 2037-38: 27.74; 2038-39: 27.836; 2039-40: 27.967; 2040-41: 28.086; 2041-42: 28.208; 2042-43: 28.33; 2043-44: 28.454; 2044-45: 28.577; 2045-46: 28.696; 2046-47: 28.814; 2047-48: 28.936; 2048-49: 29.058; 2049-50: 29.183
42FP | Average household occupancy rate (excl. voids) | (39FP + 40FP) / (34FP + 35FP) | h/prop | 1 | 2019-20: 2.4396; 2020-21: 2.3826; 2021-22: 2.3222; 2022-23: 2.3168; 2023-24: 2.3031; 2024-25: 2.2949; 2025-26: 2.2919; 2026-27: 2.2833; 2027-28: 2.275; 2028-29: 2.2648; 2029-30: 2.2547; 2030-31: 2.2449; 2031-32: 2.2352; 2032-33: 2.2255; 2033-34: 2.2178; 2034-35: 2.2103; 2035-36: 2.2035; 2036-37: 2.1964; 2037-38: 2.1904; 2038-39: 2.1839; 2039-40: 2.1807; 2040-41: 2.177; 2041-42: 2.174; 2042-43: 2.1711; 2043-44: 2.1685; 2044-45: 2.1663; 2045-46: 2.1639; 2046-47: 2.1618; 2047-48: 2.1602; 2048-49: 2.1589; 2049-50: 2.1581
43FP | Total Household Metering penetration (excl. voids) | 34FP / (34FP + 35FP) | % | 1 | 2019-20: 86.39%; 2020-21: 87.51%; 2021-22: 88.39%; 2022-23: 89.29%; 2023-24: 90%; 2024-25: 90.58%; 2025-26: 91.1%; 2026-27: 91.58%; 2027-28: 92.01%; 2028-29: 92.41%; 2029-30: 92.78%; 2030-31: 93.13%; 2031-32: 93.45%; 2032-33: 93.76%; 2033-34: 94.06%; 2034-35: 94.34%; 2035-36: 94.61%; 2036-37: 94.86%; 2037-38: 95.11%; 2038-39: 95.34%; 2039-40: 95.56%; 2040-41: 95.77%; 2041-42: 95.98%; 2042-43: 96.17%; 2043-44: 96.36%; 2044-45: 96.53%; 2045-46: 96.61%; 2046-47: 96.69%; 2047-48: 96.76%; 2048-49: 96.83%; 2049-50: 96.84%
44FP | Total Household Metering penetration (incl. voids) | (34FP) / (34FP + 34.7FP + 35FP + 35.1FP) | % | 1 | 2019-20: 84.57%; 2020-21: 85.72%; 2021-22: 86.62%; 2022-23: 87.55%; 2023-24: 88.26%; 2024-25: 88.83%; 2025-26: 89.35%; 2026-27: 89.84%; 2027-28: 90.26%; 2028-29: 90.66%; 2029-30: 91.01%; 2030-31: 91.37%; 2031-32: 91.68%; 2032-33: 91.98%; 2033-34: 92.26%; 2034-35: 92.54%; 2035-36: 92.81%; 2036-37: 93.05%; 2037-38: 93.29%; 2038-39: 93.52%; 2039-40: 93.73%; 2040-41: 93.93%; 2041-42: 94.14%; 2042-43: 94.32%; 2043-44: 94.5%; 2044-45: 94.67%; 2045-46: 94.75%; 2046-47: 94.82%; 2047-48: 94.9%; 2048-49: 94.97%; 2049-50: 94.98%
45FP | Distribution input | sum (12FP:15FP) + 21FP + 22FP + 27FP + 28FP | Ml/d | 2 | 2019-20: 6.56; 2020-21: 6.57; 2021-22: 6.56; 2022-23: 6.63; 2023-24: 6.63; 2024-25: 6.59; 2025-26: 6.43; 2026-27: 6.41; 2027-28: 6.38; 2028-29: 6.33; 2029-30: 6.28; 2030-31: 6.23; 2031-32: 6.16; 2032-33: 6.14; 2033-34: 6.1; 2034-35: 6.05; 2035-36: 6.02; 2036-37: 5.97; 2037-38: 5.92; 2038-39: 5.9; 2039-40: 5.87; 2040-41: 5.82; 2041-42: 5.79; 2042-43: 5.74; 2043-44: 5.72; 2044-45: 5.7; 2045-46: 5.7; 2046-47: 5.65; 2047-48: 5.64; 2048-49: 5.61; 2049-50: 5.59
46FP | Target headroom (climate change component) | Input | Ml/d | 2 | 2019-20: 0.00091831; 2020-21: 0.00091831; 2021-22: 0.00091831; 2022-23: 0.00091831; 2023-24: 0.00091831; 2024-25: 0.00091831; 2025-26: 0.00091831; 2026-27: 0.0005502; 2027-28: 7.4233e-05; 2028-29: 0.00082498; 2029-30: 0.00014367; 2030-31: 0.0010036; 2031-32: 9.9723e-05; 2032-33: 0.0013305; 2033-34: 0.00013521; 2034-35: 0.00099871; 2035-36: 0.00068936; 2036-37: 0.0010444; 2037-38: 0.0013124; 2038-39: 0.0015603; 2039-40: 0; 2040-41: 0; 2041-42: 0; 2042-43: 0; 2043-44: 0; 2044-45: 0; 2045-46: 0; 2046-47: 0; 2047-48: 0; 2048-49: 0; 2049-50: 0
47FP | Target headroom (All other components) | Input | Ml/d | 2 | 2019-20: 0.20709; 2020-21: 0.20709; 2021-22: 0.20709; 2022-23: 0.20709; 2023-24: 0.20709; 2024-25: 0.20709; 2025-26: 0.20709; 2026-27: 0.20464; 2027-28: 0.19911; 2028-29: 0.20133; 2029-30: 0.29426; 2030-31: 0.3094; 2031-32: 0.32474; 2032-33: 0.32983; 2033-34: 0.34115; 2034-35: 0.35583; 2035-36: 0.31807; 2036-37: 0.29232; 2037-38: 0.3054; 2038-39: 0.32427; 2039-40: 0.25351; 2040-41: 0.26131; 2041-42: 0.27325; 2042-43: 0.28293; 2043-44: 0.28741; 2044-45: 0.28993; 2045-46: 0.25103; 2046-47: 0.25176; 2047-48: 0.25338; 2048-49: 0.25025; 2049-50: 0.24871
48FP | Target Headroom | 46FP + 47FP | Ml/d | 2 | 2019-20: 0.20801; 2020-21: 0.20801; 2021-22: 0.20801; 2022-23: 0.20801; 2023-24: 0.20801; 2024-25: 0.20801; 2025-26: 0.20801; 2026-27: 0.20519; 2027-28: 0.19919; 2028-29: 0.20215; 2029-30: 0.2944; 2030-31: 0.31041; 2031-32: 0.32484; 2032-33: 0.33116; 2033-34: 0.34129; 2034-35: 0.35683; 2035-36: 0.31876; 2036-37: 0.29336; 2037-38: 0.30671; 2038-39: 0.32583; 2039-40: 0.25351; 2040-41: 0.26131; 2041-42: 0.27325; 2042-43: 0.28293; 2043-44: 0.28741; 2044-45: 0.28993; 2045-46: 0.25103; 2046-47: 0.25176; 2047-48: 0.25338; 2048-49: 0.25025; 2049-50: 0.24871
49FP | Available Headroom | 11FP - 45FP | Ml/d | 2 | 2019-20: 2.3; 2020-21: 2.29; 2021-22: 2.3; 2022-23: 2.23; 2023-24: 2.23; 2024-25: 2.27; 2025-26: 2.431; 2026-27: 2.451; 2027-28: 2.481; 2028-29: 2.531; 2029-30: 2.581; 2030-31: 2.631; 2031-32: 2.701; 2032-33: 0.921; 2033-34: 0.961; 2034-35: 2.811; 2035-36: 1.041; 2036-37: 1.091; 2037-38: 2.941; 2038-39: 2.961; 2039-40: 2.991; 2040-41: 1.241; 2041-42: 3.071; 2042-43: 3.121; 2043-44: 1.341; 2044-45: 3.161; 2045-46: 3.161; 2046-47: 1.411; 2047-48: 1.421; 2048-49: 3.251; 2049-50: 1.471
49.1FP | Available non-potable balance (if applicable) | 1.1FP - 12.1FP | Ml/d | 2 | 2019-20: 0; 2020-21: 0; 2021-22: 0; 2022-23: 0; 2023-24: 0; 2024-25: 0; 2025-26: 0; 2026-27: 0; 2027-28: 0; 2028-29: 0; 2029-30: 0; 2030-31: 0; 2031-32: 0; 2032-33: 0; 2033-34: 0; 2034-35: 0; 2035-36: 0; 2036-37: 0; 2037-38: 0; 2038-39: 0; 2039-40: 0; 2040-41: 0; 2041-42: 0; 2042-43: 0; 2043-44: 0; 2044-45: 0; 2045-46: 0; 2046-47: 0; 2047-48: 0; 2048-49: 0; 2049-50: 0
50FP | Supply Demand Balance | 49FP - 48FP | Ml/d | 2 | 2019-20: 2.092; 2020-21: 2.082; 2021-22: 2.092; 2022-23: 2.022; 2023-24: 2.022; 2024-25: 2.062; 2025-26: 2.223; 2026-27: 2.2458; 2027-28: 2.2818; 2028-29: 2.3288; 2029-30: 2.2866; 2030-31: 2.3206; 2031-32: 2.3762; 2032-33: 0.58984; 2033-34: 0.61971; 2034-35: 2.4542; 2035-36: 0.72224; 2036-37: 0.79764; 2037-38: 2.6343; 2038-39: 2.6352; 2039-40: 2.7375; 2040-41: 0.97969; 2041-42: 2.7978; 2042-43: 2.8381; 2043-44: 1.0536; 2044-45: 2.8711; 2045-46: 2.91; 2046-47: 1.1592; 2047-48: 1.1676; 2048-49: 3.0007; 2049-50: 1.2223
Data for Charts
DYAA Baseline |  |  |  |  | 2019-20 | 2020-21 | 2021-22 | 2022-23 | 2023-24 | 2024-25 | 2025-26 | 2026-27 | 2027-28 | 2028-29 | 2029-30 | 2030-31 | 2031-32 | 2032-33 | 2033-34 | 2034-35 | 2035-36 | 2036-37 | 2037-38 | 2038-39 | 2039-40 | 2040-41 | 2041-42 | 2042-43 | 2043-44 | 2044-45 | 2045-46 | 2046-47 | 2047-48 | 2048-49 | 2049-50 | 2050-51 | 2051-52 | 2052-53 | 2053-54 | 2054-55 | 2055-56 | 2056-57 | 2057-58 | 2058-59 | 2059-60 | 2060-61 | 2061-62 | 2062-63 | 2063-64 | 2064-65 | 2065-66 | 2066-67 | 2067-68 | 2068-69 | 2069-70 | 2070-71 | 2071-72 | 2072-73 | 2073-74 | 2074-75 | 2075-76 | 2076-77 | 2077-78 | 2078-79 | 2079-80 | 2080-81 | 2081-82 | 2082-83 | 2083-84 | 2084-85 | 2085-86 | 2086-87 | 2087-88 | 2088-89 | 2089-90 | 2090-91 | 2091-92 | 2092-93 | 2093-94 | 2094-95 | 2095-96 | 2096-97 | 2097-98 | 2098-99 | 2099-100
| Measured HH consumption |  | Ml/d | 2 | 2.56 | 2.63 | 2.66 | 2.76 | 2.81 | 2.84 | 2.89 | 2.93 | 2.97 | 3 | 3.02 | 3.05 | 3.08 | 3.09 | 3.11 | 3.14 | 3.16 | 3.19 | 3.22 | 3.25 | 3.28 | 3.31 | 3.33 | 3.36 | 3.38 | 3.41 | 3.43 | 3.44 | 3.46 | 3.48 | 3.5 | 0 | 0 | 0 | 0 | 0 | 0 | 0 | 0 | 0 | 0 | 0 | 0 | 0 | 0 | 0 | 0 | 0 | 0 | 0 | 0 | 0 | 0 | 0 | 0 | 0 | 0 | 0 | 0 | 0 | 0 | 0 | 0 | 0 | 0 | 0 | 0 | 0 | 0 | 0 | 0 | 0 | 0 | 0 | 0 | 0 | 0 | 0 | 0 | 0 | 0
| Unmeasured HH consumption |  | Ml/d | 2 | 0.58 | 0.55 | 0.53 | 0.5 | 0.47 | 0.45 | 0.43 | 0.41 | 0.4 | 0.38 | 0.36 | 0.34 | 0.33 | 0.31 | 0.3 | 0.28 | 0.28 | 0.27 | 0.26 | 0.25 | 0.24 | 0.23 | 0.22 | 0.21 | 0.2 | 0.19 | 0.18 | 0.18 | 0.18 | 0.17 | 0.17 | 0 | 0 | 0 | 0 | 0 | 0 | 0 | 0 | 0 | 0 | 0 | 0 | 0 | 0 | 0 | 0 | 0 | 0 | 0 | 0 | 0 | 0 | 0 | 0 | 0 | 0 | 0 | 0 | 0 | 0 | 0 | 0 | 0 | 0 | 0 | 0 | 0 | 0 | 0 | 0 | 0 | 0 | 0 | 0 | 0 | 0 | 0 | 0 | 0 | 0
| Non-HH consumption |  | Ml/d | 2 | 0.84 | 0.83 | 0.82 | 0.81 | 0.8 | 0.79 | 0.78 | 0.77 | 0.76 | 0.75 | 0.74 | 0.73 | 0.72 | 0.71 | 0.7 | 0.7 | 0.69 | 0.68 | 0.68 | 0.67 | 0.67 | 0.67 | 0.66 | 0.66 | 0.66 | 0.66 | 0.65 | 0.65 | 0.65 | 0.65 | 0.65 | 0 | 0 | 0 | 0 | 0 | 0 | 0 | 0 | 0 | 0 | 0 | 0 | 0 | 0 | 0 | 0 | 0 | 0 | 0 | 0 | 0 | 0 | 0 | 0 | 0 | 0 | 0 | 0 | 0 | 0 | 0 | 0 | 0 | 0 | 0 | 0 | 0 | 0 | 0 | 0 | 0 | 0 | 0 | 0 | 0 | 0 | 0 | 0 | 0 | 0
| Total Leakage |  | Ml/d | 2 | 1.19 | 1.17 | 1.16 | 1.14 | 1.13 | 1.11 | 1.11 | 1.12 | 1.11 | 1.11 | 1.11 | 1.11 | 1.11 | 1.12 | 1.12 | 1.12 | 1.11 | 1.11 | 1.11 | 1.11 | 1.12 | 1.12 | 1.12 | 1.12 | 1.12 | 1.12 | 1.12 | 1.12 | 1.12 | 1.12 | 1.12 | 0 | 0 | 0 | 0 | 0 | 0 | 0 | 0 | 0 | 0 | 0 | 0 | 0 | 0 | 0 | 0 | 0 | 0 | 0 | 0 | 0 | 0 | 0 | 0 | 0 | 0 | 0 | 0 | 0 | 0 | 0 | 0 | 0 | 0 | 0 | 0 | 0 | 0 | 0 | 0 | 0 | 0 | 0 | 0 | 0 | 0 | 0 | 0 | 0 | 0
| Other demand components |  | Ml/d | 2 | 0.13 | 0.13 | 0.14 | 0.15 | 0.14 | 0.14 | 0.13 | 0.13 | 0.13 | 0.14 | 0.14 | 0.15 | 0.14 | 0.14 | 0.15 | 0.14 | 0.15 | 0.14 | 0.15 | 0.15 | 0.14 | 0.13 | 0.14 | 0.13 | 0.14 | 0.13 | 0.14 | 0.16 | 0.14 | 0.15 | 0.15 | 0 | 0 | 0 | 0 | 0 | 0 | 0 | 0 | 0 | 0 | 0 | 0 | 0 | 0 | 0 | 0 | 0 | 0 | 0 | 0 | 0 | 0 | 0 | 0 | 0 | 0 | 0 | 0 | 0 | 0 | 0 | 0 | 0 | 0 | 0 | 0 | 0 | 0 | 0 | 0 | 0 | 0 | 0 | 0 | 0 | 0 | 0 | 0 | 0 | 0
| Total Water Available for use |  | Ml/d | 2 | 7.89 | 7.89 | 7.89 | 7.89 | 7.89 | 7.89 | 5.52 | 5.54 | 5.53 | 5.54 | 5.61 | 5.62 | 5.63 | 5.64 | 5.66 | 5.67 | 5.65 | 4.229 | 4.229 | 4.229 | 4.229 | 4.229 | 4.229 | 4.229 | 4.229 | 4.229 | 4.229 | 4.229 | 4.229 | 4.229 | 4.229 | 0 | 0 | 0 | 0 | 0 | 0 | 0 | 0 | 0 | 0 | 0 | 0 | 0 | 0 | 0 | 0 | 0 | 0 | 0 | 0 | 0 | 0 | 0 | 0 | 0 | 0 | 0 | 0 | 0 | 0 | 0 | 0 | 0 | 0 | 0 | 0 | 0 | 0 | 0 | 0 | 0 | 0 | 0 | 0 | 0 | 0 | 0 | 0 | 0 | 0
| Total Demand + Target Headroom |  | Ml/d | 2 | 5.468 | 5.478 | 5.478 | 5.528 | 5.518 | 5.498 | 5.508 | 5.5258 | 5.5311 | 5.5435 | 5.6081 | 5.631 | 5.6427 | 5.6375 | 5.6553 | 5.6678 | 5.6477 | 5.6268 | 5.6682 | 5.6933 | 5.6547 | 5.6711 | 5.6909 | 5.7084 | 5.7321 | 5.744 | 5.7225 | 5.7527 | 5.7534 | 5.7711 | 5.7893 | 0 | 0 | 0 | 0 | 0 | 0 | 0 | 0 | 0 | 0 | 0 | 0 | 0 | 0 | 0 | 0 | 0 | 0 | 0 | 0 | 0 | 0 | 0 | 0 | 0 | 0 | 0 | 0 | 0 | 0 | 0 | 0 | 0 | 0 | 0 | 0 | 0 | 0 | 0 | 0 | 0 | 0 | 0 | 0 | 0 | 0 | 0 | 0 | 0 | 0
DYAA Final Plan |  |  |  |  | 2019-20 | 2020-21 | 2021-22 | 2022-23 | 2023-24 | 2024-25 | 2025-26 | 2026-27 | 2027-28 | 2028-29 | 2029-30 | 2030-31 | 2031-32 | 2032-33 | 2033-34 | 2034-35 | 2035-36 | 2036-37 | 2037-38 | 2038-39 | 2039-40 | 2040-41 | 2041-42 | 2042-43 | 2043-44 | 2044-45 | 2045-46 | 2046-47 | 2047-48 | 2048-49 | 2049-50 | 2050-51 | 2051-52 | 2052-53 | 2053-54 | 2054-55 | 2055-56 | 2056-57 | 2057-58 | 2058-59 | 2059-60 | 2060-61 | 2061-62 | 2062-63 | 2063-64 | 2064-65 | 2065-66 | 2066-67 | 2067-68 | 2068-69 | 2069-70 | 2070-71 | 2071-72 | 2072-73 | 2073-74 | 2074-75 | 2075-76 | 2076-77 | 2077-78 | 2078-79 | 2079-80 | 2080-81 | 2081-82 | 2082-83 | 2083-84 | 2084-85 | 2085-86 | 2086-87 | 2087-88 | 2088-89 | 2089-90 | 2090-91 | 2091-92 | 2092-93 | 2093-94 | 2094-95 | 2095-96 | 2096-97 | 2097-98 | 2098-99 | 2099-100
| Measured HH consumption |  | Ml/d | 2 | 2.56 | 2.63 | 2.66 | 2.76 | 2.81 | 2.84 | 2.79 | 2.8 | 2.83 | 2.82 | 2.82 | 2.82 | 2.83 | 2.83 | 2.83 | 2.83 | 2.82 | 2.82 | 2.82 | 2.81 | 2.81 | 2.81 | 2.8 | 2.8 | 2.78 | 2.81 | 2.82 | 2.81 | 2.82 | 2.83 | 2.83 | 0 | 0 | 0 | 0 | 0 | 0 | 0 | 0 | 0 | 0 | 0 | 0 | 0 | 0 | 0 | 0 | 0 | 0 | 0 | 0 | 0 | 0 | 0 | 0 | 0 | 0 | 0 | 0 | 0 | 0 | 0 | 0 | 0 | 0 | 0 | 0 | 0 | 0 | 0 | 0 | 0 | 0 | 0 | 0 | 0 | 0 | 0 | 0 | 0 | 0
| Unmeasured HH consumption |  | Ml/d | 2 | 0.58 | 0.55 | 0.53 | 0.5 | 0.47 | 0.45 | 0.43 | 0.41 | 0.4 | 0.38 | 0.36 | 0.34 | 0.33 | 0.31 | 0.3 | 0.28 | 0.28 | 0.27 | 0.26 | 0.25 | 0.24 | 0.23 | 0.22 | 0.21 | 0.2 | 0.19 | 0.18 | 0.18 | 0.18 | 0.17 | 0.17 | 0 | 0 | 0 | 0 | 0 | 0 | 0 | 0 | 0 | 0 | 0 | 0 | 0 | 0 | 0 | 0 | 0 | 0 | 0 | 0 | 0 | 0 | 0 | 0 | 0 | 0 | 0 | 0 | 0 | 0 | 0 | 0 | 0 | 0 | 0 | 0 | 0 | 0 | 0 | 0 | 0 | 0 | 0 | 0 | 0 | 0 | 0 | 0 | 0 | 0
| Non-HH consumption |  | Ml/d | 2 | 0.84 | 0.83 | 0.82 | 0.81 | 0.8 | 0.79 | 0.77 | 0.75 | 0.73 | 0.71 | 0.69 | 0.67 | 0.65 | 0.63 | 0.61 | 0.6 | 0.58 | 0.56 | 0.55 | 0.54 | 0.53 | 0.52 | 0.5 | 0.49 | 0.48 | 0.47 | 0.45 | 0.44 | 0.43 | 0.42 | 0.41 | 0 | 0 | 0 | 0 | 0 | 0 | 0 | 0 | 0 | 0 | 0 | 0 | 0 | 0 | 0 | 0 | 0 | 0 | 0 | 0 | 0 | 0 | 0 | 0 | 0 | 0 | 0 | 0 | 0 | 0 | 0 | 0 | 0 | 0 | 0 | 0 | 0 | 0 | 0 | 0 | 0 | 0 | 0 | 0 | 0 | 0 | 0 | 0 | 0 | 0
| Total Leakage |  | Ml/d | 2 | 1.19 | 1.17 | 1.16 | 1.14 | 1.13 | 1.11 | 1.09 | 1.09 | 1.07 | 1.07 | 1.06 | 1.05 | 1.04 | 1.05 | 1.03 | 1.03 | 1.02 | 1.02 | 1.01 | 1.01 | 1.02 | 1.02 | 1.02 | 1.02 | 1.02 | 1 | 1 | 0.95 | 0.95 | 0.93 | 0.92 | 0 | 0 | 0 | 0 | 0 | 0 | 0 | 0 | 0 | 0 | 0 | 0 | 0 | 0 | 0 | 0 | 0 | 0 | 0 | 0 | 0 | 0 | 0 | 0 | 0 | 0 | 0 | 0 | 0 | 0 | 0 | 0 | 0 | 0 | 0 | 0 | 0 | 0 | 0 | 0 | 0 | 0 | 0 | 0 | 0 | 0 | 0 | 0 | 0 | 0
| Other demand components |  | Ml/d | 2 | 0.13 | 0.13 | 0.14 | 0.15 | 0.14 | 0.14 | 0.13 | 0.13 | 0.13 | 0.14 | 0.14 | 0.15 | 0.14 | 0.14 | 0.15 | 0.14 | 0.15 | 0.14 | 0.15 | 0.15 | 0.14 | 0.13 | 0.14 | 0.13 | 0.14 | 0.13 | 0.14 | 0.16 | 0.14 | 0.15 | 0.15 | 0 | 0 | 0 | 0 | 0 | 0 | 0 | 0 | 0 | 0 | 0 | 0 | 0 | 0 | 0 | 0 | 0 | 0 | 0 | 0 | 0 | 0 | 0 | 0 | 0 | 0 | 0 | 0 | 0 | 0 | 0 | 0 | 0 | 0 | 0 | 0 | 0 | 0 | 0 | 0 | 0 | 0 | 0 | 0 | 0 | 0 | 0 | 0 | 0 | 0
| Total Water Available for use |  | Ml/d | 2 | 7.89 | 7.89 | 7.89 | 7.89 | 7.89 | 7.89 | 6.68 | 6.68 | 6.68 | 6.68 | 7.628 | 5.28 | 5.25 | 5.23 | 5.2 | 5.17 | 5.11 | 5.05 | 5.04 | 5.02 | 4.94 | 4.92 | 4.9 | 4.88 | 4.85 | 4.83 | 4.79 | 4.74 | 4.72 | 4.7 | 4.68 | 0 | 0 | 0 | 0 | 0 | 0 | 0 | 0 | 0 | 0 | 0 | 0 | 0 | 0 | 0 | 0 | 0 | 0 | 0 | 0 | 0 | 0 | 0 | 0 | 0 | 0 | 0 | 0 | 0 | 0 | 0 | 0 | 0 | 0 | 0 | 0 | 0 | 0 | 0 | 0 | 0 | 0 | 0 | 0 | 0 | 0 | 0 | 0 | 0 | 0
| Total Demand + Target Headroom |  | Ml/d | 2 | 5.468 | 5.478 | 5.478 | 5.528 | 5.518 | 5.498 | 5.378 | 5.3458 | 5.3211 | 5.2835 | 5.3081 | 5.281 | 5.2527 | 5.2275 | 5.1953 | 5.1678 | 5.1077 | 5.0468 | 5.0382 | 5.0233 | 4.9447 | 4.9211 | 4.9009 | 4.8784 | 4.8521 | 4.834 | 4.7925 | 4.7427 | 4.7234 | 4.7011 | 4.6793 | 0 | 0 | 0 | 0 | 0 | 0 | 0 | 0 | 0 | 0 | 0 | 0 | 0 | 0 | 0 | 0 | 0 | 0 | 0 | 0 | 0 | 0 | 0 | 0 | 0 | 0 | 0 | 0 | 0 | 0 | 0 | 0 | 0 | 0 | 0 | 0 | 0 | 0 | 0 | 0 | 0 | 0 | 0 | 0 | 0 | 0 | 0 | 0 | 0 | 0
DYCP Baseline |  |  |  |  | 2019-20 | 2020-21 | 2021-22 | 2022-23 | 2023-24 | 2024-25 | 2025-26 | 2026-27 | 2027-28 | 2028-29 | 2029-30 | 2030-31 | 2031-32 | 2032-33 | 2033-34 | 2034-35 | 2035-36 | 2036-37 | 2037-38 | 2038-39 | 2039-40 | 2040-41 | 2041-42 | 2042-43 | 2043-44 | 2044-45 | 2045-46 | 2046-47 | 2047-48 | 2048-49 | 2049-50 | 2050-51 | 2051-52 | 2052-53 | 2053-54 | 2054-55 | 2055-56 | 2056-57 | 2057-58 | 2058-59 | 2059-60 | 2060-61 | 2061-62 | 2062-63 | 2063-64 | 2064-65 | 2065-66 | 2066-67 | 2067-68 | 2068-69 | 2069-70 | 2070-71 | 2071-72 | 2072-73 | 2073-74 | 2074-75 | 2075-76 | 2076-77 | 2077-78 | 2078-79 | 2079-80 | 2080-81 | 2081-82 | 2082-83 | 2083-84 | 2084-85 | 2085-86 | 2086-87 | 2087-88 | 2088-89 | 2089-90 | 2090-91 | 2091-92 | 2092-93 | 2093-94 | 2094-95 | 2095-96 | 2096-97 | 2097-98 | 2098-99 | 2099-100
| Measured HH consumption |  | Ml/d | 2 | 3.33 | 3.41 | 3.45 | 3.58 | 3.65 | 3.68 | 3.76 | 3.81 | 3.86 | 3.9 | 3.94 | 3.97 | 4 | 4.03 | 4.06 | 4.1 | 4.13 | 4.16 | 4.21 | 4.26 | 4.3 | 4.33 | 4.37 | 4.41 | 4.44 | 4.48 | 4.51 | 4.54 | 4.57 | 4.59 | 4.62 | 0 | 0 | 0 | 0 | 0 | 0 | 0 | 0 | 0 | 0 | 0 | 0 | 0 | 0 | 0 | 0 | 0 | 0 | 0 | 0 | 0 | 0 | 0 | 0 | 0 | 0 | 0 | 0 | 0 | 0 | 0 | 0 | 0 | 0 | 0 | 0 | 0 | 0 | 0 | 0 | 0 | 0 | 0 | 0 | 0 | 0 | 0 | 0 | 0 | 0
| Unmeasured HH consumption |  | Ml/d | 2 | 0.79 | 0.75 | 0.72 | 0.68 | 0.65 | 0.61 | 0.58 | 0.56 | 0.54 | 0.52 | 0.49 | 0.47 | 0.45 | 0.43 | 0.41 | 0.39 | 0.39 | 0.37 | 0.35 | 0.34 | 0.32 | 0.31 | 0.3 | 0.28 | 0.27 | 0.26 | 0.26 | 0.25 | 0.25 | 0.24 | 0.24 | 0 | 0 | 0 | 0 | 0 | 0 | 0 | 0 | 0 | 0 | 0 | 0 | 0 | 0 | 0 | 0 | 0 | 0 | 0 | 0 | 0 | 0 | 0 | 0 | 0 | 0 | 0 | 0 | 0 | 0 | 0 | 0 | 0 | 0 | 0 | 0 | 0 | 0 | 0 | 0 | 0 | 0 | 0 | 0 | 0 | 0 | 0 | 0 | 0 | 0
| Non-HH consumption |  | Ml/d | 2 | 1.12 | 1.11 | 1.09 | 1.08 | 1.06 | 1.05 | 1.03 | 1.02 | 1.01 | 0.99 | 0.98 | 0.97 | 0.95 | 0.94 | 0.93 | 0.92 | 0.91 | 0.91 | 0.9 | 0.89 | 0.89 | 0.88 | 0.88 | 0.87 | 0.87 | 0.87 | 0.87 | 0.86 | 0.86 | 0.86 | 0.86 | 0 | 0 | 0 | 0 | 0 | 0 | 0 | 0 | 0 | 0 | 0 | 0 | 0 | 0 | 0 | 0 | 0 | 0 | 0 | 0 | 0 | 0 | 0 | 0 | 0 | 0 | 0 | 0 | 0 | 0 | 0 | 0 | 0 | 0 | 0 | 0 | 0 | 0 | 0 | 0 | 0 | 0 | 0 | 0 | 0 | 0 | 0 | 0 | 0 | 0
| Total Leakage |  | Ml/d | 2 | 1.19 | 1.17 | 1.16 | 1.14 | 1.13 | 1.11 | 1.11 | 1.12 | 1.11 | 1.11 | 1.11 | 1.11 | 1.11 | 1.12 | 1.12 | 1.12 | 1.11 | 1.11 | 1.11 | 1.11 | 1.12 | 1.12 | 1.12 | 1.12 | 1.12 | 1.12 | 1.12 | 1.12 | 1.12 | 1.12 | 1.12 | 0 | 0 | 0 | 0 | 0 | 0 | 0 | 0 | 0 | 0 | 0 | 0 | 0 | 0 | 0 | 0 | 0 | 0 | 0 | 0 | 0 | 0 | 0 | 0 | 0 | 0 | 0 | 0 | 0 | 0 | 0 | 0 | 0 | 0 | 0 | 0 | 0 | 0 | 0 | 0 | 0 | 0 | 0 | 0 | 0 | 0 | 0 | 0 | 0 | 0
| Other demand components |  | Ml/d | 2 | 0.13 | 0.13 | 0.14 | 0.15 | 0.14 | 0.14 | 0.13 | 0.13 | 0.13 | 0.14 | 0.14 | 0.15 | 0.14 | 0.14 | 0.15 | 0.14 | 0.15 | 0.14 | 0.15 | 0.15 | 0.14 | 0.13 | 0.14 | 0.13 | 0.14 | 0.13 | 0.14 | 0.16 | 0.14 | 0.15 | 0.15 | 0 | 0 | 0 | 0 | 0 | 0 | 0 | 0 | 0 | 0 | 0 | 0 | 0 | 0 | 0 | 0 | 0 | 0 | 0 | 0 | 0 | 0 | 0 | 0 | 0 | 0 | 0 | 0 | 0 | 0 | 0 | 0 | 0 | 0 | 0 | 0 | 0 | 0 | 0 | 0 | 0 | 0 | 0 | 0 | 0 | 0 | 0 | 0 | 0 | 0
| Total Water Available for use |  | Ml/d | 2 | 8.86 | 8.86 | 8.86 | 8.86 | 8.86 | 8.86 | 8.861 | 8.861 | 8.861 | 8.861 | 8.861 | 8.861 | 8.861 | 8.861 | 8.861 | 8.861 | 8.861 | 8.861 | 8.861 | 8.861 | 8.861 | 8.861 | 8.861 | 8.861 | 8.861 | 8.861 | 8.861 | 8.861 | 8.861 | 8.861 | 8.861 | 0 | 0 | 0 | 0 | 0 | 0 | 0 | 0 | 0 | 0 | 0 | 0 | 0 | 0 | 0 | 0 | 0 | 0 | 0 | 0 | 0 | 0 | 0 | 0 | 0 | 0 | 0 | 0 | 0 | 0 | 0 | 0 | 0 | 0 | 0 | 0 | 0 | 0 | 0 | 0 | 0 | 0 | 0 | 0 | 0 | 0 | 0 | 0 | 0 | 0
| Total Demand + Target Headroom |  | Ml/d | 2 | 6.768 | 6.778 | 6.768 | 6.838 | 6.838 | 6.798 | 6.818 | 6.8452 | 6.8492 | 6.8622 | 6.9544 | 6.9804 | 6.9748 | 6.9912 | 7.0113 | 7.0268 | 7.0088 | 6.9834 | 7.0267 | 7.0758 | 7.0235 | 7.0313 | 7.0832 | 7.0929 | 7.1274 | 7.1499 | 7.151 | 7.1818 | 7.1934 | 7.2103 | 7.2387 | 0 | 0 | 0 | 0 | 0 | 0 | 0 | 0 | 0 | 0 | 0 | 0 | 0 | 0 | 0 | 0 | 0 | 0 | 0 | 0 | 0 | 0 | 0 | 0 | 0 | 0 | 0 | 0 | 0 | 0 | 0 | 0 | 0 | 0 | 0 | 0 | 0 | 0 | 0 | 0 | 0 | 0 | 0 | 0 | 0 | 0 | 0 | 0 | 0 | 0
DYCP Final Plan |  |  |  |  | 2019-20 | 2020-21 | 2021-22 | 2022-23 | 2023-24 | 2024-25 | 2025-26 | 2026-27 | 2027-28 | 2028-29 | 2029-30 | 2030-31 | 2031-32 | 2032-33 | 2033-34 | 2034-35 | 2035-36 | 2036-37 | 2037-38 | 2038-39 | 2039-40 | 2040-41 | 2041-42 | 2042-43 | 2043-44 | 2044-45 | 2045-46 | 2046-47 | 2047-48 | 2048-49 | 2049-50 | 2050-51 | 2051-52 | 2052-53 | 2053-54 | 2054-55 | 2055-56 | 2056-57 | 2057-58 | 2058-59 | 2059-60 | 2060-61 | 2061-62 | 2062-63 | 2063-64 | 2064-65 | 2065-66 | 2066-67 | 2067-68 | 2068-69 | 2069-70 | 2070-71 | 2071-72 | 2072-73 | 2073-74 | 2074-75 | 2075-76 | 2076-77 | 2077-78 | 2078-79 | 2079-80 | 2080-81 | 2081-82 | 2082-83 | 2083-84 | 2084-85 | 2085-86 | 2086-87 | 2087-88 | 2088-89 | 2089-90 | 2090-91 | 2091-92 | 2092-93 | 2093-94 | 2094-95 | 2095-96 | 2096-97 | 2097-98 | 2098-99 | 2099-100
| Measured HH consumption |  | Ml/d | 2 | 3.33 | 3.41 | 3.45 | 3.58 | 3.65 | 3.68 | 3.62 | 3.64 | 3.67 | 3.67 | 3.68 | 3.67 | 3.67 | 3.69 | 3.7 | 3.7 | 3.69 | 3.68 | 3.68 | 3.69 | 3.69 | 3.68 | 3.67 | 3.67 | 3.66 | 3.69 | 3.7 | 3.71 | 3.73 | 3.73 | 3.74 | 0 | 0 | 0 | 0 | 0 | 0 | 0 | 0 | 0 | 0 | 0 | 0 | 0 | 0 | 0 | 0 | 0 | 0 | 0 | 0 | 0 | 0 | 0 | 0 | 0 | 0 | 0 | 0 | 0 | 0 | 0 | 0 | 0 | 0 | 0 | 0 | 0 | 0 | 0 | 0 | 0 | 0 | 0 | 0 | 0 | 0 | 0 | 0 | 0 | 0
| Unmeasured HH consumption |  | Ml/d | 2 | 0.79 | 0.75 | 0.72 | 0.68 | 0.65 | 0.61 | 0.58 | 0.56 | 0.54 | 0.52 | 0.49 | 0.47 | 0.45 | 0.43 | 0.41 | 0.39 | 0.39 | 0.37 | 0.35 | 0.34 | 0.32 | 0.31 | 0.3 | 0.28 | 0.27 | 0.26 | 0.26 | 0.25 | 0.25 | 0.24 | 0.24 | 0 | 0 | 0 | 0 | 0 | 0 | 0 | 0 | 0 | 0 | 0 | 0 | 0 | 0 | 0 | 0 | 0 | 0 | 0 | 0 | 0 | 0 | 0 | 0 | 0 | 0 | 0 | 0 | 0 | 0 | 0 | 0 | 0 | 0 | 0 | 0 | 0 | 0 | 0 | 0 | 0 | 0 | 0 | 0 | 0 | 0 | 0 | 0 | 0 | 0
| Non-HH consumption |  | Ml/d | 2 | 1.12 | 1.11 | 1.09 | 1.08 | 1.06 | 1.05 | 1.01 | 0.99 | 0.97 | 0.93 | 0.91 | 0.89 | 0.86 | 0.83 | 0.81 | 0.79 | 0.77 | 0.76 | 0.73 | 0.71 | 0.7 | 0.68 | 0.66 | 0.64 | 0.63 | 0.62 | 0.6 | 0.58 | 0.57 | 0.56 | 0.54 | 0 | 0 | 0 | 0 | 0 | 0 | 0 | 0 | 0 | 0 | 0 | 0 | 0 | 0 | 0 | 0 | 0 | 0 | 0 | 0 | 0 | 0 | 0 | 0 | 0 | 0 | 0 | 0 | 0 | 0 | 0 | 0 | 0 | 0 | 0 | 0 | 0 | 0 | 0 | 0 | 0 | 0 | 0 | 0 | 0 | 0 | 0 | 0 | 0 | 0
| Total Leakage |  | Ml/d | 2 | 1.19 | 1.17 | 1.16 | 1.14 | 1.13 | 1.11 | 1.09 | 1.09 | 1.07 | 1.07 | 1.06 | 1.05 | 1.04 | 1.05 | 1.03 | 1.03 | 1.02 | 1.02 | 1.01 | 1.01 | 1.02 | 1.02 | 1.02 | 1.02 | 1.02 | 1 | 1 | 0.95 | 0.95 | 0.93 | 0.92 | 0 | 0 | 0 | 0 | 0 | 0 | 0 | 0 | 0 | 0 | 0 | 0 | 0 | 0 | 0 | 0 | 0 | 0 | 0 | 0 | 0 | 0 | 0 | 0 | 0 | 0 | 0 | 0 | 0 | 0 | 0 | 0 | 0 | 0 | 0 | 0 | 0 | 0 | 0 | 0 | 0 | 0 | 0 | 0 | 0 | 0 | 0 | 0 | 0 | 0
| Other demand components |  | Ml/d | 2 | 0.13 | 0.13 | 0.14 | 0.15 | 0.14 | 0.14 | 0.13 | 0.13 | 0.13 | 0.14 | 0.14 | 0.15 | 0.14 | 0.14 | 0.15 | 0.14 | 0.15 | 0.14 | 0.15 | 0.15 | 0.14 | 0.13 | 0.14 | 0.13 | 0.14 | 0.13 | 0.14 | 0.16 | 0.14 | 0.15 | 0.15 | 0 | 0 | 0 | 0 | 0 | 0 | 0 | 0 | 0 | 0 | 0 | 0 | 0 | 0 | 0 | 0 | 0 | 0 | 0 | 0 | 0 | 0 | 0 | 0 | 0 | 0 | 0 | 0 | 0 | 0 | 0 | 0 | 0 | 0 | 0 | 0 | 0 | 0 | 0 | 0 | 0 | 0 | 0 | 0 | 0 | 0 | 0 | 0 | 0 | 0
| Total Water Available for use |  | Ml/d | 2 | 8.86 | 8.86 | 8.86 | 8.86 | 8.86 | 8.86 | 8.861 | 8.861 | 8.861 | 8.861 | 8.861 | 8.861 | 8.861 | 7.061 | 7.061 | 8.861 | 7.061 | 7.061 | 8.861 | 8.861 | 8.861 | 7.061 | 8.861 | 8.861 | 7.061 | 8.861 | 8.861 | 7.061 | 7.061 | 8.861 | 7.061 | 0 | 0 | 0 | 0 | 0 | 0 | 0 | 0 | 0 | 0 | 0 | 0 | 0 | 0 | 0 | 0 | 0 | 0 | 0 | 0 | 0 | 0 | 0 | 0 | 0 | 0 | 0 | 0 | 0 | 0 | 0 | 0 | 0 | 0 | 0 | 0 | 0 | 0 | 0 | 0 | 0 | 0 | 0 | 0 | 0 | 0 | 0 | 0 | 0 | 0
| Total Demand + Target Headroom |  | Ml/d | 2 | 6.768 | 6.778 | 6.768 | 6.838 | 6.838 | 6.798 | 6.638 | 6.6152 | 6.5792 | 6.5322 | 6.5744 | 6.5404 | 6.4848 | 6.4712 | 6.4413 | 6.4068 | 6.3388 | 6.2634 | 6.2267 | 6.2258 | 6.1235 | 6.0813 | 6.0632 | 6.0229 | 6.0074 | 5.9899 | 5.951 | 5.9018 | 5.8934 | 5.8603 | 5.8387 | 0 | 0 | 0 | 0 | 0 | 0 | 0 | 0 | 0 | 0 | 0 | 0 | 0 | 0 | 0 | 0 | 0 | 0 | 0 | 0 | 0 | 0 | 0 | 0 | 0 | 0 | 0 | 0 | 0 | 0 | 0 | 0 | 0 | 0 | 0 | 0 | 0 | 0 | 0 | 0 | 0 | 0 | 0 | 0 | 0 | 0 | 0 | 0 | 0 | 0

## AWSSUS
Back to title page
Table 3a: DYAA - Baseline
Table 3b: DYAA - Final plan Options
Table 3c: DYAA - Final plan
Table 3d: DYCP - Baseline
Table 3e: DYCP - Final plan Options
Table 3f: DYCP - Final plan
Water Company | Anglian Water | Version | V3.1
WRZ | AWSSUS | Planning Scenario | DYAA
Table 3a: DYAA - Baseline | Back to top of sheet
WRMP24 reference | Component | Derivation | Unit | Decimal places | 2019-20 | 2020-21 | 2021-22 | 2022-23 | 2023-24 | 2024-25 | 2025-26 | 2026-27 | 2027-28 | 2028-29 | 2029-30 | 2030-31 | 2031-32 | 2032-33 | 2033-34 | 2034-35 | 2035-36 | 2036-37 | 2037-38 | 2038-39 | 2039-40 | 2040-41 | 2041-42 | 2042-43 | 2043-44 | 2044-45 | 2045-46 | 2046-47 | 2047-48 | 2048-49 | 2049-50 | 2050-51 | 2051-52 | 2052-53 | 2053-54 | 2054-55 | 2055-56 | 2056-57 | 2057-58 | 2058-59 | 2059-60 | 2060-61 | 2061-62 | 2062-63 | 2063-64 | 2064-65 | 2065-66 | 2066-67 | 2067-68 | 2068-69 | 2069-70 | 2070-71 | 2071-72 | 2072-73 | 2073-74 | 2074-75 | 2075-76 | 2076-77 | 2077-78 | 2078-79 | 2079-80 | 2080-81 | 2081-82 | 2082-83 | 2083-84 | 2084-85 | 2085-86 | 2086-87 | 2087-88 | 2088-89 | 2089-90 | 2090-91 | 2091-92 | 2092-93 | 2093-94 | 2094-95 | 2095-96 | 2096-97 | 2097-98 | 2098-99 | 2099-100
1BL | Raw water abstracted | Input | Ml/d | 2 | 2019-20: 0; 2020-21: 0; 2021-22: 0; 2022-23: 0; 2023-24: 0; 2024-25: 0; 2025-26: 0; 2026-27: 0; 2027-28: 0; 2028-29: 0; 2029-30: 0; 2030-31: 0; 2031-32: 0; 2032-33: 0; 2033-34: 0; 2034-35: 0; 2035-36: 0; 2036-37: 0; 2037-38: 0; 2038-39: 0; 2039-40: 0; 2040-41: 0; 2041-42: 0; 2042-43: 0; 2043-44: 0; 2044-45: 0; 2045-46: 0; 2046-47: 0; 2047-48: 0; 2048-49: 0; 2049-50: 0
1.1BL | Non-potable water supplies (if applicable) | Input | Ml/d | 2 | 2019-20: 0; 2020-21: 0; 2021-22: 0; 2022-23: 0; 2023-24: 0; 2024-25: 0; 2025-26: 0; 2026-27: 0; 2027-28: 0; 2028-29: 0; 2029-30: 0; 2030-31: 0; 2031-32: 0; 2032-33: 0; 2033-34: 0; 2034-35: 0; 2035-36: 0; 2036-37: 0; 2037-38: 0; 2038-39: 0; 2039-40: 0; 2040-41: 0; 2041-42: 0; 2042-43: 0; 2043-44: 0; 2044-45: 0; 2045-46: 0; 2046-47: 0; 2047-48: 0; 2048-49: 0; 2049-50: 0
2BL | Raw water imported | Input | Ml/d | 2 | 2019-20: 0; 2020-21: 0; 2021-22: 0; 2022-23: 0; 2023-24: 0; 2024-25: 0; 2025-26: 0; 2026-27: 0; 2027-28: 0; 2028-29: 0; 2029-30: 0; 2030-31: 0; 2031-32: 0; 2032-33: 0; 2033-34: 0; 2034-35: 0; 2035-36: 0; 2036-37: 0; 2037-38: 0; 2038-39: 0; 2039-40: 0; 2040-41: 0; 2041-42: 0; 2042-43: 0; 2043-44: 0; 2044-45: 0; 2045-46: 0; 2046-47: 0; 2047-48: 0; 2048-49: 0; 2049-50: 0
3BL | Potable water imported | Input | Ml/d | 2 | 2019-20: 0; 2020-21: 0; 2021-22: 0; 2022-23: 0; 2023-24: 0; 2024-25: 0; 2025-26: 0.001; 2026-27: 0.001; 2027-28: 0.001; 2028-29: 0.001; 2029-30: 0.001; 2030-31: 0.4; 2031-32: 0.42; 2032-33: 0.46; 2033-34: 0.49; 2034-35: 0.55; 2035-36: 0.45; 2036-37: 0.62; 2037-38: 0.67; 2038-39: 0.74; 2039-40: 0.68; 2040-41: 0.72; 2041-42: 0.75; 2042-43: 0.79; 2043-44: 0.82; 2044-45: 0.86; 2045-46: 0.83; 2046-47: 0.86; 2047-48: 0.88; 2048-49: 0.91; 2049-50: 0.93
4BL | Raw water exported enter as -ve | Input | Ml/d | 2 | 2019-20: 0; 2020-21: 0; 2021-22: 0; 2022-23: 0; 2023-24: 0; 2024-25: 0; 2025-26: 0; 2026-27: 0; 2027-28: 0; 2028-29: 0; 2029-30: 0; 2030-31: 0; 2031-32: 0; 2032-33: 0; 2033-34: 0; 2034-35: 0; 2035-36: 0; 2036-37: 0; 2037-38: 0; 2038-39: 0; 2039-40: 0; 2040-41: 0; 2041-42: 0; 2042-43: 0; 2043-44: 0; 2044-45: 0; 2045-46: 0; 2046-47: 0; 2047-48: 0; 2048-49: 0; 2049-50: 0
5BL | Potable water exported enter as -ve | Input | Ml/d | 2 | 2019-20: 0; 2020-21: 0; 2021-22: 0; 2022-23: 0; 2023-24: 0; 2024-25: 0; 2025-26: 0; 2026-27: 0; 2027-28: 0; 2028-29: 0; 2029-30: 0; 2030-31: 0; 2031-32: 0; 2032-33: 0; 2033-34: 0; 2034-35: 0; 2035-36: 0; 2036-37: 0; 2037-38: 0; 2038-39: 0; 2039-40: 0; 2040-41: 0; 2041-42: 0; 2042-43: 0; 2043-44: 0; 2044-45: 0; 2045-46: 0; 2046-47: 0; 2047-48: 0; 2048-49: 0; 2049-50: 0
6BL | Deployable Output before forecast changes | Input | Ml/d | 2 | 2019-20: 11.27; 2020-21: 11.27; 2021-22: 11.27; 2022-23: 11.27; 2023-24: 11.27; 2024-25: 11.27; 2025-26: 9.75; 2026-27: 9.75; 2027-28: 9.75; 2028-29: 9.75; 2029-30: 9.75; 2030-31: 9.75; 2031-32: 9.75; 2032-33: 9.75; 2033-34: 9.75; 2034-35: 9.75; 2035-36: 9.75; 2036-37: 9.75; 2037-38: 9.75; 2038-39: 9.75; 2039-40: 9.75; 2040-41: 9.75; 2041-42: 9.75; 2042-43: 9.75; 2043-44: 9.75; 2044-45: 9.75; 2045-46: 9.75; 2046-47: 9.75; 2047-48: 9.75; 2048-49: 9.75; 2049-50: 9.75
6.1BL | Deployable Output post forecast changes | 6BL + 7BL | Ml/d | 2 | 2019-20: 11.27; 2020-21: 11.27; 2021-22: 11.27; 2022-23: 11.27; 2023-24: 11.27; 2024-25: 11.27; 2025-26: 9.75; 2026-27: 9.75; 2027-28: 9.75; 2028-29: 9.75; 2029-30: 9.75; 2030-31: 7.25; 2031-32: 7.25; 2032-33: 7.25; 2033-34: 7.25; 2034-35: 7.25; 2035-36: 7.25; 2036-37: 7.07; 2037-38: 7.07; 2038-39: 7.07; 2039-40: 7.07; 2040-41: 7.07; 2041-42: 7.07; 2042-43: 7.07; 2043-44: 7.07; 2044-45: 7.07; 2045-46: 7.07; 2046-47: 7.07; 2047-48: 7.07; 2048-49: 7.07; 2049-50: 7.07
7BL | Baseline forecast changes to Deployable Output | sum (7.1BL:7.6BL) | Ml/d | 2 | 2019-20: 0; 2020-21: 0; 2021-22: 0; 2022-23: 0; 2023-24: 0; 2024-25: 0; 2025-26: 0; 2026-27: 0; 2027-28: 0; 2028-29: 0; 2029-30: 0; 2030-31: -2.5; 2031-32: -2.5; 2032-33: -2.5; 2033-34: -2.5; 2034-35: -2.5; 2035-36: -2.5; 2036-37: -2.68; 2037-38: -2.68; 2038-39: -2.68; 2039-40: -2.68; 2040-41: -2.68; 2041-42: -2.68; 2042-43: -2.68; 2043-44: -2.68; 2044-45: -2.68; 2045-46: -2.68; 2046-47: -2.68; 2047-48: -2.68; 2048-49: -2.68; 2049-50: -2.68
7.1BL | Change in DO due to climate change | Input | Ml/d | 2 | 2019-20: 0; 2020-21: 0; 2021-22: 0; 2022-23: 0; 2023-24: 0; 2024-25: 0; 2025-26: 0; 2026-27: 0; 2027-28: 0; 2028-29: 0; 2029-30: 0; 2030-31: 0; 2031-32: 0; 2032-33: 0; 2033-34: 0; 2034-35: 0; 2035-36: 0; 2036-37: 0; 2037-38: 0; 2038-39: 0; 2039-40: 0; 2040-41: 0; 2041-42: 0; 2042-43: 0; 2043-44: 0; 2044-45: 0; 2045-46: 0; 2046-47: 0; 2047-48: 0; 2048-49: 0; 2049-50: 0
7.2BL | Total confirmed DO reductions to restore sustainable abstraction enter as -ve | Input | Ml/d | 2 | 2019-20: 0; 2020-21: 0; 2021-22: 0; 2022-23: 0; 2023-24: 0; 2024-25: 0; 2025-26: 0; 2026-27: 0; 2027-28: 0; 2028-29: 0; 2029-30: 0; 2030-31: -2.5; 2031-32: -2.5; 2032-33: -2.5; 2033-34: -2.5; 2034-35: -2.5; 2035-36: -2.5; 2036-37: -2.5; 2037-38: -2.5; 2038-39: -2.5; 2039-40: -2.5; 2040-41: -2.5; 2041-42: -2.5; 2042-43: -2.5; 2043-44: -2.5; 2044-45: -2.5; 2045-46: -2.5; 2046-47: -2.5; 2047-48: -2.5; 2048-49: -2.5; 2049-50: -2.5
7.3BL | Total additional DO reductions for Environmental Destination (excl. any confirmed reductions) enter as -ve | Input | Ml/d | 2 | 2019-20: 0; 2020-21: 0; 2021-22: 0; 2022-23: 0; 2023-24: 0; 2024-25: 0; 2025-26: 0; 2026-27: 0; 2027-28: 0; 2028-29: 0; 2029-30: 0; 2030-31: 0; 2031-32: 0; 2032-33: 0; 2033-34: 0; 2034-35: 0; 2035-36: 0; 2036-37: -0.18; 2037-38: -0.18; 2038-39: -0.18; 2039-40: -0.18; 2040-41: -0.18; 2041-42: -0.18; 2042-43: -0.18; 2043-44: -0.18; 2044-45: -0.18; 2045-46: -0.18; 2046-47: -0.18; 2047-48: -0.18; 2048-49: -0.18; 2049-50: -0.18
7.4BL | Change in DO from prolonged Outage reduction enter as -ve | Input | Ml/d | 2 | 2019-20: 0; 2020-21: 0; 2021-22: 0; 2022-23: 0; 2023-24: 0; 2024-25: 0; 2025-26: 0; 2026-27: 0; 2027-28: 0; 2028-29: 0; 2029-30: 0; 2030-31: 0; 2031-32: 0; 2032-33: 0; 2033-34: 0; 2034-35: 0; 2035-36: 0; 2036-37: 0; 2037-38: 0; 2038-39: 0; 2039-40: 0; 2040-41: 0; 2041-42: 0; 2042-43: 0; 2043-44: 0; 2044-45: 0; 2045-46: 0; 2046-47: 0; 2047-48: 0; 2048-49: 0; 2049-50: 0
7.5BL | Change in DO from drought measures | Zero for baseline | Ml/d | 2 | 2019-20: 0; 2020-21: 0; 2021-22: 0; 2022-23: 0; 2023-24: 0; 2024-25: 0; 2025-26: 0; 2026-27: 0; 2027-28: 0; 2028-29: 0; 2029-30: 0; 2030-31: 0; 2031-32: 0; 2032-33: 0; 2033-34: 0; 2034-35: 0; 2035-36: 0; 2036-37: 0; 2037-38: 0; 2038-39: 0; 2039-40: 0; 2040-41: 0; 2041-42: 0; 2042-43: 0; 2043-44: 0; 2044-45: 0; 2045-46: 0; 2046-47: 0; 2047-48: 0; 2048-49: 0; 2049-50: 0
7.6BL | Total other changes to DO (e.g. nitrates/operational decline) | Input | Ml/d | 2 | 2019-20: 0; 2020-21: 0; 2021-22: 0; 2022-23: 0; 2023-24: 0; 2024-25: 0; 2025-26: 0; 2026-27: 0; 2027-28: 0; 2028-29: 0; 2029-30: 0; 2030-31: 0; 2031-32: 0; 2032-33: 0; 2033-34: 0; 2034-35: 0; 2035-36: 0; 2036-37: 0; 2037-38: 0; 2038-39: 0; 2039-40: 0; 2040-41: 0; 2041-42: 0; 2042-43: 0; 2043-44: 0; 2044-45: 0; 2045-46: 0; 2046-47: 0; 2047-48: 0; 2048-49: 0; 2049-50: 0
8BL | Raw water losses, treatment works losses and operational use | Input | Ml/d | 2 | 2019-20: 0.09; 2020-21: 0.09; 2021-22: 0.09; 2022-23: 0.09; 2023-24: 0.09; 2024-25: 0.09; 2025-26: 0.09; 2026-27: 0.09; 2027-28: 0.09; 2028-29: 0.09; 2029-30: 0.09; 2030-31: 0.09; 2031-32: 0.09; 2032-33: 0.09; 2033-34: 0.09; 2034-35: 0.09; 2035-36: 0.09; 2036-37: 0.09; 2037-38: 0.09; 2038-39: 0.09; 2039-40: 0.09; 2040-41: 0.09; 2041-42: 0.09; 2042-43: 0.09; 2043-44: 0.09; 2044-45: 0.09; 2045-46: 0.09; 2046-47: 0.09; 2047-48: 0.09; 2048-49: 0.09; 2049-50: 0.09
9BL | Total Outage Allowance | Input | Ml/d | 2 | 2019-20: 0.06; 2020-21: 0.06; 2021-22: 0.06; 2022-23: 0.06; 2023-24: 0.06; 2024-25: 0.06; 2025-26: 0.06; 2026-27: 0.06; 2027-28: 0.06; 2028-29: 0.06; 2029-30: 0.06; 2030-31: 0.06; 2031-32: 0.06; 2032-33: 0.06; 2033-34: 0.06; 2034-35: 0.06; 2035-36: 0.04; 2036-37: 0.04; 2037-38: 0.04; 2038-39: 0.04; 2039-40: 0.04; 2040-41: 0.04; 2041-42: 0.04; 2042-43: 0.04; 2043-44: 0.04; 2044-45: 0.04; 2045-46: 0.04; 2046-47: 0.04; 2047-48: 0.04; 2048-49: 0.04; 2049-50: 0.04
10BL | Water Available For Use (own sources) | (6BL + 7BL) - (8BL + 9BL) | Ml/d | 2 | 2019-20: 11.12; 2020-21: 11.12; 2021-22: 11.12; 2022-23: 11.12; 2023-24: 11.12; 2024-25: 11.12; 2025-26: 9.6; 2026-27: 9.6; 2027-28: 9.6; 2028-29: 9.6; 2029-30: 9.6; 2030-31: 7.1; 2031-32: 7.1; 2032-33: 7.1; 2033-34: 7.1; 2034-35: 7.1; 2035-36: 7.12; 2036-37: 6.94; 2037-38: 6.94; 2038-39: 6.94; 2039-40: 6.94; 2040-41: 6.94; 2041-42: 6.94; 2042-43: 6.94; 2043-44: 6.94; 2044-45: 6.94; 2045-46: 6.94; 2046-47: 6.94; 2047-48: 6.94; 2048-49: 6.94; 2049-50: 6.94
11BL | Total Water Available For Use | 10BL + sum (2BL:5BL) | Ml/d | 2 | 2019-20: 11.12; 2020-21: 11.12; 2021-22: 11.12; 2022-23: 11.12; 2023-24: 11.12; 2024-25: 11.12; 2025-26: 9.601; 2026-27: 9.601; 2027-28: 9.601; 2028-29: 9.601; 2029-30: 9.601; 2030-31: 7.5; 2031-32: 7.52; 2032-33: 7.56; 2033-34: 7.59; 2034-35: 7.65; 2035-36: 7.57; 2036-37: 7.56; 2037-38: 7.61; 2038-39: 7.68; 2039-40: 7.62; 2040-41: 7.66; 2041-42: 7.69; 2042-43: 7.73; 2043-44: 7.76; 2044-45: 7.8; 2045-46: 7.77; 2046-47: 7.8; 2047-48: 7.82; 2048-49: 7.85; 2049-50: 7.87
12BL | Water delivered measured non-household | Input | Ml/d | 2 | 2019-20: 1.15; 2020-21: 1.15; 2021-22: 1.15; 2022-23: 1.16; 2023-24: 1.16; 2024-25: 1.16; 2025-26: 1.16; 2026-27: 1.16; 2027-28: 1.16; 2028-29: 1.16; 2029-30: 1.17; 2030-31: 1.17; 2031-32: 1.18; 2032-33: 1.18; 2033-34: 1.18; 2034-35: 1.19; 2035-36: 1.19; 2036-37: 1.19; 2037-38: 1.2; 2038-39: 1.2; 2039-40: 1.21; 2040-41: 1.21; 2041-42: 1.21; 2042-43: 1.22; 2043-44: 1.22; 2044-45: 1.22; 2045-46: 1.23; 2046-47: 1.23; 2047-48: 1.23; 2048-49: 1.24; 2049-50: 1.24
12.1BL | Non-potable water consumption (if applicable) | Input | Ml/d | 2 | 2019-20: 0; 2020-21: 0; 2021-22: 0; 2022-23: 0; 2023-24: 0; 2024-25: 0; 2025-26: 0; 2026-27: 0; 2027-28: 0; 2028-29: 0; 2029-30: 0; 2030-31: 0; 2031-32: 0; 2032-33: 0; 2033-34: 0; 2034-35: 0; 2035-36: 0; 2036-37: 0; 2037-38: 0; 2038-39: 0; 2039-40: 0; 2040-41: 0; 2041-42: 0; 2042-43: 0; 2043-44: 0; 2044-45: 0; 2045-46: 0; 2046-47: 0; 2047-48: 0; 2048-49: 0; 2049-50: 0
13BL | Water delivered unmeasured non-household | Input | Ml/d | 2 | 2019-20: 0.01; 2020-21: 0.01; 2021-22: 0.01; 2022-23: 0.01; 2023-24: 0.01; 2024-25: 0.01; 2025-26: 0.01; 2026-27: 0.01; 2027-28: 0.01; 2028-29: 0.01; 2029-30: 0.01; 2030-31: 0.01; 2031-32: 0.01; 2032-33: 0.01; 2033-34: 0.01; 2034-35: 0.01; 2035-36: 0.01; 2036-37: 0.01; 2037-38: 0.01; 2038-39: 0.01; 2039-40: 0.01; 2040-41: 0.01; 2041-42: 0.01; 2042-43: 0.01; 2043-44: 0.01; 2044-45: 0.01; 2045-46: 0.01; 2046-47: 0.01; 2047-48: 0.01; 2048-49: 0.01; 2049-50: 0.01
14BL | Water delivered measured household | Input | Ml/d | 2 | 2019-20: 4.15; 2020-21: 4.13; 2021-22: 4.12; 2022-23: 4.14; 2023-24: 4.13; 2024-25: 4.07; 2025-26: 4.15; 2026-27: 4.19; 2027-28: 4.21; 2028-29: 4.23; 2029-30: 4.24; 2030-31: 4.26; 2031-32: 4.28; 2032-33: 4.33; 2033-34: 4.37; 2034-35: 4.41; 2035-36: 4.45; 2036-37: 4.49; 2037-38: 4.55; 2038-39: 4.59; 2039-40: 4.64; 2040-41: 4.67; 2041-42: 4.71; 2042-43: 4.75; 2043-44: 4.79; 2044-45: 4.82; 2045-46: 4.85; 2046-47: 4.88; 2047-48: 4.9; 2048-49: 4.93; 2049-50: 4.95
15BL | Water delivered unmeasured household | Input | Ml/d | 2 | 2019-20: 0.7; 2020-21: 0.66; 2021-22: 0.63; 2022-23: 0.6; 2023-24: 0.56; 2024-25: 0.53; 2025-26: 0.51; 2026-27: 0.48; 2027-28: 0.46; 2028-29: 0.43; 2029-30: 0.41; 2030-31: 0.39; 2031-32: 0.37; 2032-33: 0.35; 2033-34: 0.34; 2034-35: 0.32; 2035-36: 0.3; 2036-37: 0.29; 2037-38: 0.27; 2038-39: 0.26; 2039-40: 0.24; 2040-41: 0.23; 2041-42: 0.22; 2042-43: 0.21; 2043-44: 0.19; 2044-45: 0.18; 2045-46: 0.18; 2046-47: 0.17; 2047-48: 0.17; 2048-49: 0.16; 2049-50: 0.16
16BL | Percentage of consumption driven by climate change | Input | % | 1 | 2019-20: 0%; 2020-21: 0%; 2021-22: 0%; 2022-23: 0.1%; 2023-24: 0.1%; 2024-25: 0.1%; 2025-26: 0.1%; 2026-27: 0.1%; 2027-28: 0.1%; 2028-29: 0.2%; 2029-30: 0.2%; 2030-31: 0.2%; 2031-32: 0.2%; 2032-33: 0.3%; 2033-34: 0.3%; 2034-35: 0.3%; 2035-36: 0.4%; 2036-37: 0.4%; 2037-38: 0.4%; 2038-39: 0.5%; 2039-40: 0.5%; 2040-41: 0.6%; 2041-42: 0.6%; 2042-43: 0.6%; 2043-44: 0.7%; 2044-45: 0.7%; 2045-46: 0.8%; 2046-47: 0.8%; 2047-48: 0.8%; 2048-49: 0.8%; 2049-50: 0.9%
17BL | Volume of consumption driven by climate change | 16BL * (12BL + sum(13BL:15BL) - sum (23BL:26BL)) | Ml/d | 2 | 2019-20: 0; 2020-21: 0; 2021-22: 0; 2022-23: 0.00566; 2023-24: 0.00561; 2024-25: 0.00554; 2025-26: 0.00561; 2026-27: 0.00562; 2027-28: 0.00562; 2028-29: 0.01126; 2029-30: 0.01126; 2030-31: 0.01128; 2031-32: 0.0113; 2032-33: 0.01704; 2033-34: 0.01716; 2034-35: 0.01722; 2035-36: 0.02304; 2036-37: 0.02316; 2037-38: 0.02336; 2038-39: 0.0293; 2039-40: 0.02955; 2040-41: 0.03558; 2041-42: 0.03576; 2042-43: 0.036; 2043-44: 0.04214; 2044-45: 0.04221; 2045-46: 0.04856; 2046-47: 0.04872; 2047-48: 0.04888; 2048-49: 0.04912; 2049-50: 0.05544
18BL | Measured Household - PCC | ((14BL - 25BL) * 1,000,000) / (39BL *1,000) | l/h/d | 1 | 2019-20: 143.7334; 2020-21: 141.2085; 2021-22: 138.3767; 2022-23: 137.3045; 2023-24: 135.1351; 2024-25: 131.6234; 2025-26: 131.0302; 2026-27: 130.2226; 2027-28: 129.3764; 2028-29: 128.6904; 2029-30: 127.8205; 2030-31: 127.5858; 2031-32: 126.9822; 2032-33: 127.3711; 2033-34: 127.425; 2034-35: 127.2173; 2035-36: 127.3546; 2036-37: 127.557; 2037-38: 128.2948; 2038-39: 128.2385; 2039-40: 128.6284; 2040-41: 128.5596; 2041-42: 128.7712; 2042-43: 128.9942; 2043-44: 129.2285; 2044-45: 128.9339; 2045-46: 129.107; 2046-47: 129.2961; 2047-48: 129.2209; 2048-49: 129.4393; 2049-50: 129.5007
19BL | Unmeasured Household - PCC | ((15BL - 26BL) * 1,000,000) / (40BL *1,000) | l/h/d | 1 | 2019-20: 153.0612; 2020-21: 150.2419; 2021-22: 151.5152; 2022-23: 151.3029; 2023-24: 147.7541; 2024-25: 149.8127; 2025-26: 150.3268; 2026-27: 147.4623; 2027-28: 147.6413; 2028-29: 147.448; 2029-30: 147.0588; 2030-31: 146.3211; 2031-32: 145.0549; 2032-33: 143.3858; 2033-34: 150.8516; 2034-35: 148.5656; 2035-36: 145.7883; 2036-37: 148.0638; 2037-38: 144.1441; 2038-39: 145.8465; 2039-40: 147.3543; 2040-41: 148.62; 2041-42: 149.8127; 2042-43: 150.6741; 2043-44: 142.8571; 2044-45: 142.7297; 2045-46: 147.4654; 2046-47: 142.8571; 2047-48: 147.4926; 2048-49: 141.9878; 2049-50: 142.132
20BL | Average Household - PCC | (((14BL - 25BL) + (15BL - 26BL)) * 1,000,000) / ((39BL + 40BL) *1,000) | l/h/d | 1 | 2019-20: 144.9458; 2020-21: 142.323; 2021-22: 139.91; 2022-23: 138.846; 2023-24: 136.4445; 2024-25: 133.3983; 2025-26: 132.7922; 2026-27: 131.7072; 2027-28: 130.8647; 2028-29: 130.1348; 2029-30: 129.2229; 2030-31: 128.8779; 2031-32: 128.161; 2032-33: 128.3587; 2033-34: 128.7907; 2034-35: 128.3933; 2035-36: 128.3131; 2036-37: 128.5634; 2037-38: 129.0287; 2038-39: 129.0073; 2039-40: 129.3982; 2040-41: 129.3363; 2041-42: 129.5372; 2042-43: 129.7362; 2043-44: 129.6666; 2044-45: 129.3498; 2045-46: 129.6405; 2046-47: 129.6761; 2047-48: 129.7148; 2048-49: 129.7669; 2049-50: 129.829
21BL | Water taken unbilled | Input | Ml/d | 2 | 2019-20: 0.18; 2020-21: 0.18; 2021-22: 0.18; 2022-23: 0.17; 2023-24: 0.19; 2024-25: 0.18; 2025-26: 0.18; 2026-27: 0.18; 2027-28: 0.18; 2028-29: 0.19; 2029-30: 0.19; 2030-31: 0.18; 2031-32: 0.18; 2032-33: 0.18; 2033-34: 0.19; 2034-35: 0.17; 2035-36: 0.19; 2036-37: 0.18; 2037-38: 0.17; 2038-39: 0.19; 2039-40: 0.18; 2040-41: 0.19; 2041-42: 0.19; 2042-43: 0.18; 2043-44: 0.19; 2044-45: 0.19; 2045-46: 0.18; 2046-47: 0.18; 2047-48: 0.19; 2048-49: 0.18; 2049-50: 0.18
22BL | Distribution system operational use | Input | Ml/d | 2 | 2019-20: 0.04; 2020-21: 0.04; 2021-22: 0.04; 2022-23: 0.04; 2023-24: 0.04; 2024-25: 0.04; 2025-26: 0.04; 2026-27: 0.04; 2027-28: 0.04; 2028-29: 0.04; 2029-30: 0.04; 2030-31: 0.04; 2031-32: 0.04; 2032-33: 0.04; 2033-34: 0.04; 2034-35: 0.04; 2035-36: 0.04; 2036-37: 0.04; 2037-38: 0.04; 2038-39: 0.04; 2039-40: 0.04; 2040-41: 0.04; 2041-42: 0.04; 2042-43: 0.04; 2043-44: 0.04; 2044-45: 0.04; 2045-46: 0.04; 2046-47: 0.04; 2047-48: 0.04; 2048-49: 0.04; 2049-50: 0.04
23BL | Measured Non Household - USPL | Input | Ml/d | 2 | 2019-20: 0.01; 2020-21: 0.01; 2021-22: 0.01; 2022-23: 0.01; 2023-24: 0.01; 2024-25: 0.01; 2025-26: 0.01; 2026-27: 0.01; 2027-28: 0.01; 2028-29: 0.01; 2029-30: 0.01; 2030-31: 0.01; 2031-32: 0.01; 2032-33: 0.01; 2033-34: 0.01; 2034-35: 0.01; 2035-36: 0.01; 2036-37: 0.01; 2037-38: 0.01; 2038-39: 0.01; 2039-40: 0.01; 2040-41: 0.01; 2041-42: 0.01; 2042-43: 0.01; 2043-44: 0.01; 2044-45: 0.01; 2045-46: 0.01; 2046-47: 0.01; 2047-48: 0.01; 2048-49: 0.01; 2049-50: 0.01
24BL | Unmeasured Non Household - USPL | Input | Ml/d | 2 | 2019-20: 0; 2020-21: 0; 2021-22: 0; 2022-23: 0; 2023-24: 0; 2024-25: 0; 2025-26: 0; 2026-27: 0; 2027-28: 0; 2028-29: 0; 2029-30: 0; 2030-31: 0; 2031-32: 0; 2032-33: 0; 2033-34: 0; 2034-35: 0; 2035-36: 0; 2036-37: 0; 2037-38: 0; 2038-39: 0; 2039-40: 0; 2040-41: 0; 2041-42: 0; 2042-43: 0; 2043-44: 0; 2044-45: 0; 2045-46: 0; 2046-47: 0; 2047-48: 0; 2048-49: 0; 2049-50: 0
25BL | Measured Household - USPL | Input | Ml/d | 2 | 2019-20: 0.19; 2020-21: 0.19; 2021-22: 0.18; 2022-23: 0.18; 2023-24: 0.18; 2024-25: 0.17; 2025-26: 0.16; 2026-27: 0.16; 2027-28: 0.16; 2028-29: 0.15; 2029-30: 0.15; 2030-31: 0.14; 2031-32: 0.14; 2032-33: 0.14; 2033-34: 0.14; 2034-35: 0.15; 2035-36: 0.15; 2036-37: 0.15; 2037-38: 0.15; 2038-39: 0.16; 2039-40: 0.16; 2040-41: 0.16; 2041-42: 0.16; 2042-43: 0.16; 2043-44: 0.16; 2044-45: 0.17; 2045-46: 0.17; 2046-47: 0.17; 2047-48: 0.17; 2048-49: 0.17; 2049-50: 0.17
26BL | Unmeasured Household - USPL | Input | Ml/d | 2 | 2019-20: 0.07; 2020-21: 0.07; 2021-22: 0.06; 2022-23: 0.06; 2023-24: 0.06; 2024-25: 0.05; 2025-26: 0.05; 2026-27: 0.05; 2027-28: 0.05; 2028-29: 0.04; 2029-30: 0.04; 2030-31: 0.04; 2031-32: 0.04; 2032-33: 0.04; 2033-34: 0.03; 2034-35: 0.03; 2035-36: 0.03; 2036-37: 0.03; 2037-38: 0.03; 2038-39: 0.03; 2039-40: 0.02; 2040-41: 0.02; 2041-42: 0.02; 2042-43: 0.02; 2043-44: 0.02; 2044-45: 0.02; 2045-46: 0.02; 2046-47: 0.02; 2047-48: 0.02; 2048-49: 0.02; 2049-50: 0.02
27BL | Void Properties - USPL | Input | Ml/d | 2 | 2019-20: 0.02; 2020-21: 0.02; 2021-22: 0.02; 2022-23: 0.02; 2023-24: 0.02; 2024-25: 0.02; 2025-26: 0.02; 2026-27: 0.02; 2027-28: 0.02; 2028-29: 0.02; 2029-30: 0.02; 2030-31: 0.02; 2031-32: 0.02; 2032-33: 0.02; 2033-34: 0.02; 2034-35: 0.02; 2035-36: 0.02; 2036-37: 0.02; 2037-38: 0.02; 2038-39: 0.02; 2039-40: 0.02; 2040-41: 0.02; 2041-42: 0.02; 2042-43: 0.02; 2043-44: 0.02; 2044-45: 0.02; 2045-46: 0.02; 2046-47: 0.02; 2047-48: 0.02; 2048-49: 0.02; 2049-50: 0.02
28BL | Distribution losses | Input | Ml/d | 2 | 2019-20: 1.09; 2020-21: 1.06; 2021-22: 1.04; 2022-23: 1.02; 2023-24: 0.99; 2024-25: 0.97; 2025-26: 0.97; 2026-27: 0.97; 2027-28: 0.97; 2028-29: 0.97; 2029-30: 0.97; 2030-31: 0.97; 2031-32: 0.97; 2032-33: 0.97; 2033-34: 0.97; 2034-35: 0.97; 2035-36: 0.97; 2036-37: 0.97; 2037-38: 0.97; 2038-39: 0.97; 2039-40: 0.97; 2040-41: 0.97; 2041-42: 0.97; 2042-43: 0.97; 2043-44: 0.97; 2044-45: 0.97; 2045-46: 0.97; 2046-47: 0.97; 2047-48: 0.97; 2048-49: 0.97; 2049-50: 0.97
29BL | Total Leakage | sum (23BL:28BL) | Ml/d | 2 | 2019-20: 1.38; 2020-21: 1.35; 2021-22: 1.31; 2022-23: 1.29; 2023-24: 1.26; 2024-25: 1.22; 2025-26: 1.21; 2026-27: 1.21; 2027-28: 1.21; 2028-29: 1.19; 2029-30: 1.19; 2030-31: 1.18; 2031-32: 1.18; 2032-33: 1.18; 2033-34: 1.17; 2034-35: 1.18; 2035-36: 1.18; 2036-37: 1.18; 2037-38: 1.18; 2038-39: 1.19; 2039-40: 1.18; 2040-41: 1.18; 2041-42: 1.18; 2042-43: 1.18; 2043-44: 1.18; 2044-45: 1.19; 2045-46: 1.19; 2046-47: 1.19; 2047-48: 1.19; 2048-49: 1.19; 2049-50: 1.19
30BL | Leakage/property | (29BL * 1,000,000) / (36BL * 1,000) | l/prop/d | 2 | 2019-20: 73.4394; 2020-21: 71.637; 2021-22: 69.0418; 2022-23: 67.4404; 2023-24: 65.2985; 2024-25: 62.6091; 2025-26: 60.9971; 2026-27: 60.28; 2027-28: 59.7501; 2028-29: 58.185; 2029-30: 57.7166; 2030-31: 56.7662; 2031-32: 56.3138; 2032-33: 55.8712; 2033-34: 54.9812; 2034-35: 55.0502; 2035-36: 54.6499; 2036-37: 54.2629; 2037-38: 53.8862; 2038-39: 53.978; 2039-40: 53.1795; 2040-41: 52.8532; 2041-42: 52.5332; 2042-43: 52.2309; 2043-44: 51.9412; 2044-45: 52.1039; 2045-46: 51.8406; 2046-47: 51.5911; 2047-48: 51.3551; 2048-49: 51.13; 2049-50: 50.9156
31BL | Measured Non Household - properties | Input | 000's | 2 | 2019-20: 0.968; 2020-21: 0.985; 2021-22: 0.999; 2022-23: 1.019; 2023-24: 1.033; 2024-25: 1.049; 2025-26: 1.064; 2026-27: 1.082; 2027-28: 1.103; 2028-29: 1.124; 2029-30: 1.146; 2030-31: 1.167; 2031-32: 1.187; 2032-33: 1.208; 2033-34: 1.228; 2034-35: 1.246; 2035-36: 1.265; 2036-37: 1.284; 2037-38: 1.303; 2038-39: 1.322; 2039-40: 1.341; 2040-41: 1.36; 2041-42: 1.38; 2042-43: 1.399; 2043-44: 1.419; 2044-45: 1.438; 2045-46: 1.458; 2046-47: 1.478; 2047-48: 1.498; 2048-49: 1.518; 2049-50: 1.539
32BL | Unmeasured Non Household - properties | Input | 000's | 2 | 2019-20: 0.004; 2020-21: 0.004; 2021-22: 0.004; 2022-23: 0.004; 2023-24: 0.004; 2024-25: 0.004; 2025-26: 0.004; 2026-27: 0.004; 2027-28: 0.004; 2028-29: 0.005; 2029-30: 0.005; 2030-31: 0.005; 2031-32: 0.005; 2032-33: 0.005; 2033-34: 0.005; 2034-35: 0.005; 2035-36: 0.005; 2036-37: 0.005; 2037-38: 0.005; 2038-39: 0.005; 2039-40: 0.005; 2040-41: 0.005; 2041-42: 0.006; 2042-43: 0.006; 2043-44: 0.006; 2044-45: 0.006; 2045-46: 0.006; 2046-47: 0.006; 2047-48: 0.006; 2048-49: 0.006; 2049-50: 0.006
33BL | All void non-households - properties | Input | 000's | 2 | 2019-20: 0; 2020-21: 0; 2021-22: 0; 2022-23: 0; 2023-24: 0; 2024-25: 0; 2025-26: 0; 2026-27: 0; 2027-28: 0; 2028-29: 0; 2029-30: 0; 2030-31: 0; 2031-32: 0; 2032-33: 0; 2033-34: 0; 2034-35: 0; 2035-36: 0; 2036-37: 0; 2037-38: 0; 2038-39: 0; 2039-40: 0; 2040-41: 0; 2041-42: 0; 2042-43: 0; 2043-44: 0; 2044-45: 0; 2045-46: 0; 2046-47: 0; 2047-48: 0; 2048-49: 0; 2049-50: 0
34BL | Measured households - properties (excl. void) | Year before + sum (34.1BL:34.6BL) | 000's | 2 | 2019-20: 15.91; 2020-21: 16.019; 2021-22: 16.197; 2022-23: 16.404; 2023-24: 16.627; 2024-25: 16.87; 2025-26: 17.262; 2026-27: 17.533; 2027-28: 17.744; 2028-29: 17.973; 2029-30: 18.165; 2030-31: 18.36; 2031-32: 18.551; 2032-33: 18.739; 2033-34: 18.92; 2034-35: 19.097; 2035-36: 19.273; 2036-37: 19.445; 2037-38: 19.613; 2038-39: 19.775; 2039-40: 19.932; 2040-41: 20.082; 2041-42: 20.227; 2042-43: 20.367; 2043-44: 20.501; 2044-45: 20.63; 2045-46: 20.739; 2046-47: 20.842; 2047-48: 20.941; 2048-49: 21.034; 2049-50: 21.11
34.1BL | New build properties - properties | Input (new builds in each year) | 000's | 2 | 2019-20: 0.009; 2020-21: 0.023; 2021-22: 0.097; 2022-23: 0.132; 2023-24: 0.151; 2024-25: 0.174; 2025-26: 0.333; 2026-27: 0.215; 2027-28: 0.156; 2028-29: 0.176; 2029-30: 0.141; 2030-31: 0.147; 2031-32: 0.144; 2032-33: 0.143; 2033-34: 0.138; 2034-35: 0.135; 2035-36: 0.136; 2036-37: 0.133; 2037-38: 0.13; 2038-39: 0.125; 2039-40: 0.122; 2040-41: 0.116; 2041-42: 0.113; 2042-43: 0.108; 2043-44: 0.104; 2044-45: 0.1; 2045-46: 0.094; 2046-47: 0.089; 2047-48: 0.085; 2048-49: 0.08; 2049-50: 0.076
34.2BL | Meter optants - properties | Input (meter optants in each year) | 000's | 2 | 2019-20: 0.047; 2020-21: 0.045; 2021-22: 0.041; 2022-23: 0.036; 2023-24: 0.035; 2024-25: 0.033; 2025-26: 0.024; 2026-27: 0.023; 2027-28: 0.023; 2028-29: 0.022; 2029-30: 0.021; 2030-31: 0.02; 2031-32: 0.02; 2032-33: 0.019; 2033-34: 0.018; 2034-35: 0.018; 2035-36: 0.017; 2036-37: 0.017; 2037-38: 0.016; 2038-39: 0.016; 2039-40: 0.015; 2040-41: 0.015; 2041-42: 0.014; 2042-43: 0.014; 2043-44: 0.013; 2044-45: 0.013; 2045-46: 0; 2046-47: 0; 2047-48: 0; 2048-49: 0; 2049-50: 0
34.3BL | Compulsory metering - properties | Input (compulsory meters in each year) | 000's | 2 | 2019-20: 0; 2020-21: 0; 2021-22: 0; 2022-23: 0; 2023-24: 0; 2024-25: 0; 2025-26: 0; 2026-27: 0; 2027-28: 0; 2028-29: 0; 2029-30: 0; 2030-31: 0; 2031-32: 0; 2032-33: 0; 2033-34: 0; 2034-35: 0; 2035-36: 0; 2036-37: 0; 2037-38: 0; 2038-39: 0; 2039-40: 0; 2040-41: 0; 2041-42: 0; 2042-43: 0; 2043-44: 0; 2044-45: 0; 2045-46: 0; 2046-47: 0; 2047-48: 0; 2048-49: 0; 2049-50: 0
34.4BL | Metering on change of occupancy - properties | Input (change of occupancy meters in each year) | 000's | 2 | 2019-20: 0.042; 2020-21: 0.04; 2021-22: 0.039; 2022-23: 0.038; 2023-24: 0.036; 2024-25: 0.035; 2025-26: 0.034; 2026-27: 0.032; 2027-28: 0.031; 2028-29: 0.03; 2029-30: 0.029; 2030-31: 0.027; 2031-32: 0.026; 2032-33: 0.025; 2033-34: 0.024; 2034-35: 0.023; 2035-36: 0.022; 2036-37: 0.021; 2037-38: 0.021; 2038-39: 0.02; 2039-40: 0.019; 2040-41: 0.018; 2041-42: 0.017; 2042-43: 0.017; 2043-44: 0.016; 2044-45: 0.015; 2045-46: 0.015; 2046-47: 0.014; 2047-48: 0.014; 2048-49: 0.013; 2049-50: 0
34.5BL | Selective metering - properties | Input (selective meters in each year) | 000's | 2 | 2019-20: 0.001; 2020-21: 0.001; 2021-22: 0.001; 2022-23: 0.001; 2023-24: 0.001; 2024-25: 0.001; 2025-26: 0.001; 2026-27: 0.001; 2027-28: 0.001; 2028-29: 0.001; 2029-30: 0.001; 2030-31: 0.001; 2031-32: 0.001; 2032-33: 0.001; 2033-34: 0.001; 2034-35: 0.001; 2035-36: 0.001; 2036-37: 0.001; 2037-38: 0.001; 2038-39: 0.001; 2039-40: 0.001; 2040-41: 0.001; 2041-42: 0.001; 2042-43: 0.001; 2043-44: 0.001; 2044-45: 0.001; 2045-46: 0; 2046-47: 0; 2047-48: 0; 2048-49: 0; 2049-50: 0
34.6BL | Other changes to existing metering - properties | Input (other changes to meters in each year) | 000's | 2 | 2019-20: 0; 2020-21: 0; 2021-22: 0; 2022-23: 0; 2023-24: 0; 2024-25: 0; 2025-26: 0; 2026-27: 0; 2027-28: 0; 2028-29: 0; 2029-30: 0; 2030-31: 0; 2031-32: 0; 2032-33: 0; 2033-34: 0; 2034-35: 0; 2035-36: 0; 2036-37: 0; 2037-38: 0; 2038-39: 0; 2039-40: 0; 2040-41: 0; 2041-42: 0; 2042-43: 0; 2043-44: 0; 2044-45: 0; 2045-46: 0; 2046-47: 0; 2047-48: 0; 2048-49: 0; 2049-50: 0
34.7BL | Measured household void properties | Input | 000's | 2 | 2019-20: 0.253; 2020-21: 0.257; 2021-22: 0.26; 2022-23: 0.265; 2023-24: 0.269; 2024-25: 0.272; 2025-26: 0.276; 2026-27: 0.28; 2027-28: 0.283; 2028-29: 0.287; 2029-30: 0.29; 2030-31: 0.293; 2031-32: 0.297; 2032-33: 0.3; 2033-34: 0.303; 2034-35: 0.306; 2035-36: 0.309; 2036-37: 0.312; 2037-38: 0.315; 2038-39: 0.318; 2039-40: 0.321; 2040-41: 0.324; 2041-42: 0.326; 2042-43: 0.329; 2043-44: 0.331; 2044-45: 0.333; 2045-46: 0.335; 2046-47: 0.337; 2047-48: 0.339; 2048-49: 0.341; 2049-50: 0.342
35BL | Unmeasured households - properties (excl. void) | Input | 000's | 2 | 2019-20: 1.623; 2020-21: 1.549; 2021-22: 1.484; 2022-23: 1.408; 2023-24: 1.336; 2024-25: 1.266; 2025-26: 1.207; 2026-27: 1.151; 2027-28: 1.096; 2028-29: 1.043; 2029-30: 0.993; 2030-31: 0.944; 2031-32: 0.897; 2032-33: 0.852; 2033-34: 0.808; 2034-35: 0.766; 2035-36: 0.726; 2036-37: 0.687; 2037-38: 0.65; 2038-39: 0.614; 2039-40: 0.579; 2040-41: 0.545; 2041-42: 0.513; 2042-43: 0.482; 2043-44: 0.452; 2044-45: 0.424; 2045-46: 0.409; 2046-47: 0.395; 2047-48: 0.381; 2048-49: 0.368; 2049-50: 0.368
35.1BL | Unmeasured household void properties | Input | 000's | 2 | 2019-20: 0.033; 2020-21: 0.031; 2021-22: 0.03; 2022-23: 0.028; 2023-24: 0.027; 2024-25: 0.025; 2025-26: 0.024; 2026-27: 0.023; 2027-28: 0.021; 2028-29: 0.02; 2029-30: 0.019; 2030-31: 0.018; 2031-32: 0.017; 2032-33: 0.016; 2033-34: 0.016; 2034-35: 0.015; 2035-36: 0.014; 2036-37: 0.013; 2037-38: 0.012; 2038-39: 0.012; 2039-40: 0.011; 2040-41: 0.01; 2041-42: 0.01; 2042-43: 0.009; 2043-44: 0.009; 2044-45: 0.008; 2045-46: 0.008; 2046-47: 0.008; 2047-48: 0.007; 2048-49: 0.007; 2049-50: 0.007
36BL | Total Resource Zone Properties (incl. voids) | sum (31BL:34BL) + 34.7BL + 35BL + 35.1BL | 000's | 2 | 2019-20: 18.791; 2020-21: 18.845; 2021-22: 18.974; 2022-23: 19.128; 2023-24: 19.296; 2024-25: 19.486; 2025-26: 19.837; 2026-27: 20.073; 2027-28: 20.251; 2028-29: 20.452; 2029-30: 20.618; 2030-31: 20.787; 2031-32: 20.954; 2032-33: 21.12; 2033-34: 21.28; 2034-35: 21.435; 2035-36: 21.592; 2036-37: 21.746; 2037-38: 21.898; 2038-39: 22.046; 2039-40: 22.189; 2040-41: 22.326; 2041-42: 22.462; 2042-43: 22.592; 2043-44: 22.718; 2044-45: 22.839; 2045-46: 22.955; 2046-47: 23.066; 2047-48: 23.172; 2048-49: 23.274; 2049-50: 23.372
37BL | Measured Non Household - Population | Input | 000's | 2 | 2019-20: 0.395; 2020-21: 0.403; 2021-22: 0.411; 2022-23: 0.42; 2023-24: 0.428; 2024-25: 0.436; 2025-26: 0.444; 2026-27: 0.455; 2027-28: 0.467; 2028-29: 0.48; 2029-30: 0.491; 2030-31: 0.502; 2031-32: 0.52; 2032-33: 0.534; 2033-34: 0.543; 2034-35: 0.552; 2035-36: 0.56; 2036-37: 0.565; 2037-38: 0.571; 2038-39: 0.578; 2039-40: 0.584; 2040-41: 0.593; 2041-42: 0.603; 2042-43: 0.613; 2043-44: 0.624; 2044-45: 0.635; 2045-46: 0.649; 2046-47: 0.662; 2047-48: 0.676; 2048-49: 0.69; 2049-50: 0.703
38BL | Unmeasured Non Household - Population | Input | 000's | 2 | 2019-20: 0.002; 2020-21: 0.002; 2021-22: 0.002; 2022-23: 0.002; 2023-24: 0.002; 2024-25: 0.002; 2025-26: 0.002; 2026-27: 0.002; 2027-28: 0.002; 2028-29: 0.002; 2029-30: 0.002; 2030-31: 0.002; 2031-32: 0.002; 2032-33: 0.002; 2033-34: 0.002; 2034-35: 0.002; 2035-36: 0.002; 2036-37: 0.002; 2037-38: 0.002; 2038-39: 0.002; 2039-40: 0.002; 2040-41: 0.002; 2041-42: 0.002; 2042-43: 0.002; 2043-44: 0.003; 2044-45: 0.003; 2045-46: 0.003; 2046-47: 0.003; 2047-48: 0.003; 2048-49: 0.003; 2049-50: 0.003
39BL | Measured Household - Population | Input | 000's | 2 | 2019-20: 27.551; 2020-21: 27.902; 2021-22: 28.473; 2022-23: 28.841; 2023-24: 29.23; 2024-25: 29.63; 2025-26: 30.451; 2026-27: 30.947; 2027-28: 31.304; 2028-29: 31.704; 2029-30: 31.998; 2030-31: 32.292; 2031-32: 32.603; 2032-33: 32.896; 2033-34: 33.196; 2034-35: 33.486; 2035-36: 33.764; 2036-37: 34.024; 2037-38: 34.296; 2038-39: 34.545; 2039-40: 34.829; 2040-41: 35.081; 2041-42: 35.334; 2042-43: 35.583; 2043-44: 35.828; 2044-45: 36.065; 2045-46: 36.249; 2046-47: 36.428; 2047-48: 36.604; 2048-49: 36.774; 2049-50: 36.911
40BL | Unmeasured Household - Population | Input | 000's | 2 | 2019-20: 4.116; 2020-21: 3.927; 2021-22: 3.762; 2022-23: 3.569; 2023-24: 3.384; 2024-25: 3.204; 2025-26: 3.06; 2026-27: 2.916; 2027-28: 2.777; 2028-29: 2.645; 2029-30: 2.516; 2030-31: 2.392; 2031-32: 2.275; 2032-33: 2.162; 2033-34: 2.055; 2034-35: 1.952; 2035-36: 1.852; 2036-37: 1.756; 2037-38: 1.665; 2038-39: 1.577; 2039-40: 1.493; 2040-41: 1.413; 2041-42: 1.335; 2042-43: 1.261; 2043-44: 1.19; 2044-45: 1.121; 2045-46: 1.085; 2046-47: 1.05; 2047-48: 1.017; 2048-49: 0.986; 2049-50: 0.985
41BL | Total Resource Zone Population | sum (37BL:40BL) | 000's | 2 | 2019-20: 32.064; 2020-21: 32.234; 2021-22: 32.648; 2022-23: 32.832; 2023-24: 33.044; 2024-25: 33.272; 2025-26: 33.957; 2026-27: 34.32; 2027-28: 34.55; 2028-29: 34.831; 2029-30: 35.007; 2030-31: 35.188; 2031-32: 35.4; 2032-33: 35.594; 2033-34: 35.796; 2034-35: 35.992; 2035-36: 36.178; 2036-37: 36.347; 2037-38: 36.534; 2038-39: 36.702; 2039-40: 36.908; 2040-41: 37.089; 2041-42: 37.274; 2042-43: 37.459; 2043-44: 37.645; 2044-45: 37.824; 2045-46: 37.986; 2046-47: 38.143; 2047-48: 38.3; 2048-49: 38.453; 2049-50: 38.602
42BL | Average household occupancy rate (excl. voids) | (39BL + 40BL) / (34BL + 35BL) | h/prop | 1 | 2019-20: 1.8061; 2020-21: 1.8118; 2021-22: 1.8231; 2022-23: 1.8196; 2023-24: 1.8156; 2024-25: 1.8104; 2025-26: 1.8144; 2026-27: 1.8124; 2027-28: 1.809; 2028-29: 1.8063; 2029-30: 1.8015; 2030-31: 1.7967; 2031-32: 1.7934; 2032-33: 1.7895; 2033-34: 1.7869; 2034-35: 1.7841; 2035-36: 1.7809; 2036-37: 1.7773; 2037-38: 1.7747; 2038-39: 1.7716; 2039-40: 1.7709; 2040-41: 1.7692; 2041-42: 1.768; 2042-43: 1.7672; 2043-44: 1.7667; 2044-45: 1.7662; 2045-46: 1.7654; 2046-47: 1.7648; 2047-48: 1.7644; 2048-49: 1.7643; 2049-50: 1.7644
43BL | Total Household Metering penetration (excl. voids) | 34BL / (34BL + 35BL) | % | 1 | 2019-20: 90.74%; 2020-21: 91.18%; 2021-22: 91.61%; 2022-23: 92.1%; 2023-24: 92.56%; 2024-25: 93.02%; 2025-26: 93.46%; 2026-27: 93.84%; 2027-28: 94.18%; 2028-29: 94.52%; 2029-30: 94.82%; 2030-31: 95.11%; 2031-32: 95.39%; 2032-33: 95.65%; 2033-34: 95.9%; 2034-35: 96.14%; 2035-36: 96.37%; 2036-37: 96.59%; 2037-38: 96.79%; 2038-39: 96.99%; 2039-40: 97.18%; 2040-41: 97.36%; 2041-42: 97.53%; 2042-43: 97.69%; 2043-44: 97.84%; 2044-45: 97.99%; 2045-46: 98.07%; 2046-47: 98.14%; 2047-48: 98.21%; 2048-49: 98.28%; 2049-50: 98.29%
44BL | Total Household Metering penetration (incl. voids) | (34BL) / (34BL + 34.7BL + 35BL + 35.1BL) | % | 1 | 2019-20: 89.29%; 2020-21: 89.71%; 2021-22: 90.13%; 2022-23: 90.6%; 2023-24: 91.06%; 2024-25: 91.52%; 2025-26: 91.97%; 2026-27: 92.34%; 2027-28: 92.69%; 2028-29: 93.01%; 2029-30: 93.31%; 2030-31: 93.6%; 2031-32: 93.87%; 2032-33: 94.13%; 2033-34: 94.38%; 2034-35: 94.61%; 2035-36: 94.84%; 2036-37: 95.05%; 2037-38: 95.25%; 2038-39: 95.44%; 2039-40: 95.63%; 2040-41: 95.81%; 2041-42: 95.97%; 2042-43: 96.13%; 2043-44: 96.28%; 2044-45: 96.42%; 2045-46: 96.5%; 2046-47: 96.57%; 2047-48: 96.64%; 2048-49: 96.71%; 2049-50: 96.72%
45BL | Distribution input | sum (12BL:15BL) +21BL + 22BL + 27BL + 28BL | Ml/d | 2 | 2019-20: 7.34; 2020-21: 7.25; 2021-22: 7.19; 2022-23: 7.16; 2023-24: 7.1; 2024-25: 6.98; 2025-26: 7.04; 2026-27: 7.05; 2027-28: 7.05; 2028-29: 7.05; 2029-30: 7.05; 2030-31: 7.04; 2031-32: 7.05; 2032-33: 7.08; 2033-34: 7.12; 2034-35: 7.13; 2035-36: 7.17; 2036-37: 7.19; 2037-38: 7.23; 2038-39: 7.28; 2039-40: 7.31; 2040-41: 7.34; 2041-42: 7.37; 2042-43: 7.4; 2043-44: 7.43; 2044-45: 7.45; 2045-46: 7.48; 2046-47: 7.5; 2047-48: 7.53; 2048-49: 7.55; 2049-50: 7.57
46BL | Target headroom (climate change component) | Input | Ml/d | 2 | 2019-20: 0.00015537; 2020-21: 0.00015537; 2021-22: 0.00015537; 2022-23: 0.00015537; 2023-24: 0.00015537; 2024-25: 0.00015537; 2025-26: 0.00015537; 2026-27: 0.00048327; 2027-28: 0.00051402; 2028-29: 0.00064854; 2029-30: 0.00024137; 2030-31: 0.0013026; 2031-32: -3.2294e-05; 2032-33: 0.00030423; 2033-34: 0.00078447; 2034-35: 0.0017591; 2035-36: 0.0015979; 2036-37: 0.0017069; 2037-38: 0.0021911; 2038-39: 0.0021492; 2039-40: 0; 2040-41: 0; 2041-42: 0; 2042-43: 0; 2043-44: 0; 2044-45: 0; 2045-46: 0; 2046-47: 0; 2047-48: 0; 2048-49: 0; 2049-50: 0
47BL | Target headroom (All other components) | Input | Ml/d | 2 | 2019-20: 0.34414; 2020-21: 0.34414; 2021-22: 0.34414; 2022-23: 0.34414; 2023-24: 0.34414; 2024-25: 0.34414; 2025-26: 0.34414; 2026-27: 0.33385; 2027-28: 0.32982; 2028-29: 0.41968; 2029-30: 0.43153; 2030-31: 0.44798; 2031-32: 0.46892; 2032-33: 0.47958; 2033-34: 0.47789; 2034-35: 0.50363; 2035-36: 0.39668; 2036-37: 0.35782; 2037-38: 0.37003; 2038-39: 0.3933; 2039-40: 0.30794; 2040-41: 0.31614; 2041-42: 0.32398; 2042-43: 0.32966; 2043-44: 0.34383; 2044-45: 0.35145; 2045-46: 0.29759; 2046-47: 0.29724; 2047-48: 0.29729; 2048-49: 0.30022; 2049-50: 0.29922
48BL | Target Headroom | 46BL + 47BL | Ml/d | 2 | 2019-20: 0.3443; 2020-21: 0.3443; 2021-22: 0.3443; 2022-23: 0.3443; 2023-24: 0.3443; 2024-25: 0.3443; 2025-26: 0.3443; 2026-27: 0.33434; 2027-28: 0.33033; 2028-29: 0.42033; 2029-30: 0.43177; 2030-31: 0.44928; 2031-32: 0.46888; 2032-33: 0.47989; 2033-34: 0.47868; 2034-35: 0.50538; 2035-36: 0.39828; 2036-37: 0.35953; 2037-38: 0.37222; 2038-39: 0.39545; 2039-40: 0.30794; 2040-41: 0.31614; 2041-42: 0.32398; 2042-43: 0.32966; 2043-44: 0.34383; 2044-45: 0.35145; 2045-46: 0.29759; 2046-47: 0.29724; 2047-48: 0.29729; 2048-49: 0.30022; 2049-50: 0.29922
49BL | Available Headroom | 11BL - 45BL | Ml/d | 2 | 2019-20: 3.78; 2020-21: 3.87; 2021-22: 3.93; 2022-23: 3.96; 2023-24: 4.02; 2024-25: 4.14; 2025-26: 2.561; 2026-27: 2.551; 2027-28: 2.551; 2028-29: 2.551; 2029-30: 2.551; 2030-31: 0.46; 2031-32: 0.47; 2032-33: 0.48; 2033-34: 0.47; 2034-35: 0.52; 2035-36: 0.4; 2036-37: 0.37; 2037-38: 0.38; 2038-39: 0.4; 2039-40: 0.31; 2040-41: 0.32; 2041-42: 0.32; 2042-43: 0.33; 2043-44: 0.33; 2044-45: 0.35; 2045-46: 0.29; 2046-47: 0.3; 2047-48: 0.29; 2048-49: 0.3; 2049-50: 0.3
49.1BL | Available non-potable balance (if applicable) | 1.1BL -12.1BL | Ml/d | 2 | 2019-20: 0; 2020-21: 0; 2021-22: 0; 2022-23: 0; 2023-24: 0; 2024-25: 0; 2025-26: 0; 2026-27: 0; 2027-28: 0; 2028-29: 0; 2029-30: 0; 2030-31: 0; 2031-32: 0; 2032-33: 0; 2033-34: 0; 2034-35: 0; 2035-36: 0; 2036-37: 0; 2037-38: 0; 2038-39: 0; 2039-40: 0; 2040-41: 0; 2041-42: 0; 2042-43: 0; 2043-44: 0; 2044-45: 0; 2045-46: 0; 2046-47: 0; 2047-48: 0; 2048-49: 0; 2049-50: 0
50BL | Supply Demand Balance | 49BL - 48BL | Ml/d | 2 | 2019-20: 3.4357; 2020-21: 3.5257; 2021-22: 3.5857; 2022-23: 3.6157; 2023-24: 3.6757; 2024-25: 3.7957; 2025-26: 2.2167; 2026-27: 2.2167; 2027-28: 2.2207; 2028-29: 2.1307; 2029-30: 2.1192; 2030-31: 0.010719; 2031-32: 0.0011171; 2032-33: 0.00011346; 2033-34: -0.0086792; 2034-35: 0.014615; 2035-36: 0.0017247; 2036-37: 0.010475; 2037-38: 0.0077791; 2038-39: 0.0045548; 2039-40: 0.0020637; 2040-41: 0.0038596; 2041-42: -0.0039844; 2042-43: 0.00034461; 2043-44: -0.013826; 2044-45: -0.0014509; 2045-46: -0.007588; 2046-47: 0.0027636; 2047-48: -0.0072899; 2048-49: -0.00022346; 2049-50: 0.00077551
Table 3b: DYAA - Final plan Options | Back to top of sheet |  |  |  | 2019-20: 0.1
WRMP24 reference | Option type | Cat ID | Unit | Decimal places | 2019-20 | 2020-21 | 2021-22 | 2022-23 | 2023-24 | 2024-25 | 2025-26 | 2026-27 | 2027-28 | 2028-29 | 2029-30 | 2030-31 | 2031-32 | 2032-33 | 2033-34 | 2034-35 | 2035-36 | 2036-37 | 2037-38 | 2038-39 | 2039-40 | 2040-41 | 2041-42 | 2042-43 | 2043-44 | 2044-45 | 2045-46 | 2046-47 | 2047-48 | 2048-49 | 2049-50 | 2050-51 | 2051-52 | 2052-53 | 2053-54 | 2054-55 | 2055-56 | 2056-57 | 2057-58 | 2058-59 | 2059-60 | 2060-61 | 2061-62 | 2062-63 | 2063-64 | 2064-65 | 2065-66 | 2066-67 | 2067-68 | 2068-69 | 2069-70 | 2070-71 | 2071-72 | 2072-73 | 2073-74 | 2074-75 | 2075-76 | 2076-77 | 2077-78 | 2078-79 | 2079-80 | 2080-81 | 2081-82 | 2082-83 | 2083-84 | 2084-85 | 2085-86 | 2086-87 | 2087-88 | 2088-89 | 2089-90 | 2090-91 | 2091-92 | 2092-93 | 2093-94 | 2094-95 | 2095-96 | 2096-97 | 2097-98 | 2098-99 | 2099-100
1.11FP | Non potable supplies input reductions as -ve and increases as +ve | RSNPS | Ml/d | 2 | 0.1 2019-20: 0; 0.1 2020-21: 0; 0.1 2021-22: 0; 0.1 2022-23: 0; 0.1 2023-24: 0; 0.1 2024-25: 0; 0.1 2025-26: 0; 0.1 2026-27: 0; 0.1 2027-28: 0; 0.1 2028-29: 0; 0.1 2029-30: 0; 0.1 2030-31: 0; 0.1 2031-32: 0; 0.1 2032-33: 0; 0.1 2033-34: 0; 0.1 2034-35: 0; 0.1 2035-36: 0; 0.1 2036-37: 0; 0.1 2037-38: 0; 0.1 2038-39: 0; 0.1 2039-40: 0; 0.1 2040-41: 0; 0.1 2041-42: 0; 0.1 2042-43: 0; 0.1 2043-44: 0; 0.1 2044-45: 0; 0.1 2045-46: 0; 0.1 2046-47: 0; 0.1 2047-48: 0; 0.1 2048-49: 0; 0.1 2049-50: 0
2.1FP | Raw water imports input reductions as -ve | RSRWI | Ml/d | 2 | 0.1 2019-20: 0; 0.1 2020-21: 0; 0.1 2021-22: 0; 0.1 2022-23: 0; 0.1 2023-24: 0; 0.1 2024-25: 0; 0.1 2025-26: 0; 0.1 2026-27: 0; 0.1 2027-28: 0; 0.1 2028-29: 0; 0.1 2029-30: 0; 0.1 2030-31: 0; 0.1 2031-32: 0; 0.1 2032-33: 0; 0.1 2033-34: 0; 0.1 2034-35: 0; 0.1 2035-36: 0; 0.1 2036-37: 0; 0.1 2037-38: 0; 0.1 2038-39: 0; 0.1 2039-40: 0; 0.1 2040-41: 0; 0.1 2041-42: 0; 0.1 2042-43: 0; 0.1 2043-44: 0; 0.1 2044-45: 0; 0.1 2045-46: 0; 0.1 2046-47: 0; 0.1 2047-48: 0; 0.1 2048-49: 0; 0.1 2049-50: 0
3.1FP | Potable water imports input reductions as -ve | RSPWI | Ml/d | 2 | 0.1 2019-20: 0; 0.1 2020-21: 0; 0.1 2021-22: 0; 0.1 2022-23: 0; 0.1 2023-24: 0; 0.1 2024-25: 0; 0.1 2025-26: 0; 0.1 2026-27: 0; 0.1 2027-28: 0; 0.1 2028-29: 0; 0.1 2029-30: 0; 0.1 2030-31: -0.399; 0.1 2031-32: -0.419; 0.1 2032-33: 0.51; 0.1 2033-34: 0.48; 0.1 2034-35: 0.41; 0.1 2035-36: 0.35; 0.1 2036-37: 0.28; 0.1 2037-38: 0.22; 0.1 2038-39: 0.16; 0.1 2039-40: 0.1; 0.1 2040-41: 3.21; 0.1 2041-42: 2.9; 0.1 2042-43: 2.54; 0.1 2043-44: 2.17; 0.1 2044-45: 2.27; 0.1 2045-46: 1.36; 0.1 2046-47: 1.54; 0.1 2047-48: 1.62; 0.1 2048-49: 1.7; 0.1 2049-50: 1.68
4.1FP | Raw water exports input reductions as +ve and increases as -ve | RSRWE | Ml/d | 2 | 0.1 2019-20: 0; 0.1 2020-21: 0; 0.1 2021-22: 0; 0.1 2022-23: 0; 0.1 2023-24: 0; 0.1 2024-25: 0; 0.1 2025-26: 0; 0.1 2026-27: 0; 0.1 2027-28: 0; 0.1 2028-29: 0; 0.1 2029-30: 0; 0.1 2030-31: 0; 0.1 2031-32: 0; 0.1 2032-33: 0; 0.1 2033-34: 0; 0.1 2034-35: 0; 0.1 2035-36: 0; 0.1 2036-37: 0; 0.1 2037-38: 0; 0.1 2038-39: 0; 0.1 2039-40: 0; 0.1 2040-41: 0; 0.1 2041-42: 0; 0.1 2042-43: 0; 0.1 2043-44: 0; 0.1 2044-45: 0; 0.1 2045-46: 0; 0.1 2046-47: 0; 0.1 2047-48: 0; 0.1 2048-49: 0; 0.1 2049-50: 0
5.1FP | Potable water exports input reductions as +ve and increases as -ve | RSPWE | Ml/d | 2 | 0.1 2019-20: 0; 0.1 2020-21: 0; 0.1 2021-22: 0; 0.1 2022-23: 0; 0.1 2023-24: 0; 0.1 2024-25: 0; 0.1 2025-26: 0; 0.1 2026-27: 0; 0.1 2027-28: 0; 0.1 2028-29: 0; 0.1 2029-30: 0; 0.1 2030-31: -2.381; 0.1 2031-32: -2.401; 0.1 2032-33: -0.87; 0.1 2033-34: -0.87; 0.1 2034-35: -0.87; 0.1 2035-36: -0.87; 0.1 2036-37: -0.87; 0.1 2037-38: -0.87; 0.1 2038-39: -0.87; 0.1 2039-40: -0.87; 0.1 2040-41: -4.05; 0.1 2041-42: -3.81; 0.1 2042-43: -3.52; 0.1 2043-44: -3.2; 0.1 2044-45: -3.35; 0.1 2045-46: -2.47; 0.1 2046-47: -2.7; 0.1 2047-48: -2.82; 0.1 2048-49: -2.95; 0.1 2049-50: -2.96
6.2FP | DO benefit from increase raw water abstractions | RSRWA | Ml/d | 2 | 0.1 2019-20: 0; 0.1 2020-21: 0; 0.1 2021-22: 0; 0.1 2022-23: 0; 0.1 2023-24: 0; 0.1 2024-25: 0; 0.1 2025-26: 0; 0.1 2026-27: 0; 0.1 2027-28: 0; 0.1 2028-29: 0; 0.1 2029-30: 0; 0.1 2030-31: 0; 0.1 2031-32: 0; 0.1 2032-33: 0; 0.1 2033-34: 0; 0.1 2034-35: 0; 0.1 2035-36: 0; 0.1 2036-37: 0; 0.1 2037-38: 0; 0.1 2038-39: 0; 0.1 2039-40: 0; 0.1 2040-41: 0; 0.1 2041-42: 0; 0.1 2042-43: 0; 0.1 2043-44: 0; 0.1 2044-45: 0; 0.1 2045-46: 0; 0.1 2046-47: 0; 0.1 2047-48: 0; 0.1 2048-49: 0; 0.1 2049-50: 0
6.3FP | Other options to increase deployable output | RSIPO | Ml/d | 2 | 0.1 2019-20: 0; 0.1 2020-21: 0; 0.1 2021-22: 0; 0.1 2022-23: 0; 0.1 2023-24: 0; 0.1 2024-25: 0; 0.1 2025-26: 0; 0.1 2026-27: 0; 0.1 2027-28: 0; 0.1 2028-29: 0; 0.1 2029-30: 0; 0.1 2030-31: 2.5; 0.1 2031-32: 2.5; 0.1 2032-33: 0; 0.1 2033-34: 0; 0.1 2034-35: 0; 0.1 2035-36: 0; 0.1 2036-37: 0; 0.1 2037-38: 0; 0.1 2038-39: 0; 0.1 2039-40: 0; 0.1 2040-41: 0; 0.1 2041-42: 0; 0.1 2042-43: 0; 0.1 2043-44: 0; 0.1 2044-45: 0; 0.1 2045-46: 0; 0.1 2046-47: 0; 0.1 2047-48: 0; 0.1 2048-49: 0; 0.1 2049-50: 0
7.01FP | DO benefit from supply side drought measures | RSDPS | Ml/d | 2 | 0.1 2019-20: 0; 0.1 2020-21: 0; 0.1 2021-22: 0; 0.1 2022-23: 0; 0.1 2023-24: 0; 0.1 2024-25: 0; 0.1 2025-26: 0; 0.1 2026-27: 0; 0.1 2027-28: 0; 0.1 2028-29: 0; 0.1 2029-30: 0; 0.1 2030-31: 0; 0.1 2031-32: 0; 0.1 2032-33: 0; 0.1 2033-34: 0; 0.1 2034-35: 0; 0.1 2035-36: 0; 0.1 2036-37: 0; 0.1 2037-38: 0; 0.1 2038-39: 0; 0.1 2039-40: 0; 0.1 2040-41: 0; 0.1 2041-42: 0; 0.1 2042-43: 0; 0.1 2043-44: 0; 0.1 2044-45: 0; 0.1 2045-46: 0; 0.1 2046-47: 0; 0.1 2047-48: 0; 0.1 2048-49: 0; 0.1 2049-50: 0
7.02FP | Benefit from demand side drought measures | RSDPD | Ml/d | 2 | 0.1 2019-20: 0; 0.1 2020-21: 0; 0.1 2021-22: 0; 0.1 2022-23: 0; 0.1 2023-24: 0; 0.1 2024-25: 0; 0.1 2025-26: 0; 0.1 2026-27: 0; 0.1 2027-28: 0; 0.1 2028-29: 0; 0.1 2029-30: 0; 0.1 2030-31: 0; 0.1 2031-32: 0; 0.1 2032-33: 0; 0.1 2033-34: 0; 0.1 2034-35: 0; 0.1 2035-36: 0; 0.1 2036-37: 0; 0.1 2037-38: 0; 0.1 2038-39: 0; 0.1 2039-40: 0; 0.1 2040-41: 0; 0.1 2041-42: 0; 0.1 2042-43: 0; 0.1 2043-44: 0; 0.1 2044-45: 0; 0.1 2045-46: 0; 0.1 2046-47: 0; 0.1 2047-48: 0; 0.1 2048-49: 0; 0.1 2049-50: 0
8.1FP | Reduce raw water losses and operational use input as -ve | RSLOU | Ml/d | 2 | 0.1 2019-20: 0; 0.1 2020-21: 0; 0.1 2021-22: 0; 0.1 2022-23: 0; 0.1 2023-24: 0; 0.1 2024-25: 0; 0.1 2025-26: 0; 0.1 2026-27: 0; 0.1 2027-28: 0; 0.1 2028-29: 0; 0.1 2029-30: 0; 0.1 2030-31: 0; 0.1 2031-32: 0; 0.1 2032-33: 0; 0.1 2033-34: 0; 0.1 2034-35: 0; 0.1 2035-36: 0; 0.1 2036-37: 0; 0.1 2037-38: 0; 0.1 2038-39: 0; 0.1 2039-40: 0; 0.1 2040-41: 0; 0.1 2041-42: 0; 0.1 2042-43: 0; 0.1 2043-44: 0; 0.1 2044-45: 0; 0.1 2045-46: 0; 0.1 2046-47: 0; 0.1 2047-48: 0; 0.1 2048-49: 0; 0.1 2049-50: 0
8.2FP | Reduce treatment works losses input as -ve | PSTWL | Ml/d | 2 | 0.1 2019-20: 0; 0.1 2020-21: 0; 0.1 2021-22: 0; 0.1 2022-23: 0; 0.1 2023-24: 0; 0.1 2024-25: 0; 0.1 2025-26: 0; 0.1 2026-27: 0; 0.1 2027-28: 0; 0.1 2028-29: 0; 0.1 2029-30: 0; 0.1 2030-31: 0; 0.1 2031-32: 0; 0.1 2032-33: 0; 0.1 2033-34: 0; 0.1 2034-35: 0; 0.1 2035-36: 0; 0.1 2036-37: 0; 0.1 2037-38: 0; 0.1 2038-39: 0; 0.1 2039-40: 0; 0.1 2040-41: 0; 0.1 2041-42: 0; 0.1 2042-43: 0; 0.1 2043-44: 0; 0.1 2044-45: 0; 0.1 2045-46: 0; 0.1 2046-47: 0; 0.1 2047-48: 0; 0.1 2048-49: 0; 0.1 2049-50: 0
9.1FP | Reduce outages input as -ve | PSROU | Ml/d | 2 | 0.1 2019-20: 0; 0.1 2020-21: 0; 0.1 2021-22: 0; 0.1 2022-23: 0; 0.1 2023-24: 0; 0.1 2024-25: 0; 0.1 2025-26: 0; 0.1 2026-27: 0; 0.1 2027-28: 0; 0.1 2028-29: 0; 0.1 2029-30: 0; 0.1 2030-31: 0; 0.1 2031-32: 0; 0.1 2032-33: 0; 0.1 2033-34: 0; 0.1 2034-35: 0; 0.1 2035-36: 0; 0.1 2036-37: 0; 0.1 2037-38: 0; 0.1 2038-39: 0; 0.1 2039-40: 0; 0.1 2040-41: 0; 0.1 2041-42: 0; 0.1 2042-43: 0; 0.1 2043-44: 0; 0.1 2044-45: 0; 0.1 2045-46: 0; 0.1 2046-47: 0; 0.1 2047-48: 0; 0.1 2048-49: 0; 0.1 2049-50: 0
12.2FP | Change volume delivered to measured non households input reductions as -ve, line to include both measured non-household consumption and USPL options | CVMNH | Ml/d | 2 | 0.1 2019-20: 0; 0.1 2020-21: 0; 0.1 2021-22: 0; 0.1 2022-23: 0; 0.1 2023-24: 0; 0.1 2024-25: 0; 0.1 2025-26: -0.02; 0.1 2026-27: -0.04; 0.1 2027-28: -0.06; 0.1 2028-29: -0.08; 0.1 2029-30: -0.1; 0.1 2030-31: -0.11; 0.1 2031-32: -0.13; 0.1 2032-33: -0.15; 0.1 2033-34: -0.17; 0.1 2034-35: -0.18; 0.1 2035-36: -0.2; 0.1 2036-37: -0.22; 0.1 2037-38: -0.24; 0.1 2038-39: -0.26; 0.1 2039-40: -0.28; 0.1 2040-41: -0.3; 0.1 2041-42: -0.32; 0.1 2042-43: -0.34; 0.1 2043-44: -0.36; 0.1 2044-45: -0.38; 0.1 2045-46: -0.4; 0.1 2046-47: -0.42; 0.1 2047-48: -0.44; 0.1 2048-49: -0.46; 0.1 2049-50: -0.48
13.1FP | Change volume delivered to unmeasured non households input reductions as -ve, line to include both unmeasured non-household consumption and USPL options | CVUNH | Ml/d | 2 | 0.1 2019-20: 0; 0.1 2020-21: 0; 0.1 2021-22: 0; 0.1 2022-23: 0; 0.1 2023-24: 0; 0.1 2024-25: 0; 0.1 2025-26: 0; 0.1 2026-27: 0; 0.1 2027-28: 0; 0.1 2028-29: 0; 0.1 2029-30: 0; 0.1 2030-31: 0; 0.1 2031-32: 0; 0.1 2032-33: 0; 0.1 2033-34: 0; 0.1 2034-35: 0; 0.1 2035-36: 0; 0.1 2036-37: 0; 0.1 2037-38: 0; 0.1 2038-39: 0; 0.1 2039-40: 0; 0.1 2040-41: 0; 0.1 2041-42: 0; 0.1 2042-43: 0; 0.1 2043-44: 0; 0.1 2044-45: 0; 0.1 2045-46: 0; 0.1 2046-47: 0; 0.1 2047-48: 0; 0.1 2048-49: 0; 0.1 2049-50: 0
14.1FP | Change volume delivered to measured households input reductions as -ve, line to include both measured household consumption and USPL options | CVMHH | Ml/d | 2 | 0.1 2019-20: 0; 0.1 2020-21: 0; 0.1 2021-22: 0; 0.1 2022-23: 0; 0.1 2023-24: 0; 0.1 2024-25: 0; 0.1 2025-26: -0.06; 0.1 2026-27: -0.07; 0.1 2027-28: -0.09; 0.1 2028-29: -0.11; 0.1 2029-30: -0.14; 0.1 2030-31: -0.16; 0.1 2031-32: -0.19; 0.1 2032-33: -0.21; 0.1 2033-34: -0.23; 0.1 2034-35: -0.27; 0.1 2035-36: -0.32; 0.1 2036-37: -0.36; 0.1 2037-38: -0.4; 0.1 2038-39: -0.45; 0.1 2039-40: -0.49; 0.1 2040-41: -0.54; 0.1 2041-42: -0.58; 0.1 2042-43: -0.63; 0.1 2043-44: -0.67; 0.1 2044-45: -0.69; 0.1 2045-46: -0.71; 0.1 2046-47: -0.73; 0.1 2047-48: -0.75; 0.1 2048-49: -0.77; 0.1 2049-50: -0.78
15.1FP | Change volume delivered to unmeasured households input reductions as -ve, line to include both unmeasured household consumption and USPL options | CVUHH | Ml/d | 2 | 0.1 2019-20: 0; 0.1 2020-21: 0; 0.1 2021-22: 0; 0.1 2022-23: 0; 0.1 2023-24: 0; 0.1 2024-25: 0; 0.1 2025-26: 0; 0.1 2026-27: 0; 0.1 2027-28: 0; 0.1 2028-29: 0; 0.1 2029-30: 0; 0.1 2030-31: 0; 0.1 2031-32: 0; 0.1 2032-33: 0; 0.1 2033-34: 0; 0.1 2034-35: 0; 0.1 2035-36: 0; 0.1 2036-37: 0; 0.1 2037-38: 0; 0.1 2038-39: 0; 0.1 2039-40: 0; 0.1 2040-41: 0; 0.1 2041-42: 0; 0.1 2042-43: 0; 0.1 2043-44: 0; 0.1 2044-45: 0; 0.1 2045-46: 0; 0.1 2046-47: 0; 0.1 2047-48: 0; 0.1 2048-49: 0; 0.1 2049-50: 0
21.1FP | Options to reduce water taken unbilled input as -ve | CSWTU | Ml/d | 2 | 0.1 2019-20: 0; 0.1 2020-21: 0; 0.1 2021-22: 0; 0.1 2022-23: 0; 0.1 2023-24: 0; 0.1 2024-25: 0; 0.1 2025-26: 0; 0.1 2026-27: 0; 0.1 2027-28: 0; 0.1 2028-29: 0; 0.1 2029-30: 0; 0.1 2030-31: 0; 0.1 2031-32: 0; 0.1 2032-33: 0; 0.1 2033-34: 0; 0.1 2034-35: 0; 0.1 2035-36: 0; 0.1 2036-37: 0; 0.1 2037-38: 0; 0.1 2038-39: 0; 0.1 2039-40: 0; 0.1 2040-41: 0; 0.1 2041-42: 0; 0.1 2042-43: 0; 0.1 2043-44: 0; 0.1 2044-45: 0; 0.1 2045-46: 0; 0.1 2046-47: 0; 0.1 2047-48: 0; 0.1 2048-49: 0; 0.1 2049-50: 0
22.1FP | Reduce distribution system operational use (DSOU) input as -ve | DSDOU | Ml/d | 2 | 0.1 2019-20: 0; 0.1 2020-21: 0; 0.1 2021-22: 0; 0.1 2022-23: 0; 0.1 2023-24: 0; 0.1 2024-25: 0; 0.1 2025-26: 0; 0.1 2026-27: 0; 0.1 2027-28: 0; 0.1 2028-29: 0; 0.1 2029-30: 0; 0.1 2030-31: 0; 0.1 2031-32: 0; 0.1 2032-33: 0; 0.1 2033-34: 0; 0.1 2034-35: 0; 0.1 2035-36: 0; 0.1 2036-37: 0; 0.1 2037-38: 0; 0.1 2038-39: 0; 0.1 2039-40: 0; 0.1 2040-41: 0; 0.1 2041-42: 0; 0.1 2042-43: 0; 0.1 2043-44: 0; 0.1 2044-45: 0; 0.1 2045-46: 0; 0.1 2046-47: 0; 0.1 2047-48: 0; 0.1 2048-49: 0; 0.1 2049-50: 0
23.1FP | Options impacting on measured Non Household - USPL input reductions as -ve | CUMNH | Ml/d | 2 | 0.1 2019-20: 0; 0.1 2020-21: 0; 0.1 2021-22: 0; 0.1 2022-23: 0; 0.1 2023-24: 0; 0.1 2024-25: 0; 0.1 2025-26: 0; 0.1 2026-27: 0; 0.1 2027-28: 0; 0.1 2028-29: 0; 0.1 2029-30: 0; 0.1 2030-31: 0; 0.1 2031-32: 0; 0.1 2032-33: 0; 0.1 2033-34: 0; 0.1 2034-35: 0; 0.1 2035-36: 0; 0.1 2036-37: 0; 0.1 2037-38: 0; 0.1 2038-39: 0; 0.1 2039-40: 0; 0.1 2040-41: 0; 0.1 2041-42: 0; 0.1 2042-43: 0; 0.1 2043-44: 0; 0.1 2044-45: 0; 0.1 2045-46: -0.01; 0.1 2046-47: -0.01; 0.1 2047-48: -0.01; 0.1 2048-49: -0.01; 0.1 2049-50: -0.01
24.1FP | Options impacting on unmeasured Non Household - USPL input reductions as -ve | CUUNH | Ml/d | 2 | 0.1 2019-20: 0; 0.1 2020-21: 0; 0.1 2021-22: 0; 0.1 2022-23: 0; 0.1 2023-24: 0; 0.1 2024-25: 0; 0.1 2025-26: 0; 0.1 2026-27: 0; 0.1 2027-28: 0; 0.1 2028-29: 0; 0.1 2029-30: 0; 0.1 2030-31: 0; 0.1 2031-32: 0; 0.1 2032-33: 0; 0.1 2033-34: 0; 0.1 2034-35: 0; 0.1 2035-36: 0; 0.1 2036-37: 0; 0.1 2037-38: 0; 0.1 2038-39: 0; 0.1 2039-40: 0; 0.1 2040-41: 0; 0.1 2041-42: 0; 0.1 2042-43: 0; 0.1 2043-44: 0; 0.1 2044-45: 0; 0.1 2045-46: 0; 0.1 2046-47: 0; 0.1 2047-48: 0; 0.1 2048-49: 0; 0.1 2049-50: 0
25.1FP | Options impacting on measured Household - USPL input reductions as -ve | CUMHH | Ml/d | 2 | 0.1 2019-20: 0; 0.1 2020-21: 0; 0.1 2021-22: 0; 0.1 2022-23: 0; 0.1 2023-24: 0; 0.1 2024-25: 0; 0.1 2025-26: -0.03; 0.1 2026-27: -0.03; 0.1 2027-28: -0.03; 0.1 2028-29: -0.03; 0.1 2029-30: -0.03; 0.1 2030-31: -0.03; 0.1 2031-32: -0.04; 0.1 2032-33: -0.04; 0.1 2033-34: -0.04; 0.1 2034-35: -0.04; 0.1 2035-36: -0.04; 0.1 2036-37: -0.04; 0.1 2037-38: -0.04; 0.1 2038-39: -0.04; 0.1 2039-40: -0.04; 0.1 2040-41: -0.04; 0.1 2041-42: -0.04; 0.1 2042-43: -0.05; 0.1 2043-44: -0.05; 0.1 2044-45: -0.05; 0.1 2045-46: -0.05; 0.1 2046-47: -0.05; 0.1 2047-48: -0.05; 0.1 2048-49: -0.05; 0.1 2049-50: -0.05
26.1FP | Options impacting on unmeasured Household - USPL input reductions as -ve | CUUHH | Ml/d | 2 | 0.1 2019-20: 0; 0.1 2020-21: 0; 0.1 2021-22: 0; 0.1 2022-23: 0; 0.1 2023-24: 0; 0.1 2024-25: 0; 0.1 2025-26: 0; 0.1 2026-27: 0; 0.1 2027-28: 0; 0.1 2028-29: 0; 0.1 2029-30: 0; 0.1 2030-31: 0; 0.1 2031-32: 0; 0.1 2032-33: 0; 0.1 2033-34: 0; 0.1 2034-35: 0; 0.1 2035-36: 0; 0.1 2036-37: 0; 0.1 2037-38: 0; 0.1 2038-39: 0; 0.1 2039-40: 0; 0.1 2040-41: 0; 0.1 2041-42: 0; 0.1 2042-43: 0; 0.1 2043-44: 0; 0.1 2044-45: 0; 0.1 2045-46: 0; 0.1 2046-47: 0; 0.1 2047-48: 0; 0.1 2048-49: 0; 0.1 2049-50: 0
27.1FP | Options impacting on Void properties - USPL input reductions as -ve | CUVPP | Ml/d | 2 | 0.1 2019-20: 0; 0.1 2020-21: 0; 0.1 2021-22: 0; 0.1 2022-23: 0; 0.1 2023-24: 0; 0.1 2024-25: 0; 0.1 2025-26: 0; 0.1 2026-27: 0; 0.1 2027-28: 0; 0.1 2028-29: 0; 0.1 2029-30: 0; 0.1 2030-31: 0; 0.1 2031-32: 0; 0.1 2032-33: 0; 0.1 2033-34: 0; 0.1 2034-35: 0; 0.1 2035-36: 0; 0.1 2036-37: 0; 0.1 2037-38: 0; 0.1 2038-39: 0; 0.1 2039-40: 0; 0.1 2040-41: 0; 0.1 2041-42: 0; 0.1 2042-43: 0; 0.1 2043-44: 0; 0.1 2044-45: 0; 0.1 2045-46: 0; 0.1 2046-47: 0; 0.1 2047-48: 0; 0.1 2048-49: 0; 0.1 2049-50: 0
28.1FP | Reduce distribution losses input as -ve | DSRDL | Ml/d | 2 | 0.1 2019-20: 0; 0.1 2020-21: 0; 0.1 2021-22: 0; 0.1 2022-23: 0; 0.1 2023-24: 0; 0.1 2024-25: 0; 0.1 2025-26: 0; 0.1 2026-27: 0; 0.1 2027-28: 0; 0.1 2028-29: 0; 0.1 2029-30: 0; 0.1 2030-31: 0; 0.1 2031-32: 0; 0.1 2032-33: 0; 0.1 2033-34: 0; 0.1 2034-35: 0; 0.1 2035-36: 0; 0.1 2036-37: 0; 0.1 2037-38: 0; 0.1 2038-39: 0; 0.1 2039-40: 0; 0.1 2040-41: 0; 0.1 2041-42: -0.01; 0.1 2042-43: -0.01; 0.1 2043-44: -0.01; 0.1 2044-45: -0.01; 0.1 2045-46: -0.01; 0.1 2046-47: -0.01; 0.1 2047-48: -0.02; 0.1 2048-49: -0.02; 0.1 2049-50: -0.02
Table 3c: DYAA - Final plan | Back to top of sheet
WRMP24 reference | Component | Derivation | Unit | Decimal places | 2019-20 | 2020-21 | 2021-22 | 2022-23 | 2023-24 | 2024-25 | 2025-26 | 2026-27 | 2027-28 | 2028-29 | 2029-30 | 2030-31 | 2031-32 | 2032-33 | 2033-34 | 2034-35 | 2035-36 | 2036-37 | 2037-38 | 2038-39 | 2039-40 | 2040-41 | 2041-42 | 2042-43 | 2043-44 | 2044-45 | 2045-46 | 2046-47 | 2047-48 | 2048-49 | 2049-50 | 2050-51 | 2051-52 | 2052-53 | 2053-54 | 2054-55 | 2055-56 | 2056-57 | 2057-58 | 2058-59 | 2059-60 | 2060-61 | 2061-62 | 2062-63 | 2063-64 | 2064-65 | 2065-66 | 2066-67 | 2067-68 | 2068-69 | 2069-70 | 2070-71 | 2071-72 | 2072-73 | 2073-74 | 2074-75 | 2075-76 | 2076-77 | 2077-78 | 2078-79 | 2079-80 | 2080-81 | 2081-82 | 2082-83 | 2083-84 | 2084-85 | 2085-86 | 2086-87 | 2087-88 | 2088-89 | 2089-90 | 2090-91 | 2091-92 | 2092-93 | 2093-94 | 2094-95 | 2095-96 | 2096-97 | 2097-98 | 2098-99 | 2099-100
1FP | Raw water abstracted | Input | Ml/d | 2 | 2019-20: 0; 2020-21: 0; 2021-22: 0; 2022-23: 0; 2023-24: 0; 2024-25: 0; 2025-26: 0; 2026-27: 0; 2027-28: 0; 2028-29: 0; 2029-30: 0; 2030-31: 0; 2031-32: 0; 2032-33: 0; 2033-34: 0; 2034-35: 0; 2035-36: 0; 2036-37: 0; 2037-38: 0; 2038-39: 0; 2039-40: 0; 2040-41: 0; 2041-42: 0; 2042-43: 0; 2043-44: 0; 2044-45: 0; 2045-46: 0; 2046-47: 0; 2047-48: 0; 2048-49: 0; 2049-50: 0
1.1FP | Non-potable water supplies | 1.1BL + 1.11FP | Ml/d | 2 | 2019-20: 0; 2020-21: 0; 2021-22: 0; 2022-23: 0; 2023-24: 0; 2024-25: 0; 2025-26: 0; 2026-27: 0; 2027-28: 0; 2028-29: 0; 2029-30: 0; 2030-31: 0; 2031-32: 0; 2032-33: 0; 2033-34: 0; 2034-35: 0; 2035-36: 0; 2036-37: 0; 2037-38: 0; 2038-39: 0; 2039-40: 0; 2040-41: 0; 2041-42: 0; 2042-43: 0; 2043-44: 0; 2044-45: 0; 2045-46: 0; 2046-47: 0; 2047-48: 0; 2048-49: 0; 2049-50: 0
2FP | Raw water imported | 2BL + 2.1FP | Ml/d | 2 | 2019-20: 0; 2020-21: 0; 2021-22: 0; 2022-23: 0; 2023-24: 0; 2024-25: 0; 2025-26: 0; 2026-27: 0; 2027-28: 0; 2028-29: 0; 2029-30: 0; 2030-31: 0; 2031-32: 0; 2032-33: 0; 2033-34: 0; 2034-35: 0; 2035-36: 0; 2036-37: 0; 2037-38: 0; 2038-39: 0; 2039-40: 0; 2040-41: 0; 2041-42: 0; 2042-43: 0; 2043-44: 0; 2044-45: 0; 2045-46: 0; 2046-47: 0; 2047-48: 0; 2048-49: 0; 2049-50: 0
3FP | Potable water imported | 3BL + 3.1FP | Ml/d | 2 | 2019-20: 0; 2020-21: 0; 2021-22: 0; 2022-23: 0; 2023-24: 0; 2024-25: 0; 2025-26: 0.001; 2026-27: 0.001; 2027-28: 0.001; 2028-29: 0.001; 2029-30: 0.001; 2030-31: 0.001; 2031-32: 0.001; 2032-33: 0.97; 2033-34: 0.97; 2034-35: 0.96; 2035-36: 0.8; 2036-37: 0.9; 2037-38: 0.89; 2038-39: 0.9; 2039-40: 0.78; 2040-41: 3.93; 2041-42: 3.65; 2042-43: 3.33; 2043-44: 2.99; 2044-45: 3.13; 2045-46: 2.19; 2046-47: 2.4; 2047-48: 2.5; 2048-49: 2.61; 2049-50: 2.61
4FP | Raw water exported enter as -ve | 4BL + 4.1FP | Ml/d | 2 | 2019-20: 0; 2020-21: 0; 2021-22: 0; 2022-23: 0; 2023-24: 0; 2024-25: 0; 2025-26: 0; 2026-27: 0; 2027-28: 0; 2028-29: 0; 2029-30: 0; 2030-31: 0; 2031-32: 0; 2032-33: 0; 2033-34: 0; 2034-35: 0; 2035-36: 0; 2036-37: 0; 2037-38: 0; 2038-39: 0; 2039-40: 0; 2040-41: 0; 2041-42: 0; 2042-43: 0; 2043-44: 0; 2044-45: 0; 2045-46: 0; 2046-47: 0; 2047-48: 0; 2048-49: 0; 2049-50: 0
5FP | Potable water exported enter as -ve | 5BL + 5.1FP | Ml/d | 2 | 2019-20: 0; 2020-21: 0; 2021-22: 0; 2022-23: 0; 2023-24: 0; 2024-25: 0; 2025-26: 0; 2026-27: 0; 2027-28: 0; 2028-29: 0; 2029-30: 0; 2030-31: -2.381; 2031-32: -2.401; 2032-33: -0.87; 2033-34: -0.87; 2034-35: -0.87; 2035-36: -0.87; 2036-37: -0.87; 2037-38: -0.87; 2038-39: -0.87; 2039-40: -0.87; 2040-41: -4.05; 2041-42: -3.81; 2042-43: -3.52; 2043-44: -3.2; 2044-45: -3.35; 2045-46: -2.47; 2046-47: -2.7; 2047-48: -2.82; 2048-49: -2.95; 2049-50: -2.96
6.1FP | Deployable Output post forecast changes | 6.1BL + 6.2FP + 6.3FP +7.01FP +7.02FP | Ml/d | 2 | 2019-20: 11.27; 2020-21: 11.27; 2021-22: 11.27; 2022-23: 11.27; 2023-24: 11.27; 2024-25: 11.27; 2025-26: 9.75; 2026-27: 9.75; 2027-28: 9.75; 2028-29: 9.75; 2029-30: 9.75; 2030-31: 9.75; 2031-32: 9.75; 2032-33: 7.25; 2033-34: 7.25; 2034-35: 7.25; 2035-36: 7.25; 2036-37: 7.07; 2037-38: 7.07; 2038-39: 7.07; 2039-40: 7.07; 2040-41: 7.07; 2041-42: 7.07; 2042-43: 7.07; 2043-44: 7.07; 2044-45: 7.07; 2045-46: 7.07; 2046-47: 7.07; 2047-48: 7.07; 2048-49: 7.07; 2049-50: 7.07
8FP | Raw water losses, treatment works losses and operational use | 8BL + 8.1FP + 8.2FP | Ml/d | 2 | 2019-20: 0.09; 2020-21: 0.09; 2021-22: 0.09; 2022-23: 0.09; 2023-24: 0.09; 2024-25: 0.09; 2025-26: 0.09; 2026-27: 0.09; 2027-28: 0.09; 2028-29: 0.09; 2029-30: 0.09; 2030-31: 0.09; 2031-32: 0.09; 2032-33: 0.09; 2033-34: 0.09; 2034-35: 0.09; 2035-36: 0.09; 2036-37: 0.09; 2037-38: 0.09; 2038-39: 0.09; 2039-40: 0.09; 2040-41: 0.09; 2041-42: 0.09; 2042-43: 0.09; 2043-44: 0.09; 2044-45: 0.09; 2045-46: 0.09; 2046-47: 0.09; 2047-48: 0.09; 2048-49: 0.09; 2049-50: 0.09
9FP | Total Outage Allowance | 9BL + 9.1FP | Ml/d | 2 | 2019-20: 0.06; 2020-21: 0.06; 2021-22: 0.06; 2022-23: 0.06; 2023-24: 0.06; 2024-25: 0.06; 2025-26: 0.06; 2026-27: 0.06; 2027-28: 0.06; 2028-29: 0.06; 2029-30: 0.06; 2030-31: 0.06; 2031-32: 0.06; 2032-33: 0.06; 2033-34: 0.06; 2034-35: 0.06; 2035-36: 0.04; 2036-37: 0.04; 2037-38: 0.04; 2038-39: 0.04; 2039-40: 0.04; 2040-41: 0.04; 2041-42: 0.04; 2042-43: 0.04; 2043-44: 0.04; 2044-45: 0.04; 2045-46: 0.04; 2046-47: 0.04; 2047-48: 0.04; 2048-49: 0.04; 2049-50: 0.04
10FP | Water Available For Use (own sources) | (6.1FP) - (8FP + 9FP) | Ml/d | 2 | 2019-20: 11.12; 2020-21: 11.12; 2021-22: 11.12; 2022-23: 11.12; 2023-24: 11.12; 2024-25: 11.12; 2025-26: 9.6; 2026-27: 9.6; 2027-28: 9.6; 2028-29: 9.6; 2029-30: 9.6; 2030-31: 9.6; 2031-32: 9.6; 2032-33: 7.1; 2033-34: 7.1; 2034-35: 7.1; 2035-36: 7.12; 2036-37: 6.94; 2037-38: 6.94; 2038-39: 6.94; 2039-40: 6.94; 2040-41: 6.94; 2041-42: 6.94; 2042-43: 6.94; 2043-44: 6.94; 2044-45: 6.94; 2045-46: 6.94; 2046-47: 6.94; 2047-48: 6.94; 2048-49: 6.94; 2049-50: 6.94
11FP | Total Water Available For Use | 10FP + sum (2FP:5FP) | Ml/d | 2 | 2019-20: 11.12; 2020-21: 11.12; 2021-22: 11.12; 2022-23: 11.12; 2023-24: 11.12; 2024-25: 11.12; 2025-26: 9.601; 2026-27: 9.601; 2027-28: 9.601; 2028-29: 9.601; 2029-30: 9.601; 2030-31: 7.22; 2031-32: 7.2; 2032-33: 7.2; 2033-34: 7.2; 2034-35: 7.19; 2035-36: 7.05; 2036-37: 6.97; 2037-38: 6.96; 2038-39: 6.97; 2039-40: 6.85; 2040-41: 6.82; 2041-42: 6.78; 2042-43: 6.75; 2043-44: 6.73; 2044-45: 6.72; 2045-46: 6.66; 2046-47: 6.64; 2047-48: 6.62; 2048-49: 6.6; 2049-50: 6.59
12FP | Water delivered measured non-household | 12BL + 12.2FP | Ml/d | 2 | 2019-20: 1.15; 2020-21: 1.15; 2021-22: 1.15; 2022-23: 1.16; 2023-24: 1.16; 2024-25: 1.16; 2025-26: 1.14; 2026-27: 1.12; 2027-28: 1.1; 2028-29: 1.08; 2029-30: 1.07; 2030-31: 1.06; 2031-32: 1.05; 2032-33: 1.03; 2033-34: 1.01; 2034-35: 1.01; 2035-36: 0.99; 2036-37: 0.97; 2037-38: 0.96; 2038-39: 0.94; 2039-40: 0.93; 2040-41: 0.91; 2041-42: 0.89; 2042-43: 0.88; 2043-44: 0.86; 2044-45: 0.84; 2045-46: 0.83; 2046-47: 0.81; 2047-48: 0.79; 2048-49: 0.78; 2049-50: 0.76
12.1FP | Non-potable water consumption | Input | Ml/d | 2 | 2019-20: 0; 2020-21: 0; 2021-22: 0; 2022-23: 0; 2023-24: 0; 2024-25: 0; 2025-26: 0; 2026-27: 0; 2027-28: 0; 2028-29: 0; 2029-30: 0; 2030-31: 0; 2031-32: 0; 2032-33: 0; 2033-34: 0; 2034-35: 0; 2035-36: 0; 2036-37: 0; 2037-38: 0; 2038-39: 0; 2039-40: 0; 2040-41: 0; 2041-42: 0; 2042-43: 0; 2043-44: 0; 2044-45: 0; 2045-46: 0; 2046-47: 0; 2047-48: 0; 2048-49: 0; 2049-50: 0
13FP | Water delivered unmeasured non-household | 13BL + 13.1FP | Ml/d | 2 | 2019-20: 0.01; 2020-21: 0.01; 2021-22: 0.01; 2022-23: 0.01; 2023-24: 0.01; 2024-25: 0.01; 2025-26: 0.01; 2026-27: 0.01; 2027-28: 0.01; 2028-29: 0.01; 2029-30: 0.01; 2030-31: 0.01; 2031-32: 0.01; 2032-33: 0.01; 2033-34: 0.01; 2034-35: 0.01; 2035-36: 0.01; 2036-37: 0.01; 2037-38: 0.01; 2038-39: 0.01; 2039-40: 0.01; 2040-41: 0.01; 2041-42: 0.01; 2042-43: 0.01; 2043-44: 0.01; 2044-45: 0.01; 2045-46: 0.01; 2046-47: 0.01; 2047-48: 0.01; 2048-49: 0.01; 2049-50: 0.01
14FP | Water delivered measured household | 14BL + 14.1FP | Ml/d | 2 | 2019-20: 4.15; 2020-21: 4.13; 2021-22: 4.12; 2022-23: 4.14; 2023-24: 4.13; 2024-25: 4.07; 2025-26: 4.09; 2026-27: 4.12; 2027-28: 4.12; 2028-29: 4.12; 2029-30: 4.1; 2030-31: 4.1; 2031-32: 4.09; 2032-33: 4.12; 2033-34: 4.14; 2034-35: 4.14; 2035-36: 4.13; 2036-37: 4.13; 2037-38: 4.15; 2038-39: 4.14; 2039-40: 4.15; 2040-41: 4.13; 2041-42: 4.13; 2042-43: 4.12; 2043-44: 4.12; 2044-45: 4.13; 2045-46: 4.14; 2046-47: 4.15; 2047-48: 4.15; 2048-49: 4.16; 2049-50: 4.17
15FP | Water delivered unmeasured household | 15BL + 15.1FP | Ml/d | 2 | 2019-20: 0.7; 2020-21: 0.66; 2021-22: 0.63; 2022-23: 0.6; 2023-24: 0.56; 2024-25: 0.53; 2025-26: 0.51; 2026-27: 0.48; 2027-28: 0.46; 2028-29: 0.43; 2029-30: 0.41; 2030-31: 0.39; 2031-32: 0.37; 2032-33: 0.35; 2033-34: 0.34; 2034-35: 0.32; 2035-36: 0.3; 2036-37: 0.29; 2037-38: 0.27; 2038-39: 0.26; 2039-40: 0.24; 2040-41: 0.23; 2041-42: 0.22; 2042-43: 0.21; 2043-44: 0.19; 2044-45: 0.18; 2045-46: 0.18; 2046-47: 0.17; 2047-48: 0.17; 2048-49: 0.16; 2049-50: 0.16
16FP | Percentage of consumption driven by climate change | 16BL | % | 1 | 2019-20: 0%; 2020-21: 0%; 2021-22: 0%; 2022-23: 0.1%; 2023-24: 0.1%; 2024-25: 0.1%; 2025-26: 0.1%; 2026-27: 0.1%; 2027-28: 0.1%; 2028-29: 0.2%; 2029-30: 0.2%; 2030-31: 0.2%; 2031-32: 0.2%; 2032-33: 0.3%; 2033-34: 0.3%; 2034-35: 0.3%; 2035-36: 0.4%; 2036-37: 0.4%; 2037-38: 0.4%; 2038-39: 0.5%; 2039-40: 0.5%; 2040-41: 0.6%; 2041-42: 0.6%; 2042-43: 0.6%; 2043-44: 0.7%; 2044-45: 0.7%; 2045-46: 0.8%; 2046-47: 0.8%; 2047-48: 0.8%; 2048-49: 0.8%; 2049-50: 0.9%
17FP | Volume of consumption driven by climate change | 16FP * (12FP + sum(13FP:15FP) - sum (23FP:26FP)) | Ml/d | 2 | 2019-20: 0; 2020-21: 0; 2021-22: 0; 2022-23: 0.00566; 2023-24: 0.00561; 2024-25: 0.00554; 2025-26: 0.00556; 2026-27: 0.00554; 2027-28: 0.0055; 2028-29: 0.01094; 2029-30: 0.01084; 2030-31: 0.0108; 2031-32: 0.01074; 2032-33: 0.01608; 2033-34: 0.01608; 2034-35: 0.01599; 2035-36: 0.02112; 2036-37: 0.021; 2037-38: 0.02096; 2038-39: 0.02595; 2039-40: 0.0259; 2040-41: 0.03078; 2041-42: 0.0306; 2042-43: 0.03048; 2043-44: 0.03528; 2044-45: 0.03507; 2045-46: 0.04016; 2046-47: 0.04; 2047-48: 0.03984; 2048-49: 0.03976; 2049-50: 0.04464
18FP | Measured Household - PCC | ((14FP - 25FP) * 1,000,000) / (39FP * 1000) | l/h/d | 1 | 2019-20: 143.7334; 2020-21: 141.2085; 2021-22: 138.3767; 2022-23: 137.3045; 2023-24: 135.1351; 2024-25: 131.6234; 2025-26: 130.045; 2026-27: 128.9301; 2027-28: 127.4597; 2028-29: 126.167; 2029-30: 124.3828; 2030-31: 123.56; 2031-32: 122.3814; 2032-33: 122.2033; 2033-34: 121.7014; 2034-35: 120.3488; 2035-36: 119.0617; 2036-37: 118.1519; 2037-38: 117.798; 2038-39: 116.37; 2039-40: 115.7082; 2040-41: 114.3069; 2041-42: 113.4884; 2042-43: 112.6943; 2043-44: 111.9236; 2044-45: 111.1881; 2045-46: 110.8996; 2046-47: 110.6292; 2047-48: 110.0973; 2048-49: 109.8602; 2049-50: 109.7234
19FP | Unmeasured Household - PCC | ((15FP - 26FP) * 1,000,000) / (40FP * 1000) | l/h/d | 1 | 2019-20: 153.0612; 2020-21: 150.2419; 2021-22: 151.5152; 2022-23: 151.3029; 2023-24: 147.7541; 2024-25: 149.8127; 2025-26: 150.3268; 2026-27: 147.4623; 2027-28: 147.6413; 2028-29: 147.448; 2029-30: 147.0588; 2030-31: 146.3211; 2031-32: 145.0549; 2032-33: 143.3858; 2033-34: 150.8516; 2034-35: 148.5656; 2035-36: 145.7883; 2036-37: 148.0638; 2037-38: 144.1441; 2038-39: 145.8465; 2039-40: 147.3543; 2040-41: 148.62; 2041-42: 149.8127; 2042-43: 150.6741; 2043-44: 142.8571; 2044-45: 142.7297; 2045-46: 147.4654; 2046-47: 142.8571; 2047-48: 147.4926; 2048-49: 141.9878; 2049-50: 142.132
20FP | Average Household - PCC | (((14FP - 25FP) + (15FP - 26FP)) * 1,000,000)/ ((39FP + 40FP) * 1,000) | l/h/d | 1 | 2019-20: 144.9458; 2020-21: 142.323; 2021-22: 139.91; 2022-23: 138.846; 2023-24: 136.4445; 2024-25: 133.3983; 2025-26: 131.897; 2026-27: 130.5259; 2027-28: 129.1042; 2028-29: 127.8058; 2029-30: 126.0358; 2030-31: 125.1297; 2031-32: 123.8603; 2032-33: 123.5096; 2033-34: 123.4008; 2034-35: 121.903; 2035-36: 120.4515; 2036-37: 119.6199; 2037-38: 119.0178; 2038-39: 117.6568; 2039-40: 117.009; 2040-41: 115.6354; 2041-42: 114.8109; 2042-43: 113.9941; 2043-44: 112.918; 2044-45: 112.139; 2045-46: 111.9623; 2046-47: 111.5321; 2047-48: 111.1082; 2048-49: 110.6992; 2049-50: 110.5658
21FP | Water taken unbilled | 21BL + 21.1FP | Ml/d | 2 | 2019-20: 0.18; 2020-21: 0.18; 2021-22: 0.18; 2022-23: 0.17; 2023-24: 0.19; 2024-25: 0.18; 2025-26: 0.18; 2026-27: 0.18; 2027-28: 0.18; 2028-29: 0.19; 2029-30: 0.19; 2030-31: 0.18; 2031-32: 0.18; 2032-33: 0.18; 2033-34: 0.19; 2034-35: 0.17; 2035-36: 0.19; 2036-37: 0.18; 2037-38: 0.17; 2038-39: 0.19; 2039-40: 0.18; 2040-41: 0.19; 2041-42: 0.19; 2042-43: 0.18; 2043-44: 0.19; 2044-45: 0.19; 2045-46: 0.18; 2046-47: 0.18; 2047-48: 0.19; 2048-49: 0.18; 2049-50: 0.18
22FP | Distribution system operational use | 22BL + 22.1FP | Ml/d | 2 | 2019-20: 0.04; 2020-21: 0.04; 2021-22: 0.04; 2022-23: 0.04; 2023-24: 0.04; 2024-25: 0.04; 2025-26: 0.04; 2026-27: 0.04; 2027-28: 0.04; 2028-29: 0.04; 2029-30: 0.04; 2030-31: 0.04; 2031-32: 0.04; 2032-33: 0.04; 2033-34: 0.04; 2034-35: 0.04; 2035-36: 0.04; 2036-37: 0.04; 2037-38: 0.04; 2038-39: 0.04; 2039-40: 0.04; 2040-41: 0.04; 2041-42: 0.04; 2042-43: 0.04; 2043-44: 0.04; 2044-45: 0.04; 2045-46: 0.04; 2046-47: 0.04; 2047-48: 0.04; 2048-49: 0.04; 2049-50: 0.04
23FP | Measured Non Household - USPL | 23BL + 23.1FP | Ml/d | 2 | 2019-20: 0.01; 2020-21: 0.01; 2021-22: 0.01; 2022-23: 0.01; 2023-24: 0.01; 2024-25: 0.01; 2025-26: 0.01; 2026-27: 0.01; 2027-28: 0.01; 2028-29: 0.01; 2029-30: 0.01; 2030-31: 0.01; 2031-32: 0.01; 2032-33: 0.01; 2033-34: 0.01; 2034-35: 0.01; 2035-36: 0.01; 2036-37: 0.01; 2037-38: 0.01; 2038-39: 0.01; 2039-40: 0.01; 2040-41: 0.01; 2041-42: 0.01; 2042-43: 0.01; 2043-44: 0.01; 2044-45: 0.01; 2045-46: 0; 2046-47: 0; 2047-48: 0; 2048-49: 0; 2049-50: 0
24FP | Unmeasured Non Household - USPL | 24BL + 24.1FP | Ml/d | 2 | 2019-20: 0; 2020-21: 0; 2021-22: 0; 2022-23: 0; 2023-24: 0; 2024-25: 0; 2025-26: 0; 2026-27: 0; 2027-28: 0; 2028-29: 0; 2029-30: 0; 2030-31: 0; 2031-32: 0; 2032-33: 0; 2033-34: 0; 2034-35: 0; 2035-36: 0; 2036-37: 0; 2037-38: 0; 2038-39: 0; 2039-40: 0; 2040-41: 0; 2041-42: 0; 2042-43: 0; 2043-44: 0; 2044-45: 0; 2045-46: 0; 2046-47: 0; 2047-48: 0; 2048-49: 0; 2049-50: 0
25FP | Measured Household - USPL | 25BL + 25.1FP | Ml/d | 2 | 2019-20: 0.19; 2020-21: 0.19; 2021-22: 0.18; 2022-23: 0.18; 2023-24: 0.18; 2024-25: 0.17; 2025-26: 0.13; 2026-27: 0.13; 2027-28: 0.13; 2028-29: 0.12; 2029-30: 0.12; 2030-31: 0.11; 2031-32: 0.1; 2032-33: 0.1; 2033-34: 0.1; 2034-35: 0.11; 2035-36: 0.11; 2036-37: 0.11; 2037-38: 0.11; 2038-39: 0.12; 2039-40: 0.12; 2040-41: 0.12; 2041-42: 0.12; 2042-43: 0.11; 2043-44: 0.11; 2044-45: 0.12; 2045-46: 0.12; 2046-47: 0.12; 2047-48: 0.12; 2048-49: 0.12; 2049-50: 0.12
26FP | Unmeasured Household - USPL | 26BL + 26.1BL | Ml/d | 2 | 2019-20: 0.07; 2020-21: 0.07; 2021-22: 0.06; 2022-23: 0.06; 2023-24: 0.06; 2024-25: 0.05; 2025-26: 0.05; 2026-27: 0.05; 2027-28: 0.05; 2028-29: 0.04; 2029-30: 0.04; 2030-31: 0.04; 2031-32: 0.04; 2032-33: 0.04; 2033-34: 0.03; 2034-35: 0.03; 2035-36: 0.03; 2036-37: 0.03; 2037-38: 0.03; 2038-39: 0.03; 2039-40: 0.02; 2040-41: 0.02; 2041-42: 0.02; 2042-43: 0.02; 2043-44: 0.02; 2044-45: 0.02; 2045-46: 0.02; 2046-47: 0.02; 2047-48: 0.02; 2048-49: 0.02; 2049-50: 0.02
27FP | Void Properties - USPL | 27BL + 27.1FP | Ml/d | 2 | 2019-20: 0.02; 2020-21: 0.02; 2021-22: 0.02; 2022-23: 0.02; 2023-24: 0.02; 2024-25: 0.02; 2025-26: 0.02; 2026-27: 0.02; 2027-28: 0.02; 2028-29: 0.02; 2029-30: 0.02; 2030-31: 0.02; 2031-32: 0.02; 2032-33: 0.02; 2033-34: 0.02; 2034-35: 0.02; 2035-36: 0.02; 2036-37: 0.02; 2037-38: 0.02; 2038-39: 0.02; 2039-40: 0.02; 2040-41: 0.02; 2041-42: 0.02; 2042-43: 0.02; 2043-44: 0.02; 2044-45: 0.02; 2045-46: 0.02; 2046-47: 0.02; 2047-48: 0.02; 2048-49: 0.02; 2049-50: 0.02
28FP | Distribution losses | 28BL + 28.1FP | Ml/d | 2 | 2019-20: 1.09; 2020-21: 1.06; 2021-22: 1.04; 2022-23: 1.02; 2023-24: 0.99; 2024-25: 0.97; 2025-26: 0.97; 2026-27: 0.97; 2027-28: 0.97; 2028-29: 0.97; 2029-30: 0.97; 2030-31: 0.97; 2031-32: 0.97; 2032-33: 0.97; 2033-34: 0.97; 2034-35: 0.97; 2035-36: 0.97; 2036-37: 0.97; 2037-38: 0.97; 2038-39: 0.97; 2039-40: 0.97; 2040-41: 0.97; 2041-42: 0.96; 2042-43: 0.96; 2043-44: 0.96; 2044-45: 0.96; 2045-46: 0.96; 2046-47: 0.96; 2047-48: 0.95; 2048-49: 0.95; 2049-50: 0.95
29FP | Total Leakage | sum (23FP:28FP) | Ml/d | 2 | 2019-20: 1.38; 2020-21: 1.35; 2021-22: 1.31; 2022-23: 1.29; 2023-24: 1.26; 2024-25: 1.22; 2025-26: 1.18; 2026-27: 1.18; 2027-28: 1.18; 2028-29: 1.16; 2029-30: 1.16; 2030-31: 1.15; 2031-32: 1.14; 2032-33: 1.14; 2033-34: 1.13; 2034-35: 1.14; 2035-36: 1.14; 2036-37: 1.14; 2037-38: 1.14; 2038-39: 1.15; 2039-40: 1.14; 2040-41: 1.14; 2041-42: 1.13; 2042-43: 1.12; 2043-44: 1.12; 2044-45: 1.13; 2045-46: 1.12; 2046-47: 1.12; 2047-48: 1.11; 2048-49: 1.11; 2049-50: 1.11
30FP | Leakage/property | (29FP * 1,000,000) / (36FP * 1,000) | l/prop/d | 2 | 2019-20: 73.4394; 2020-21: 71.637; 2021-22: 69.0418; 2022-23: 67.4404; 2023-24: 65.2985; 2024-25: 62.6091; 2025-26: 59.4848; 2026-27: 58.7854; 2027-28: 58.2687; 2028-29: 56.7182; 2029-30: 56.2615; 2030-31: 55.323; 2031-32: 54.4049; 2032-33: 53.9773; 2033-34: 53.1015; 2034-35: 53.184; 2035-36: 52.7973; 2036-37: 52.4234; 2037-38: 52.0595; 2038-39: 52.1637; 2039-40: 51.3768; 2040-41: 51.0615; 2041-42: 50.3072; 2042-43: 49.5751; 2043-44: 49.3001; 2044-45: 49.4768; 2045-46: 48.7911; 2046-47: 48.5563; 2047-48: 47.9026; 2048-49: 47.6927; 2049-50: 47.4927
31FP | Measured Non Household - properties | Input | 000's | 2 | 2019-20: 0.968; 2020-21: 0.985; 2021-22: 0.999; 2022-23: 1.019; 2023-24: 1.033; 2024-25: 1.049; 2025-26: 1.064; 2026-27: 1.082; 2027-28: 1.103; 2028-29: 1.124; 2029-30: 1.146; 2030-31: 1.167; 2031-32: 1.187; 2032-33: 1.208; 2033-34: 1.228; 2034-35: 1.246; 2035-36: 1.265; 2036-37: 1.284; 2037-38: 1.303; 2038-39: 1.322; 2039-40: 1.341; 2040-41: 1.36; 2041-42: 1.38; 2042-43: 1.399; 2043-44: 1.419; 2044-45: 1.438; 2045-46: 1.458; 2046-47: 1.478; 2047-48: 1.498; 2048-49: 1.518; 2049-50: 1.539
32FP | Unmeasured Non Household - properties | Input | 000's | 2 | 2019-20: 0.004; 2020-21: 0.004; 2021-22: 0.004; 2022-23: 0.004; 2023-24: 0.004; 2024-25: 0.004; 2025-26: 0.004; 2026-27: 0.004; 2027-28: 0.004; 2028-29: 0.005; 2029-30: 0.005; 2030-31: 0.005; 2031-32: 0.005; 2032-33: 0.005; 2033-34: 0.005; 2034-35: 0.005; 2035-36: 0.005; 2036-37: 0.005; 2037-38: 0.005; 2038-39: 0.005; 2039-40: 0.005; 2040-41: 0.005; 2041-42: 0.006; 2042-43: 0.006; 2043-44: 0.006; 2044-45: 0.006; 2045-46: 0.006; 2046-47: 0.006; 2047-48: 0.006; 2048-49: 0.006; 2049-50: 0.006
33FP | All void non-households - properties | Input | 000's | 2 | 2019-20: 0; 2020-21: 0; 2021-22: 0; 2022-23: 0; 2023-24: 0; 2024-25: 0; 2025-26: 0; 2026-27: 0; 2027-28: 0; 2028-29: 0; 2029-30: 0; 2030-31: 0; 2031-32: 0; 2032-33: 0; 2033-34: 0; 2034-35: 0; 2035-36: 0; 2036-37: 0; 2037-38: 0; 2038-39: 0; 2039-40: 0; 2040-41: 0; 2041-42: 0; 2042-43: 0; 2043-44: 0; 2044-45: 0; 2045-46: 0; 2046-47: 0; 2047-48: 0; 2048-49: 0; 2049-50: 0
34FP | Measured households - properties (excl. void) | Year before + sum (34.1BL:34.6BL) | 000's | 2 | 2019-20: 15.91; 2020-21: 16.019; 2021-22: 16.197; 2022-23: 16.404; 2023-24: 16.627; 2024-25: 16.87; 2025-26: 17.262; 2026-27: 17.533; 2027-28: 17.744; 2028-29: 17.973; 2029-30: 18.165; 2030-31: 18.36; 2031-32: 18.551; 2032-33: 18.739; 2033-34: 18.92; 2034-35: 19.097; 2035-36: 19.273; 2036-37: 19.445; 2037-38: 19.613; 2038-39: 19.775; 2039-40: 19.932; 2040-41: 20.082; 2041-42: 20.227; 2042-43: 20.367; 2043-44: 20.501; 2044-45: 20.63; 2045-46: 20.739; 2046-47: 20.842; 2047-48: 20.941; 2048-49: 21.034; 2049-50: 21.11
34.1FP | New build properties - properties | Input (new builds in each year) | 000's | 2 | 2019-20: 0.009; 2020-21: 0.023; 2021-22: 0.097; 2022-23: 0.132; 2023-24: 0.151; 2024-25: 0.174; 2025-26: 0.333; 2026-27: 0.215; 2027-28: 0.156; 2028-29: 0.176; 2029-30: 0.141; 2030-31: 0.147; 2031-32: 0.144; 2032-33: 0.143; 2033-34: 0.138; 2034-35: 0.135; 2035-36: 0.136; 2036-37: 0.133; 2037-38: 0.13; 2038-39: 0.125; 2039-40: 0.122; 2040-41: 0.116; 2041-42: 0.113; 2042-43: 0.108; 2043-44: 0.104; 2044-45: 0.1; 2045-46: 0.094; 2046-47: 0.089; 2047-48: 0.085; 2048-49: 0.08; 2049-50: 0.076
34.2FP | Meter optants - properties | Input (meter optants in each year) | 000's | 2 | 2019-20: 0.047; 2020-21: 0.045; 2021-22: 0.041; 2022-23: 0.036; 2023-24: 0.035; 2024-25: 0.033; 2025-26: 0.024; 2026-27: 0.023; 2027-28: 0.023; 2028-29: 0.022; 2029-30: 0.021; 2030-31: 0.02; 2031-32: 0.02; 2032-33: 0.019; 2033-34: 0.018; 2034-35: 0.018; 2035-36: 0.017; 2036-37: 0.017; 2037-38: 0.016; 2038-39: 0.016; 2039-40: 0.015; 2040-41: 0.015; 2041-42: 0.014; 2042-43: 0.014; 2043-44: 0.013; 2044-45: 0.013; 2045-46: 0; 2046-47: 0; 2047-48: 0; 2048-49: 0; 2049-50: 0
34.3FP | Compulsory metering - properties | Input (compulsory meters in each year) | 000's | 2 | 2019-20: 0; 2020-21: 0; 2021-22: 0; 2022-23: 0; 2023-24: 0; 2024-25: 0; 2025-26: 0; 2026-27: 0; 2027-28: 0; 2028-29: 0; 2029-30: 0; 2030-31: 0; 2031-32: 0; 2032-33: 0; 2033-34: 0; 2034-35: 0; 2035-36: 0; 2036-37: 0; 2037-38: 0; 2038-39: 0; 2039-40: 0; 2040-41: 0; 2041-42: 0; 2042-43: 0; 2043-44: 0; 2044-45: 0; 2045-46: 0; 2046-47: 0; 2047-48: 0; 2048-49: 0; 2049-50: 0
34.4FP | Metering on change of occupancy - properties | Input (change of occupancy meters in each year) | 000's | 2 | 2019-20: 0.042; 2020-21: 0.04; 2021-22: 0.039; 2022-23: 0.038; 2023-24: 0.036; 2024-25: 0.035; 2025-26: 0.034; 2026-27: 0.032; 2027-28: 0.031; 2028-29: 0.03; 2029-30: 0.029; 2030-31: 0.027; 2031-32: 0.026; 2032-33: 0.025; 2033-34: 0.024; 2034-35: 0.023; 2035-36: 0.022; 2036-37: 0.021; 2037-38: 0.021; 2038-39: 0.02; 2039-40: 0.019; 2040-41: 0.018; 2041-42: 0.017; 2042-43: 0.017; 2043-44: 0.016; 2044-45: 0.015; 2045-46: 0.015; 2046-47: 0.014; 2047-48: 0.014; 2048-49: 0.013; 2049-50: 0
34.5FP | Selective metering - properties | Input (selective meters in each year) | 000's | 2 | 2019-20: 0.001; 2020-21: 0.001; 2021-22: 0.001; 2022-23: 0.001; 2023-24: 0.001; 2024-25: 0.001; 2025-26: 0.001; 2026-27: 0.001; 2027-28: 0.001; 2028-29: 0.001; 2029-30: 0.001; 2030-31: 0.001; 2031-32: 0.001; 2032-33: 0.001; 2033-34: 0.001; 2034-35: 0.001; 2035-36: 0.001; 2036-37: 0.001; 2037-38: 0.001; 2038-39: 0.001; 2039-40: 0.001; 2040-41: 0.001; 2041-42: 0.001; 2042-43: 0.001; 2043-44: 0.001; 2044-45: 0.001; 2045-46: 0; 2046-47: 0; 2047-48: 0; 2048-49: 0; 2049-50: 0
34.6FP | Other changes to existing metering - properties | Input (other changes to meters in each year) | 000's | 2 | 2019-20: 0; 2020-21: 0; 2021-22: 0; 2022-23: 0; 2023-24: 0; 2024-25: 0; 2025-26: 0; 2026-27: 0; 2027-28: 0; 2028-29: 0; 2029-30: 0; 2030-31: 0; 2031-32: 0; 2032-33: 0; 2033-34: 0; 2034-35: 0; 2035-36: 0; 2036-37: 0; 2037-38: 0; 2038-39: 0; 2039-40: 0; 2040-41: 0; 2041-42: 0; 2042-43: 0; 2043-44: 0; 2044-45: 0; 2045-46: 0; 2046-47: 0; 2047-48: 0; 2048-49: 0; 2049-50: 0
34.7FP | Measured household void properties | Input | 000's | 2 | 2019-20: 0.253; 2020-21: 0.257; 2021-22: 0.26; 2022-23: 0.265; 2023-24: 0.269; 2024-25: 0.272; 2025-26: 0.276; 2026-27: 0.28; 2027-28: 0.283; 2028-29: 0.287; 2029-30: 0.29; 2030-31: 0.293; 2031-32: 0.297; 2032-33: 0.3; 2033-34: 0.303; 2034-35: 0.306; 2035-36: 0.309; 2036-37: 0.312; 2037-38: 0.315; 2038-39: 0.318; 2039-40: 0.321; 2040-41: 0.324; 2041-42: 0.326; 2042-43: 0.329; 2043-44: 0.331; 2044-45: 0.333; 2045-46: 0.335; 2046-47: 0.337; 2047-48: 0.339; 2048-49: 0.341; 2049-50: 0.342
35FP | Unmeasured households - properties (excl. void) | Input | 000's | 2 | 2019-20: 1.623; 2020-21: 1.549; 2021-22: 1.484; 2022-23: 1.408; 2023-24: 1.336; 2024-25: 1.266; 2025-26: 1.207; 2026-27: 1.151; 2027-28: 1.096; 2028-29: 1.043; 2029-30: 0.993; 2030-31: 0.944; 2031-32: 0.897; 2032-33: 0.852; 2033-34: 0.808; 2034-35: 0.766; 2035-36: 0.726; 2036-37: 0.687; 2037-38: 0.65; 2038-39: 0.614; 2039-40: 0.579; 2040-41: 0.545; 2041-42: 0.513; 2042-43: 0.482; 2043-44: 0.452; 2044-45: 0.424; 2045-46: 0.409; 2046-47: 0.395; 2047-48: 0.381; 2048-49: 0.368; 2049-50: 0.368
35.1FP | Unmeasured household void properties | Input | 000's | 2 | 2019-20: 0.033; 2020-21: 0.031; 2021-22: 0.03; 2022-23: 0.028; 2023-24: 0.027; 2024-25: 0.025; 2025-26: 0.024; 2026-27: 0.023; 2027-28: 0.021; 2028-29: 0.02; 2029-30: 0.019; 2030-31: 0.018; 2031-32: 0.017; 2032-33: 0.016; 2033-34: 0.016; 2034-35: 0.015; 2035-36: 0.014; 2036-37: 0.013; 2037-38: 0.012; 2038-39: 0.012; 2039-40: 0.011; 2040-41: 0.01; 2041-42: 0.01; 2042-43: 0.009; 2043-44: 0.009; 2044-45: 0.008; 2045-46: 0.008; 2046-47: 0.008; 2047-48: 0.007; 2048-49: 0.007; 2049-50: 0.007
36FP | Total Resource Zone Properties (incl. voids) | sum (31FP:34FP) + 34.7FP + 35BL + 35.1BL | 000's | 2 | 2019-20: 18.791; 2020-21: 18.845; 2021-22: 18.974; 2022-23: 19.128; 2023-24: 19.296; 2024-25: 19.486; 2025-26: 19.837; 2026-27: 20.073; 2027-28: 20.251; 2028-29: 20.452; 2029-30: 20.618; 2030-31: 20.787; 2031-32: 20.954; 2032-33: 21.12; 2033-34: 21.28; 2034-35: 21.435; 2035-36: 21.592; 2036-37: 21.746; 2037-38: 21.898; 2038-39: 22.046; 2039-40: 22.189; 2040-41: 22.326; 2041-42: 22.462; 2042-43: 22.592; 2043-44: 22.718; 2044-45: 22.839; 2045-46: 22.955; 2046-47: 23.066; 2047-48: 23.172; 2048-49: 23.274; 2049-50: 23.372
37FP | Measured Non Household - Population | Input | 000's | 2 | 2019-20: 0.395; 2020-21: 0.403; 2021-22: 0.411; 2022-23: 0.42; 2023-24: 0.428; 2024-25: 0.436; 2025-26: 0.444; 2026-27: 0.455; 2027-28: 0.467; 2028-29: 0.48; 2029-30: 0.491; 2030-31: 0.502; 2031-32: 0.52; 2032-33: 0.534; 2033-34: 0.543; 2034-35: 0.552; 2035-36: 0.56; 2036-37: 0.565; 2037-38: 0.571; 2038-39: 0.578; 2039-40: 0.584; 2040-41: 0.593; 2041-42: 0.603; 2042-43: 0.613; 2043-44: 0.624; 2044-45: 0.635; 2045-46: 0.649; 2046-47: 0.662; 2047-48: 0.676; 2048-49: 0.69; 2049-50: 0.703
38FP | Unmeasured Non Household - Population | Input | 000's | 2 | 2019-20: 0.002; 2020-21: 0.002; 2021-22: 0.002; 2022-23: 0.002; 2023-24: 0.002; 2024-25: 0.002; 2025-26: 0.002; 2026-27: 0.002; 2027-28: 0.002; 2028-29: 0.002; 2029-30: 0.002; 2030-31: 0.002; 2031-32: 0.002; 2032-33: 0.002; 2033-34: 0.002; 2034-35: 0.002; 2035-36: 0.002; 2036-37: 0.002; 2037-38: 0.002; 2038-39: 0.002; 2039-40: 0.002; 2040-41: 0.002; 2041-42: 0.002; 2042-43: 0.002; 2043-44: 0.003; 2044-45: 0.003; 2045-46: 0.003; 2046-47: 0.003; 2047-48: 0.003; 2048-49: 0.003; 2049-50: 0.003
39FP | Measured Household - Population | Input | 000's | 2 | 2019-20: 27.551; 2020-21: 27.902; 2021-22: 28.473; 2022-23: 28.841; 2023-24: 29.23; 2024-25: 29.63; 2025-26: 30.451; 2026-27: 30.947; 2027-28: 31.304; 2028-29: 31.704; 2029-30: 31.998; 2030-31: 32.292; 2031-32: 32.603; 2032-33: 32.896; 2033-34: 33.196; 2034-35: 33.486; 2035-36: 33.764; 2036-37: 34.024; 2037-38: 34.296; 2038-39: 34.545; 2039-40: 34.829; 2040-41: 35.081; 2041-42: 35.334; 2042-43: 35.583; 2043-44: 35.828; 2044-45: 36.065; 2045-46: 36.249; 2046-47: 36.428; 2047-48: 36.604; 2048-49: 36.774; 2049-50: 36.911
40FP | Unmeasured Household - Population | Input | 000's | 2 | 2019-20: 4.116; 2020-21: 3.927; 2021-22: 3.762; 2022-23: 3.569; 2023-24: 3.384; 2024-25: 3.204; 2025-26: 3.06; 2026-27: 2.916; 2027-28: 2.777; 2028-29: 2.645; 2029-30: 2.516; 2030-31: 2.392; 2031-32: 2.275; 2032-33: 2.162; 2033-34: 2.055; 2034-35: 1.952; 2035-36: 1.852; 2036-37: 1.756; 2037-38: 1.665; 2038-39: 1.577; 2039-40: 1.493; 2040-41: 1.413; 2041-42: 1.335; 2042-43: 1.261; 2043-44: 1.19; 2044-45: 1.121; 2045-46: 1.085; 2046-47: 1.05; 2047-48: 1.017; 2048-49: 0.986; 2049-50: 0.985
41FP | Total Resource Zone Population | sum (37FP:40FP) | 000's | 2 | 2019-20: 32.064; 2020-21: 32.234; 2021-22: 32.648; 2022-23: 32.832; 2023-24: 33.044; 2024-25: 33.272; 2025-26: 33.957; 2026-27: 34.32; 2027-28: 34.55; 2028-29: 34.831; 2029-30: 35.007; 2030-31: 35.188; 2031-32: 35.4; 2032-33: 35.594; 2033-34: 35.796; 2034-35: 35.992; 2035-36: 36.178; 2036-37: 36.347; 2037-38: 36.534; 2038-39: 36.702; 2039-40: 36.908; 2040-41: 37.089; 2041-42: 37.274; 2042-43: 37.459; 2043-44: 37.645; 2044-45: 37.824; 2045-46: 37.986; 2046-47: 38.143; 2047-48: 38.3; 2048-49: 38.453; 2049-50: 38.602
42FP | Average household occupancy rate (excl. voids) | (39FP + 40FP) / (34FP + 35FP) | h/prop | 1 | 2019-20: 1.8061; 2020-21: 1.8118; 2021-22: 1.8231; 2022-23: 1.8196; 2023-24: 1.8156; 2024-25: 1.8104; 2025-26: 1.8144; 2026-27: 1.8124; 2027-28: 1.809; 2028-29: 1.8063; 2029-30: 1.8015; 2030-31: 1.7967; 2031-32: 1.7934; 2032-33: 1.7895; 2033-34: 1.7869; 2034-35: 1.7841; 2035-36: 1.7809; 2036-37: 1.7773; 2037-38: 1.7747; 2038-39: 1.7716; 2039-40: 1.7709; 2040-41: 1.7692; 2041-42: 1.768; 2042-43: 1.7672; 2043-44: 1.7667; 2044-45: 1.7662; 2045-46: 1.7654; 2046-47: 1.7648; 2047-48: 1.7644; 2048-49: 1.7643; 2049-50: 1.7644
43FP | Total Household Metering penetration (excl. voids) | 34FP / (34FP + 35FP) | % | 1 | 2019-20: 90.74%; 2020-21: 91.18%; 2021-22: 91.61%; 2022-23: 92.1%; 2023-24: 92.56%; 2024-25: 93.02%; 2025-26: 93.46%; 2026-27: 93.84%; 2027-28: 94.18%; 2028-29: 94.52%; 2029-30: 94.82%; 2030-31: 95.11%; 2031-32: 95.39%; 2032-33: 95.65%; 2033-34: 95.9%; 2034-35: 96.14%; 2035-36: 96.37%; 2036-37: 96.59%; 2037-38: 96.79%; 2038-39: 96.99%; 2039-40: 97.18%; 2040-41: 97.36%; 2041-42: 97.53%; 2042-43: 97.69%; 2043-44: 97.84%; 2044-45: 97.99%; 2045-46: 98.07%; 2046-47: 98.14%; 2047-48: 98.21%; 2048-49: 98.28%; 2049-50: 98.29%
44FP | Total Household Metering penetration (incl. voids) | (34FP) / (34FP + 34.7FP + 35FP + 35.1FP) | % | 1 | 2019-20: 89.29%; 2020-21: 89.71%; 2021-22: 90.13%; 2022-23: 90.6%; 2023-24: 91.06%; 2024-25: 91.52%; 2025-26: 91.97%; 2026-27: 92.34%; 2027-28: 92.69%; 2028-29: 93.01%; 2029-30: 93.31%; 2030-31: 93.6%; 2031-32: 93.87%; 2032-33: 94.13%; 2033-34: 94.38%; 2034-35: 94.61%; 2035-36: 94.84%; 2036-37: 95.05%; 2037-38: 95.25%; 2038-39: 95.44%; 2039-40: 95.63%; 2040-41: 95.81%; 2041-42: 95.97%; 2042-43: 96.13%; 2043-44: 96.28%; 2044-45: 96.42%; 2045-46: 96.5%; 2046-47: 96.57%; 2047-48: 96.64%; 2048-49: 96.71%; 2049-50: 96.72%
45FP | Distribution input | sum (12FP:15FP) + 21FP + 22FP + 27FP + 28FP | Ml/d | 2 | 2019-20: 7.34; 2020-21: 7.25; 2021-22: 7.19; 2022-23: 7.16; 2023-24: 7.1; 2024-25: 6.98; 2025-26: 6.96; 2026-27: 6.94; 2027-28: 6.9; 2028-29: 6.86; 2029-30: 6.81; 2030-31: 6.77; 2031-32: 6.73; 2032-33: 6.72; 2033-34: 6.72; 2034-35: 6.68; 2035-36: 6.65; 2036-37: 6.61; 2037-38: 6.59; 2038-39: 6.57; 2039-40: 6.54; 2040-41: 6.5; 2041-42: 6.46; 2042-43: 6.42; 2043-44: 6.39; 2044-45: 6.37; 2045-46: 6.36; 2046-47: 6.34; 2047-48: 6.32; 2048-49: 6.3; 2049-50: 6.29
46FP | Target headroom (climate change component) | Input | Ml/d | 2 | 2019-20: 0.00015537; 2020-21: 0.00015537; 2021-22: 0.00015537; 2022-23: 0.00015537; 2023-24: 0.00015537; 2024-25: 0.00015537; 2025-26: 0.00015537; 2026-27: 0.00048327; 2027-28: 0.00051402; 2028-29: 0.00064854; 2029-30: 0.00024137; 2030-31: 0.0013026; 2031-32: -3.2294e-05; 2032-33: 0.00030423; 2033-34: 0.00078447; 2034-35: 0.0017591; 2035-36: 0.0015979; 2036-37: 0.0017069; 2037-38: 0.0021911; 2038-39: 0.0021492; 2039-40: 0; 2040-41: 0; 2041-42: 0; 2042-43: 0; 2043-44: 0; 2044-45: 0; 2045-46: 0; 2046-47: 0; 2047-48: 0; 2048-49: 0; 2049-50: 0
47FP | Target headroom (All other components) | Input | Ml/d | 2 | 2019-20: 0.34414; 2020-21: 0.34414; 2021-22: 0.34414; 2022-23: 0.34414; 2023-24: 0.34414; 2024-25: 0.34414; 2025-26: 0.34414; 2026-27: 0.33385; 2027-28: 0.32982; 2028-29: 0.41968; 2029-30: 0.43153; 2030-31: 0.44798; 2031-32: 0.46892; 2032-33: 0.47958; 2033-34: 0.47789; 2034-35: 0.50363; 2035-36: 0.39668; 2036-37: 0.35782; 2037-38: 0.37003; 2038-39: 0.3933; 2039-40: 0.30794; 2040-41: 0.31614; 2041-42: 0.32398; 2042-43: 0.32966; 2043-44: 0.34383; 2044-45: 0.35145; 2045-46: 0.29759; 2046-47: 0.29724; 2047-48: 0.29729; 2048-49: 0.30022; 2049-50: 0.29922
48FP | Target Headroom | 46FP + 47FP | Ml/d | 2 | 2019-20: 0.3443; 2020-21: 0.3443; 2021-22: 0.3443; 2022-23: 0.3443; 2023-24: 0.3443; 2024-25: 0.3443; 2025-26: 0.3443; 2026-27: 0.33434; 2027-28: 0.33033; 2028-29: 0.42033; 2029-30: 0.43177; 2030-31: 0.44928; 2031-32: 0.46888; 2032-33: 0.47989; 2033-34: 0.47868; 2034-35: 0.50538; 2035-36: 0.39828; 2036-37: 0.35953; 2037-38: 0.37222; 2038-39: 0.39545; 2039-40: 0.30794; 2040-41: 0.31614; 2041-42: 0.32398; 2042-43: 0.32966; 2043-44: 0.34383; 2044-45: 0.35145; 2045-46: 0.29759; 2046-47: 0.29724; 2047-48: 0.29729; 2048-49: 0.30022; 2049-50: 0.29922
49FP | Available Headroom | 11FP - 45FP | Ml/d | 2 | 2019-20: 3.78; 2020-21: 3.87; 2021-22: 3.93; 2022-23: 3.96; 2023-24: 4.02; 2024-25: 4.14; 2025-26: 2.641; 2026-27: 2.661; 2027-28: 2.701; 2028-29: 2.741; 2029-30: 2.791; 2030-31: 0.45; 2031-32: 0.47; 2032-33: 0.48; 2033-34: 0.48; 2034-35: 0.51; 2035-36: 0.4; 2036-37: 0.36; 2037-38: 0.37; 2038-39: 0.4; 2039-40: 0.31; 2040-41: 0.32; 2041-42: 0.32; 2042-43: 0.33; 2043-44: 0.34; 2044-45: 0.35; 2045-46: 0.3; 2046-47: 0.3; 2047-48: 0.3; 2048-49: 0.3; 2049-50: 0.3
49.1FP | Available non-potable balance (if applicable) | 1.1FP - 12.1FP | Ml/d | 2 | 2019-20: 0; 2020-21: 0; 2021-22: 0; 2022-23: 0; 2023-24: 0; 2024-25: 0; 2025-26: 0; 2026-27: 0; 2027-28: 0; 2028-29: 0; 2029-30: 0; 2030-31: 0; 2031-32: 0; 2032-33: 0; 2033-34: 0; 2034-35: 0; 2035-36: 0; 2036-37: 0; 2037-38: 0; 2038-39: 0; 2039-40: 0; 2040-41: 0; 2041-42: 0; 2042-43: 0; 2043-44: 0; 2044-45: 0; 2045-46: 0; 2046-47: 0; 2047-48: 0; 2048-49: 0; 2049-50: 0
50FP | Supply Demand Balance | 49FP - 48FP | Ml/d | 2 | 2019-20: 3.4357; 2020-21: 3.5257; 2021-22: 3.5857; 2022-23: 3.6157; 2023-24: 3.6757; 2024-25: 3.7957; 2025-26: 2.2967; 2026-27: 2.3267; 2027-28: 2.3707; 2028-29: 2.3207; 2029-30: 2.3592; 2030-31: 0.00071857; 2031-32: 0.0011171; 2032-33: 0.00011346; 2033-34: 0.0013208; 2034-35: 0.0046153; 2035-36: 0.0017247; 2036-37: 0.00047472; 2037-38: -0.0022209; 2038-39: 0.0045548; 2039-40: 0.0020637; 2040-41: 0.0038596; 2041-42: -0.0039844; 2042-43: 0.00034461; 2043-44: -0.0038256; 2044-45: -0.0014509; 2045-46: 0.002412; 2046-47: 0.0027636; 2047-48: 0.0027101; 2048-49: -0.00022346; 2049-50: 0.00077551
Water Company | Anglian Water | Version | V3.1
WRZ | AWSSUS | Planning Scenario | DYCP
Table 3d: DYCP - Baseline | Back to top of sheet
WRMP24 reference | Component | Derivation | Unit | Decimal places | 2019-20 | 2020-21 | 2021-22 | 2022-23 | 2023-24 | 2024-25 | 2025-26 | 2026-27 | 2027-28 | 2028-29 | 2029-30 | 2030-31 | 2031-32 | 2032-33 | 2033-34 | 2034-35 | 2035-36 | 2036-37 | 2037-38 | 2038-39 | 2039-40 | 2040-41 | 2041-42 | 2042-43 | 2043-44 | 2044-45 | 2045-46 | 2046-47 | 2047-48 | 2048-49 | 2049-50 | 2050-51 | 2051-52 | 2052-53 | 2053-54 | 2054-55 | 2055-56 | 2056-57 | 2057-58 | 2058-59 | 2059-60 | 2060-61 | 2061-62 | 2062-63 | 2063-64 | 2064-65 | 2065-66 | 2066-67 | 2067-68 | 2068-69 | 2069-70 | 2070-71 | 2071-72 | 2072-73 | 2073-74 | 2074-75 | 2075-76 | 2076-77 | 2077-78 | 2078-79 | 2079-80 | 2080-81 | 2081-82 | 2082-83 | 2083-84 | 2084-85 | 2085-86 | 2086-87 | 2087-88 | 2088-89 | 2089-90 | 2090-91 | 2091-92 | 2092-93 | 2093-94 | 2094-95 | 2095-96 | 2096-97 | 2097-98 | 2098-99 | 2099-100
1BL | Raw water abstracted | Input | Ml/d | 2 | 2019-20: 0; 2020-21: 0; 2021-22: 0; 2022-23: 0; 2023-24: 0; 2024-25: 0; 2025-26: 0; 2026-27: 0; 2027-28: 0; 2028-29: 0; 2029-30: 0; 2030-31: 0; 2031-32: 0; 2032-33: 0; 2033-34: 0; 2034-35: 0; 2035-36: 0; 2036-37: 0; 2037-38: 0; 2038-39: 0; 2039-40: 0; 2040-41: 0; 2041-42: 0; 2042-43: 0; 2043-44: 0; 2044-45: 0; 2045-46: 0; 2046-47: 0; 2047-48: 0; 2048-49: 0; 2049-50: 0
1.1BL | Non-potable water supplies | Input | Ml/d | 2 | 2019-20: 0; 2020-21: 0; 2021-22: 0; 2022-23: 0; 2023-24: 0; 2024-25: 0; 2025-26: 0; 2026-27: 0; 2027-28: 0; 2028-29: 0; 2029-30: 0; 2030-31: 0; 2031-32: 0; 2032-33: 0; 2033-34: 0; 2034-35: 0; 2035-36: 0; 2036-37: 0; 2037-38: 0; 2038-39: 0; 2039-40: 0; 2040-41: 0; 2041-42: 0; 2042-43: 0; 2043-44: 0; 2044-45: 0; 2045-46: 0; 2046-47: 0; 2047-48: 0; 2048-49: 0; 2049-50: 0
2BL | Raw water imported | Input | Ml/d | 2 | 2019-20: 0; 2020-21: 0; 2021-22: 0; 2022-23: 0; 2023-24: 0; 2024-25: 0; 2025-26: 0; 2026-27: 0; 2027-28: 0; 2028-29: 0; 2029-30: 0; 2030-31: 0; 2031-32: 0; 2032-33: 0; 2033-34: 0; 2034-35: 0; 2035-36: 0; 2036-37: 0; 2037-38: 0; 2038-39: 0; 2039-40: 0; 2040-41: 0; 2041-42: 0; 2042-43: 0; 2043-44: 0; 2044-45: 0; 2045-46: 0; 2046-47: 0; 2047-48: 0; 2048-49: 0; 2049-50: 0
3BL | Potable water imported | Input | Ml/d | 2 | 2019-20: 0; 2020-21: 0; 2021-22: 0; 2022-23: 0; 2023-24: 0; 2024-25: 0; 2025-26: 0; 2026-27: 0; 2027-28: 0; 2028-29: 0; 2029-30: 0; 2030-31: 0; 2031-32: 0; 2032-33: 0; 2033-34: 0; 2034-35: 0; 2035-36: 0; 2036-37: 0; 2037-38: 0; 2038-39: 0; 2039-40: 0; 2040-41: 0; 2041-42: 0; 2042-43: 0; 2043-44: 0; 2044-45: 0; 2045-46: 0; 2046-47: 0; 2047-48: 0; 2048-49: 0; 2049-50: 0
4BL | Raw water exported enter as -ve | Input | Ml/d | 2 | 2019-20: 0; 2020-21: 0; 2021-22: 0; 2022-23: 0; 2023-24: 0; 2024-25: 0; 2025-26: 0; 2026-27: 0; 2027-28: 0; 2028-29: 0; 2029-30: 0; 2030-31: 0; 2031-32: 0; 2032-33: 0; 2033-34: 0; 2034-35: 0; 2035-36: 0; 2036-37: 0; 2037-38: 0; 2038-39: 0; 2039-40: 0; 2040-41: 0; 2041-42: 0; 2042-43: 0; 2043-44: 0; 2044-45: 0; 2045-46: 0; 2046-47: 0; 2047-48: 0; 2048-49: 0; 2049-50: 0
5BL | Potable water exported enter as -ve | Input | Ml/d | 2 | 2019-20: 0; 2020-21: 0; 2021-22: 0; 2022-23: 0; 2023-24: 0; 2024-25: 0; 2025-26: 0; 2026-27: 0; 2027-28: 0; 2028-29: 0; 2029-30: 0; 2030-31: 0; 2031-32: 0; 2032-33: 0; 2033-34: 0; 2034-35: 0; 2035-36: 0; 2036-37: 0; 2037-38: 0; 2038-39: 0; 2039-40: 0; 2040-41: 0; 2041-42: 0; 2042-43: 0; 2043-44: 0; 2044-45: 0; 2045-46: 0; 2046-47: 0; 2047-48: 0; 2048-49: 0; 2049-50: 0
6BL | Deployable Output before forecast changes | Input | Ml/d | 2 | 2019-20: 13.8; 2020-21: 13.8; 2021-22: 13.8; 2022-23: 13.8; 2023-24: 13.8; 2024-25: 13.8; 2025-26: 13.8; 2026-27: 13.8; 2027-28: 13.8; 2028-29: 13.8; 2029-30: 13.8; 2030-31: 13.8; 2031-32: 13.8; 2032-33: 13.8; 2033-34: 13.8; 2034-35: 13.8; 2035-36: 13.8; 2036-37: 13.8; 2037-38: 13.8; 2038-39: 13.8; 2039-40: 13.8; 2040-41: 13.8; 2041-42: 13.8; 2042-43: 13.8; 2043-44: 13.8; 2044-45: 13.8; 2045-46: 13.8; 2046-47: 13.8; 2047-48: 13.8; 2048-49: 13.8; 2049-50: 13.8
6.1BL | Deployable Output post forecast changes | 6BL + 7BL | Ml/d | 2 | 2019-20: 13.8; 2020-21: 13.8; 2021-22: 13.8; 2022-23: 13.8; 2023-24: 13.8; 2024-25: 13.8; 2025-26: 13.8; 2026-27: 13.8; 2027-28: 13.8; 2028-29: 13.8; 2029-30: 13.8; 2030-31: 13.8; 2031-32: 13.8; 2032-33: 13.8; 2033-34: 13.8; 2034-35: 13.8; 2035-36: 13.8; 2036-37: 13.8; 2037-38: 13.8; 2038-39: 13.8; 2039-40: 13.8; 2040-41: 13.8; 2041-42: 13.8; 2042-43: 13.8; 2043-44: 13.8; 2044-45: 13.8; 2045-46: 13.8; 2046-47: 13.8; 2047-48: 13.8; 2048-49: 13.8; 2049-50: 13.8
7BL | Baseline forecast changes to Deployable Output | sum (7.1BL:7.6BL) | Ml/d | 2 | 2019-20: 0; 2020-21: 0; 2021-22: 0; 2022-23: 0; 2023-24: 0; 2024-25: 0; 2025-26: 0; 2026-27: 0; 2027-28: 0; 2028-29: 0; 2029-30: 0; 2030-31: 0; 2031-32: 0; 2032-33: 0; 2033-34: 0; 2034-35: 0; 2035-36: 0; 2036-37: 0; 2037-38: 0; 2038-39: 0; 2039-40: 0; 2040-41: 0; 2041-42: 0; 2042-43: 0; 2043-44: 0; 2044-45: 0; 2045-46: 0; 2046-47: 0; 2047-48: 0; 2048-49: 0; 2049-50: 0
7.1BL | Change in DO due to climate change | Input | Ml/d | 2 | 2019-20: 0; 2020-21: 0; 2021-22: 0; 2022-23: 0; 2023-24: 0; 2024-25: 0; 2025-26: 0; 2026-27: 0; 2027-28: 0; 2028-29: 0; 2029-30: 0; 2030-31: 0; 2031-32: 0; 2032-33: 0; 2033-34: 0; 2034-35: 0; 2035-36: 0; 2036-37: 0; 2037-38: 0; 2038-39: 0; 2039-40: 0; 2040-41: 0; 2041-42: 0; 2042-43: 0; 2043-44: 0; 2044-45: 0; 2045-46: 0; 2046-47: 0; 2047-48: 0; 2048-49: 0; 2049-50: 0
7.2BL | Total confirmed DO reductions to restore sustainable abstraction enter as -ve | Input | Ml/d | 2 | 2019-20: 0; 2020-21: 0; 2021-22: 0; 2022-23: 0; 2023-24: 0; 2024-25: 0; 2025-26: 0; 2026-27: 0; 2027-28: 0; 2028-29: 0; 2029-30: 0; 2030-31: 0; 2031-32: 0; 2032-33: 0; 2033-34: 0; 2034-35: 0; 2035-36: 0; 2036-37: 0; 2037-38: 0; 2038-39: 0; 2039-40: 0; 2040-41: 0; 2041-42: 0; 2042-43: 0; 2043-44: 0; 2044-45: 0; 2045-46: 0; 2046-47: 0; 2047-48: 0; 2048-49: 0; 2049-50: 0
7.3BL | Total expected DO reductions to restore sustainable abstraction (Environmental Destination) (excl. any confirmed reductions) enter as -ve | Input | Ml/d | 2 | 2019-20: 0; 2020-21: 0; 2021-22: 0; 2022-23: 0; 2023-24: 0; 2024-25: 0; 2025-26: 0; 2026-27: 0; 2027-28: 0; 2028-29: 0; 2029-30: 0; 2030-31: 0; 2031-32: 0; 2032-33: 0; 2033-34: 0; 2034-35: 0; 2035-36: 0; 2036-37: 0; 2037-38: 0; 2038-39: 0; 2039-40: 0; 2040-41: 0; 2041-42: 0; 2042-43: 0; 2043-44: 0; 2044-45: 0; 2045-46: 0; 2046-47: 0; 2047-48: 0; 2048-49: 0; 2049-50: 0
7.4BL | Change in DO from prolonged Outage reduction enter as -ve | Input | Ml/d | 2 | 2019-20: 0; 2020-21: 0; 2021-22: 0; 2022-23: 0; 2023-24: 0; 2024-25: 0; 2025-26: 0; 2026-27: 0; 2027-28: 0; 2028-29: 0; 2029-30: 0; 2030-31: 0; 2031-32: 0; 2032-33: 0; 2033-34: 0; 2034-35: 0; 2035-36: 0; 2036-37: 0; 2037-38: 0; 2038-39: 0; 2039-40: 0; 2040-41: 0; 2041-42: 0; 2042-43: 0; 2043-44: 0; 2044-45: 0; 2045-46: 0; 2046-47: 0; 2047-48: 0; 2048-49: 0; 2049-50: 0
7.5BL | Change in DO from drought measures | Zero for baseline | Ml/d | 2 | 2019-20: 0; 2020-21: 0; 2021-22: 0; 2022-23: 0; 2023-24: 0; 2024-25: 0; 2025-26: 0; 2026-27: 0; 2027-28: 0; 2028-29: 0; 2029-30: 0; 2030-31: 0; 2031-32: 0; 2032-33: 0; 2033-34: 0; 2034-35: 0; 2035-36: 0; 2036-37: 0; 2037-38: 0; 2038-39: 0; 2039-40: 0; 2040-41: 0; 2041-42: 0; 2042-43: 0; 2043-44: 0; 2044-45: 0; 2045-46: 0; 2046-47: 0; 2047-48: 0; 2048-49: 0; 2049-50: 0
7.6BL | Total other changes to DO (specify e.g. Nitrates) | Input | Ml/d | 2 | 2019-20: 0; 2020-21: 0; 2021-22: 0; 2022-23: 0; 2023-24: 0; 2024-25: 0; 2025-26: 0; 2026-27: 0; 2027-28: 0; 2028-29: 0; 2029-30: 0; 2030-31: 0; 2031-32: 0; 2032-33: 0; 2033-34: 0; 2034-35: 0; 2035-36: 0; 2036-37: 0; 2037-38: 0; 2038-39: 0; 2039-40: 0; 2040-41: 0; 2041-42: 0; 2042-43: 0; 2043-44: 0; 2044-45: 0; 2045-46: 0; 2046-47: 0; 2047-48: 0; 2048-49: 0; 2049-50: 0
8BL | Raw water losses, treatment works losses and operational use | Input | Ml/d | 2 | 2019-20: 0.11; 2020-21: 0.11; 2021-22: 0.11; 2022-23: 0.11; 2023-24: 0.11; 2024-25: 0.11; 2025-26: 0.11; 2026-27: 0.11; 2027-28: 0.11; 2028-29: 0.11; 2029-30: 0.11; 2030-31: 0.11; 2031-32: 0.11; 2032-33: 0.11; 2033-34: 0.11; 2034-35: 0.11; 2035-36: 0.11; 2036-37: 0.11; 2037-38: 0.11; 2038-39: 0.11; 2039-40: 0.11; 2040-41: 0.11; 2041-42: 0.11; 2042-43: 0.11; 2043-44: 0.11; 2044-45: 0.11; 2045-46: 0.11; 2046-47: 0.11; 2047-48: 0.11; 2048-49: 0.11; 2049-50: 0.11
9BL | Total Outage Allowance | Input | Ml/d | 2 | 2019-20: 0.09; 2020-21: 0.09; 2021-22: 0.09; 2022-23: 0.09; 2023-24: 0.09; 2024-25: 0.09; 2025-26: 0.09; 2026-27: 0.09; 2027-28: 0.09; 2028-29: 0.09; 2029-30: 0.09; 2030-31: 0.09; 2031-32: 0.09; 2032-33: 0.09; 2033-34: 0.09; 2034-35: 0.09; 2035-36: 0.09; 2036-37: 0.09; 2037-38: 0.09; 2038-39: 0.09; 2039-40: 0.09; 2040-41: 0.09; 2041-42: 0.09; 2042-43: 0.09; 2043-44: 0.09; 2044-45: 0.09; 2045-46: 0.09; 2046-47: 0.09; 2047-48: 0.09; 2048-49: 0.09; 2049-50: 0.09
10BL | Water Available For Use (own sources) | (6BL + 7BL) - (8BL + 9BL) | Ml/d | 2 | 2019-20: 13.6; 2020-21: 13.6; 2021-22: 13.6; 2022-23: 13.6; 2023-24: 13.6; 2024-25: 13.6; 2025-26: 13.6; 2026-27: 13.6; 2027-28: 13.6; 2028-29: 13.6; 2029-30: 13.6; 2030-31: 13.6; 2031-32: 13.6; 2032-33: 13.6; 2033-34: 13.6; 2034-35: 13.6; 2035-36: 13.6; 2036-37: 13.6; 2037-38: 13.6; 2038-39: 13.6; 2039-40: 13.6; 2040-41: 13.6; 2041-42: 13.6; 2042-43: 13.6; 2043-44: 13.6; 2044-45: 13.6; 2045-46: 13.6; 2046-47: 13.6; 2047-48: 13.6; 2048-49: 13.6; 2049-50: 13.6
11BL | Total Water Available For Use | 10BL + sum (2BL:5BL) | Ml/d | 2 | 2019-20: 13.6; 2020-21: 13.6; 2021-22: 13.6; 2022-23: 13.6; 2023-24: 13.6; 2024-25: 13.6; 2025-26: 13.6; 2026-27: 13.6; 2027-28: 13.6; 2028-29: 13.6; 2029-30: 13.6; 2030-31: 13.6; 2031-32: 13.6; 2032-33: 13.6; 2033-34: 13.6; 2034-35: 13.6; 2035-36: 13.6; 2036-37: 13.6; 2037-38: 13.6; 2038-39: 13.6; 2039-40: 13.6; 2040-41: 13.6; 2041-42: 13.6; 2042-43: 13.6; 2043-44: 13.6; 2044-45: 13.6; 2045-46: 13.6; 2046-47: 13.6; 2047-48: 13.6; 2048-49: 13.6; 2049-50: 13.6
12BL | Water delivered measured non-household | Input Note - consumption & uspl | Ml/d | 2 | 2019-20: 1.53; 2020-21: 1.53; 2021-22: 1.53; 2022-23: 1.53; 2023-24: 1.53; 2024-25: 1.54; 2025-26: 1.54; 2026-27: 1.54; 2027-28: 1.54; 2028-29: 1.54; 2029-30: 1.55; 2030-31: 1.55; 2031-32: 1.56; 2032-33: 1.56; 2033-34: 1.57; 2034-35: 1.57; 2035-36: 1.58; 2036-37: 1.58; 2037-38: 1.59; 2038-39: 1.59; 2039-40: 1.6; 2040-41: 1.6; 2041-42: 1.61; 2042-43: 1.61; 2043-44: 1.61; 2044-45: 1.62; 2045-46: 1.62; 2046-47: 1.63; 2047-48: 1.63; 2048-49: 1.63; 2049-50: 1.64
12.1BL | Non-potable water consumption | Input | Ml/d | 2
13BL | Water delivered unmeasured non-household | Input Note - consumption & uspl | Ml/d | 2 | 2019-20: 0.01; 2020-21: 0.01; 2021-22: 0.01; 2022-23: 0.01; 2023-24: 0.01; 2024-25: 0.01; 2025-26: 0.01; 2026-27: 0.01; 2027-28: 0.01; 2028-29: 0.01; 2029-30: 0.01; 2030-31: 0.01; 2031-32: 0.01; 2032-33: 0.01; 2033-34: 0.01; 2034-35: 0.01; 2035-36: 0.01; 2036-37: 0.01; 2037-38: 0.01; 2038-39: 0.01; 2039-40: 0.01; 2040-41: 0.01; 2041-42: 0.01; 2042-43: 0.01; 2043-44: 0.01; 2044-45: 0.01; 2045-46: 0.01; 2046-47: 0.01; 2047-48: 0.01; 2048-49: 0.01; 2049-50: 0.01
14BL | Water delivered measured household | Input Note - consumption & uspl | Ml/d | 2 | 2019-20: 5.34; 2020-21: 5.31; 2021-22: 5.3; 2022-23: 5.33; 2023-24: 5.31; 2024-25: 5.23; 2025-26: 5.34; 2026-27: 5.39; 2027-28: 5.42; 2028-29: 5.46; 2029-30: 5.48; 2030-31: 5.5; 2031-32: 5.54; 2032-33: 5.6; 2033-34: 5.66; 2034-35: 5.71; 2035-36: 5.77; 2036-37: 5.82; 2037-38: 5.9; 2038-39: 5.96; 2039-40: 6.02; 2040-41: 6.08; 2041-42: 6.13; 2042-43: 6.18; 2043-44: 6.24; 2044-45: 6.29; 2045-46: 6.33; 2046-47: 6.37; 2047-48: 6.41; 2048-49: 6.44; 2049-50: 6.48
15BL | Water delivered unmeasured household | Input Note - consumption & uspl | Ml/d | 2 | 2019-20: 0.92; 2020-21: 0.88; 2021-22: 0.84; 2022-23: 0.79; 2023-24: 0.75; 2024-25: 0.71; 2025-26: 0.67; 2026-27: 0.64; 2027-28: 0.61; 2028-29: 0.58; 2029-30: 0.55; 2030-31: 0.52; 2031-32: 0.5; 2032-33: 0.47; 2033-34: 0.45; 2034-35: 0.43; 2035-36: 0.41; 2036-37: 0.38; 2037-38: 0.37; 2038-39: 0.35; 2039-40: 0.33; 2040-41: 0.31; 2041-42: 0.29; 2042-43: 0.28; 2043-44: 0.26; 2044-45: 0.25; 2045-46: 0.24; 2046-47: 0.23; 2047-48: 0.22; 2048-49: 0.22; 2049-50: 0.22
16BL | Percentage of consumption driven by climate change | Input | % | 1 | 2019-20: 0%; 2020-21: 0%; 2021-22: 0%; 2022-23: 0.1%; 2023-24: 0.1%; 2024-25: 0.1%; 2025-26: 0.1%; 2026-27: 0.1%; 2027-28: 0.1%; 2028-29: 0.2%; 2029-30: 0.2%; 2030-31: 0.2%; 2031-32: 0.2%; 2032-33: 0.3%; 2033-34: 0.3%; 2034-35: 0.3%; 2035-36: 0.4%; 2036-37: 0.4%; 2037-38: 0.4%; 2038-39: 0.5%; 2039-40: 0.5%; 2040-41: 0.6%; 2041-42: 0.6%; 2042-43: 0.6%; 2043-44: 0.7%; 2044-45: 0.7%; 2045-46: 0.8%; 2046-47: 0.8%; 2047-48: 0.8%; 2048-49: 0.8%; 2049-50: 0.9%
17BL | Volume of consumption driven by climate change | 16BL * (12BL + sum(13BL:15BL) - sum (23BL:26BL)) | Ml/d | 2 | 2019-20: 0; 2020-21: 0; 2021-22: 0; 2022-23: 0.00741; 2023-24: 0.00735; 2024-25: 0.00726; 2025-26: 0.00734; 2026-27: 0.00736; 2027-28: 0.00736; 2028-29: 0.01478; 2029-30: 0.01478; 2030-31: 0.01478; 2031-32: 0.01484; 2032-33: 0.02235; 2033-34: 0.02253; 2034-35: 0.02259; 2035-36: 0.03032; 2036-37: 0.0304; 2037-38: 0.03072; 2038-39: 0.03855; 2039-40: 0.03885; 2040-41: 0.04686; 2041-42: 0.0471; 2042-43: 0.04734; 2043-44: 0.05551; 2044-45: 0.05579; 2045-46: 0.064; 2046-47: 0.06432; 2047-48: 0.06456; 2048-49: 0.0648; 2049-50: 0.07335
18BL | Measured Household - PCC | ((14BL - 25BL) * 1,000,000) / (39BL *1,000) | l/h/d | 1 | 2019-20: 186.9261; 2020-21: 183.4994; 2021-22: 179.8195; 2022-23: 178.5652; 2023-24: 175.5046; 2024-25: 170.7729; 2025-26: 170.1094; 2026-27: 168.9986; 2027-28: 168.0296; 2028-29: 167.4868; 2029-30: 166.5729; 2030-31: 165.9854; 2031-32: 165.6289; 2032-33: 165.9776; 2033-34: 166.2851; 2034-35: 166.0395; 2035-36: 166.4495; 2036-37: 166.6471; 2037-38: 167.658; 2038-39: 167.8969; 2039-40: 168.2506; 2040-41: 168.7523; 2041-42: 168.9591; 2042-43: 169.1819; 2043-44: 169.6997; 2044-45: 169.6936; 2045-46: 169.9357; 2046-47: 170.1987; 2047-48: 170.4732; 2048-49: 170.5009; 2049-50: 170.9517
19BL | Unmeasured Household - PCC | ((15BL - 26BL) * 1,000,000) / (40BL *1,000) | l/h/d | 1 | 2019-20: 206.5112; 2020-21: 206.2643; 2021-22: 207.3365; 2022-23: 204.5391; 2023-24: 203.9007; 2024-25: 205.9925; 2025-26: 202.6144; 2026-27: 202.332; 2027-28: 201.6565; 2028-29: 204.1588; 2029-30: 202.7027; 2030-31: 200.6689; 2031-32: 202.1978; 2032-33: 198.8899; 2033-34: 204.3796; 2034-35: 204.918; 2035-36: 205.1836; 2036-37: 199.3166; 2037-38: 204.2042; 2038-39: 202.9169; 2039-40: 207.6356; 2040-41: 205.2371; 2041-42: 202.2472; 2042-43: 206.1856; 2043-44: 201.6807; 2044-45: 205.174; 2045-46: 202.765; 2046-47: 200; 2047-48: 196.6568; 2048-49: 202.8398; 2049-50: 203.0457
20BL | Average Household - PCC | (((14BL - 25BL) + (15BL - 26BL)) * 1,000,000) / ((39BL + 40BL) *1,000) | l/h/d | 1 | 2019-20: 189.4717; 2020-21: 186.3081; 2021-22: 183.0309; 2022-23: 181.4255; 2023-24: 178.451; 2024-25: 174.2097; 2025-26: 173.0775; 2026-27: 171.869; 2027-28: 170.7696; 2028-29: 170.3106; 2029-30: 169.2067; 2030-31: 168.3773; 2031-32: 168.0142; 2032-33: 168.0073; 2033-34: 168.5059; 2034-35: 168.181; 2035-36: 168.4636; 2036-37: 168.2504; 2037-38: 169.3501; 2038-39: 169.4258; 2039-40: 169.8695; 2040-41: 170.165; 2041-42: 170.171; 2042-43: 170.4484; 2043-44: 170.7278; 2044-45: 170.7632; 2045-46: 170.8898; 2046-47: 171.0337; 2047-48: 171.181; 2048-49: 171.3453; 2049-50: 171.7859
21BL | Water taken unbilled | Input | Ml/d | 2 | 2019-20: 0.18; 2020-21: 0.18; 2021-22: 0.18; 2022-23: 0.17; 2023-24: 0.19; 2024-25: 0.18; 2025-26: 0.15; 2026-27: 0.18; 2027-28: 0.18; 2028-29: 0.19; 2029-30: 0.19; 2030-31: 0.18; 2031-32: 0.18; 2032-33: 0.18; 2033-34: 0.19; 2034-35: 0.17; 2035-36: 0.19; 2036-37: 0.18; 2037-38: 0.17; 2038-39: 0.19; 2039-40: 0.18; 2040-41: 0.19; 2041-42: 0.19; 2042-43: 0.18; 2043-44: 0.19; 2044-45: 0.19; 2045-46: 0.18; 2046-47: 0.18; 2047-48: 0.19; 2048-49: 0.18; 2049-50: 0.18
22BL | Distribution system operational use | Input | Ml/d | 2 | 2019-20: 0.04; 2020-21: 0.04; 2021-22: 0.04; 2022-23: 0.04; 2023-24: 0.04; 2024-25: 0.04; 2025-26: 0.04; 2026-27: 0.04; 2027-28: 0.04; 2028-29: 0.04; 2029-30: 0.04; 2030-31: 0.04; 2031-32: 0.04; 2032-33: 0.04; 2033-34: 0.04; 2034-35: 0.04; 2035-36: 0.04; 2036-37: 0.04; 2037-38: 0.04; 2038-39: 0.04; 2039-40: 0.04; 2040-41: 0.04; 2041-42: 0.04; 2042-43: 0.04; 2043-44: 0.04; 2044-45: 0.04; 2045-46: 0.04; 2046-47: 0.04; 2047-48: 0.04; 2048-49: 0.04; 2049-50: 0.04
23BL | Measured Non Household - USPL | Input | Ml/d | 2 | 2019-20: 0.01; 2020-21: 0.01; 2021-22: 0.01; 2022-23: 0.01; 2023-24: 0.01; 2024-25: 0.01; 2025-26: 0.01; 2026-27: 0.01; 2027-28: 0.01; 2028-29: 0.01; 2029-30: 0.01; 2030-31: 0.01; 2031-32: 0.01; 2032-33: 0.01; 2033-34: 0.01; 2034-35: 0.01; 2035-36: 0.01; 2036-37: 0.01; 2037-38: 0.01; 2038-39: 0.01; 2039-40: 0.01; 2040-41: 0.01; 2041-42: 0.01; 2042-43: 0.01; 2043-44: 0.01; 2044-45: 0.01; 2045-46: 0.01; 2046-47: 0.01; 2047-48: 0.01; 2048-49: 0.01; 2049-50: 0.01
24BL | Unmeasured Non Household - USPL | Input | Ml/d | 2 | 2019-20: 0; 2020-21: 0; 2021-22: 0; 2022-23: 0; 2023-24: 0; 2024-25: 0; 2025-26: 0; 2026-27: 0; 2027-28: 0; 2028-29: 0; 2029-30: 0; 2030-31: 0; 2031-32: 0; 2032-33: 0; 2033-34: 0; 2034-35: 0; 2035-36: 0; 2036-37: 0; 2037-38: 0; 2038-39: 0; 2039-40: 0; 2040-41: 0; 2041-42: 0; 2042-43: 0; 2043-44: 0; 2044-45: 0; 2045-46: 0; 2046-47: 0; 2047-48: 0; 2048-49: 0; 2049-50: 0
25BL | Measured Household - USPL | Input | Ml/d | 2 | 2019-20: 0.19; 2020-21: 0.19; 2021-22: 0.18; 2022-23: 0.18; 2023-24: 0.18; 2024-25: 0.17; 2025-26: 0.16; 2026-27: 0.16; 2027-28: 0.16; 2028-29: 0.15; 2029-30: 0.15; 2030-31: 0.14; 2031-32: 0.14; 2032-33: 0.14; 2033-34: 0.14; 2034-35: 0.15; 2035-36: 0.15; 2036-37: 0.15; 2037-38: 0.15; 2038-39: 0.16; 2039-40: 0.16; 2040-41: 0.16; 2041-42: 0.16; 2042-43: 0.16; 2043-44: 0.16; 2044-45: 0.17; 2045-46: 0.17; 2046-47: 0.17; 2047-48: 0.17; 2048-49: 0.17; 2049-50: 0.17
26BL | Unmeasured Household - USPL | Input | Ml/d | 2 | 2019-20: 0.07; 2020-21: 0.07; 2021-22: 0.06; 2022-23: 0.06; 2023-24: 0.06; 2024-25: 0.05; 2025-26: 0.05; 2026-27: 0.05; 2027-28: 0.05; 2028-29: 0.04; 2029-30: 0.04; 2030-31: 0.04; 2031-32: 0.04; 2032-33: 0.04; 2033-34: 0.03; 2034-35: 0.03; 2035-36: 0.03; 2036-37: 0.03; 2037-38: 0.03; 2038-39: 0.03; 2039-40: 0.02; 2040-41: 0.02; 2041-42: 0.02; 2042-43: 0.02; 2043-44: 0.02; 2044-45: 0.02; 2045-46: 0.02; 2046-47: 0.02; 2047-48: 0.02; 2048-49: 0.02; 2049-50: 0.02
27BL | Void Properties - USPL | Input | Ml/d | 2 | 2019-20: 0.02; 2020-21: 0.02; 2021-22: 0.02; 2022-23: 0.02; 2023-24: 0.02; 2024-25: 0.02; 2025-26: 0.02; 2026-27: 0.02; 2027-28: 0.02; 2028-29: 0.02; 2029-30: 0.02; 2030-31: 0.02; 2031-32: 0.02; 2032-33: 0.02; 2033-34: 0.02; 2034-35: 0.02; 2035-36: 0.02; 2036-37: 0.02; 2037-38: 0.02; 2038-39: 0.02; 2039-40: 0.02; 2040-41: 0.02; 2041-42: 0.02; 2042-43: 0.02; 2043-44: 0.02; 2044-45: 0.02; 2045-46: 0.02; 2046-47: 0.02; 2047-48: 0.02; 2048-49: 0.02; 2049-50: 0.02
28BL | Distribution losses | Input | Ml/d | 2 | 2019-20: 1.09; 2020-21: 1.06; 2021-22: 1.04; 2022-23: 1.02; 2023-24: 0.99; 2024-25: 0.97; 2025-26: 0.97; 2026-27: 0.97; 2027-28: 0.97; 2028-29: 0.97; 2029-30: 0.97; 2030-31: 0.97; 2031-32: 0.97; 2032-33: 0.97; 2033-34: 0.97; 2034-35: 0.97; 2035-36: 0.97; 2036-37: 0.97; 2037-38: 0.97; 2038-39: 0.97; 2039-40: 0.97; 2040-41: 0.97; 2041-42: 0.97; 2042-43: 0.97; 2043-44: 0.97; 2044-45: 0.97; 2045-46: 0.97; 2046-47: 0.97; 2047-48: 0.97; 2048-49: 0.97; 2049-50: 0.97
29BL | Total Leakage | sum (23BL:28BL) | Ml/d | 2 | 2019-20: 1.38; 2020-21: 1.35; 2021-22: 1.31; 2022-23: 1.29; 2023-24: 1.26; 2024-25: 1.22; 2025-26: 1.21; 2026-27: 1.21; 2027-28: 1.21; 2028-29: 1.19; 2029-30: 1.19; 2030-31: 1.18; 2031-32: 1.18; 2032-33: 1.18; 2033-34: 1.17; 2034-35: 1.18; 2035-36: 1.18; 2036-37: 1.18; 2037-38: 1.18; 2038-39: 1.19; 2039-40: 1.18; 2040-41: 1.18; 2041-42: 1.18; 2042-43: 1.18; 2043-44: 1.18; 2044-45: 1.19; 2045-46: 1.19; 2046-47: 1.19; 2047-48: 1.19; 2048-49: 1.19; 2049-50: 1.19
30BL | Leakage/property | (29BL * 1,000,000) / (36BL * 1,000) | l/prop/d | 2 | 2019-20: 73.4394; 2020-21: 71.637; 2021-22: 69.0418; 2022-23: 67.4404; 2023-24: 65.2985; 2024-25: 62.6091; 2025-26: 60.9971; 2026-27: 60.28; 2027-28: 59.7501; 2028-29: 58.185; 2029-30: 57.7166; 2030-31: 56.7662; 2031-32: 56.3138; 2032-33: 55.8712; 2033-34: 54.9812; 2034-35: 55.0502; 2035-36: 54.6499; 2036-37: 54.2629; 2037-38: 53.8862; 2038-39: 53.978; 2039-40: 53.1795; 2040-41: 52.8532; 2041-42: 52.5332; 2042-43: 52.2309; 2043-44: 51.9412; 2044-45: 52.1039; 2045-46: 51.8406; 2046-47: 51.5911; 2047-48: 51.3551; 2048-49: 51.13; 2049-50: 50.9156
31BL | Measured Non Household - properties | Input | 000's | 2 | 2019-20: 0.968; 2020-21: 0.985; 2021-22: 0.999; 2022-23: 1.019; 2023-24: 1.033; 2024-25: 1.049; 2025-26: 1.064; 2026-27: 1.082; 2027-28: 1.103; 2028-29: 1.124; 2029-30: 1.146; 2030-31: 1.167; 2031-32: 1.187; 2032-33: 1.208; 2033-34: 1.228; 2034-35: 1.246; 2035-36: 1.265; 2036-37: 1.284; 2037-38: 1.303; 2038-39: 1.322; 2039-40: 1.341; 2040-41: 1.36; 2041-42: 1.38; 2042-43: 1.399; 2043-44: 1.419; 2044-45: 1.438; 2045-46: 1.458; 2046-47: 1.478; 2047-48: 1.498; 2048-49: 1.518; 2049-50: 1.539
32BL | Unmeasured Non Household - properties | Input | 000's | 2 | 2019-20: 0.004; 2020-21: 0.004; 2021-22: 0.004; 2022-23: 0.004; 2023-24: 0.004; 2024-25: 0.004; 2025-26: 0.004; 2026-27: 0.004; 2027-28: 0.004; 2028-29: 0.005; 2029-30: 0.005; 2030-31: 0.005; 2031-32: 0.005; 2032-33: 0.005; 2033-34: 0.005; 2034-35: 0.005; 2035-36: 0.005; 2036-37: 0.005; 2037-38: 0.005; 2038-39: 0.005; 2039-40: 0.005; 2040-41: 0.005; 2041-42: 0.006; 2042-43: 0.006; 2043-44: 0.006; 2044-45: 0.006; 2045-46: 0.006; 2046-47: 0.006; 2047-48: 0.006; 2048-49: 0.006; 2049-50: 0.006
33BL | All void non-households - properties | Input | 000's | 2 | 2019-20: 0; 2020-21: 0; 2021-22: 0; 2022-23: 0; 2023-24: 0; 2024-25: 0; 2025-26: 0; 2026-27: 0; 2027-28: 0; 2028-29: 0; 2029-30: 0; 2030-31: 0; 2031-32: 0; 2032-33: 0; 2033-34: 0; 2034-35: 0; 2035-36: 0; 2036-37: 0; 2037-38: 0; 2038-39: 0; 2039-40: 0; 2040-41: 0; 2041-42: 0; 2042-43: 0; 2043-44: 0; 2044-45: 0; 2045-46: 0; 2046-47: 0; 2047-48: 0; 2048-49: 0; 2049-50: 0
34BL | Measured households - properties (excl. void) | Year before + sum (34.1BL:34.6BL) | 000's | 2 | 2019-20: 15.91; 2020-21: 16.019; 2021-22: 16.197; 2022-23: 16.404; 2023-24: 16.627; 2024-25: 16.87; 2025-26: 17.262; 2026-27: 17.533; 2027-28: 17.744; 2028-29: 17.973; 2029-30: 18.165; 2030-31: 18.36; 2031-32: 18.551; 2032-33: 18.739; 2033-34: 18.92; 2034-35: 19.097; 2035-36: 19.273; 2036-37: 19.445; 2037-38: 19.613; 2038-39: 19.775; 2039-40: 19.932; 2040-41: 20.082; 2041-42: 20.227; 2042-43: 20.367; 2043-44: 20.501; 2044-45: 20.63; 2045-46: 20.739; 2046-47: 20.842; 2047-48: 20.941; 2048-49: 21.034; 2049-50: 21.11
34.1BL | New build properties - properties | Input (new builds in each year) | 000's | 2 | 2019-20: 0.009; 2020-21: 0.023; 2021-22: 0.097; 2022-23: 0.132; 2023-24: 0.151; 2024-25: 0.174; 2025-26: 0.333; 2026-27: 0.215; 2027-28: 0.156; 2028-29: 0.176; 2029-30: 0.141; 2030-31: 0.147; 2031-32: 0.144; 2032-33: 0.143; 2033-34: 0.138; 2034-35: 0.135; 2035-36: 0.136; 2036-37: 0.133; 2037-38: 0.13; 2038-39: 0.125; 2039-40: 0.122; 2040-41: 0.116; 2041-42: 0.113; 2042-43: 0.108; 2043-44: 0.104; 2044-45: 0.1; 2045-46: 0.094; 2046-47: 0.089; 2047-48: 0.085; 2048-49: 0.08; 2049-50: 0.076
34.2BL | Meter optants - properties | Input (meter optants in each year) | 000's | 2 | 2019-20: 0.047; 2020-21: 0.045; 2021-22: 0.041; 2022-23: 0.036; 2023-24: 0.035; 2024-25: 0.033; 2025-26: 0.024; 2026-27: 0.023; 2027-28: 0.023; 2028-29: 0.022; 2029-30: 0.021; 2030-31: 0.02; 2031-32: 0.02; 2032-33: 0.019; 2033-34: 0.018; 2034-35: 0.018; 2035-36: 0.017; 2036-37: 0.017; 2037-38: 0.016; 2038-39: 0.016; 2039-40: 0.015; 2040-41: 0.015; 2041-42: 0.014; 2042-43: 0.014; 2043-44: 0.013; 2044-45: 0.013; 2045-46: 0; 2046-47: 0; 2047-48: 0; 2048-49: 0; 2049-50: 0
34.3BL | Compulsory metering - properties | Input (compulsory meters in each year) | 000's | 2 | 2019-20: 0; 2020-21: 0; 2021-22: 0; 2022-23: 0; 2023-24: 0; 2024-25: 0; 2025-26: 0; 2026-27: 0; 2027-28: 0; 2028-29: 0; 2029-30: 0; 2030-31: 0; 2031-32: 0; 2032-33: 0; 2033-34: 0; 2034-35: 0; 2035-36: 0; 2036-37: 0; 2037-38: 0; 2038-39: 0; 2039-40: 0; 2040-41: 0; 2041-42: 0; 2042-43: 0; 2043-44: 0; 2044-45: 0; 2045-46: 0; 2046-47: 0; 2047-48: 0; 2048-49: 0; 2049-50: 0
34.4BL | Metering on change of occupancy - properties | Input (change of occupancy meters in each year) | 000's | 2 | 2019-20: 0.042; 2020-21: 0.04; 2021-22: 0.039; 2022-23: 0.038; 2023-24: 0.036; 2024-25: 0.035; 2025-26: 0.034; 2026-27: 0.032; 2027-28: 0.031; 2028-29: 0.03; 2029-30: 0.029; 2030-31: 0.027; 2031-32: 0.026; 2032-33: 0.025; 2033-34: 0.024; 2034-35: 0.023; 2035-36: 0.022; 2036-37: 0.021; 2037-38: 0.021; 2038-39: 0.02; 2039-40: 0.019; 2040-41: 0.018; 2041-42: 0.017; 2042-43: 0.017; 2043-44: 0.016; 2044-45: 0.015; 2045-46: 0.015; 2046-47: 0.014; 2047-48: 0.014; 2048-49: 0.013; 2049-50: 0
34.5BL | Selective metering - properties | Input (selective meters in each year) | 000's | 2 | 2019-20: 0.001; 2020-21: 0.001; 2021-22: 0.001; 2022-23: 0.001; 2023-24: 0.001; 2024-25: 0.001; 2025-26: 0.001; 2026-27: 0.001; 2027-28: 0.001; 2028-29: 0.001; 2029-30: 0.001; 2030-31: 0.001; 2031-32: 0.001; 2032-33: 0.001; 2033-34: 0.001; 2034-35: 0.001; 2035-36: 0.001; 2036-37: 0.001; 2037-38: 0.001; 2038-39: 0.001; 2039-40: 0.001; 2040-41: 0.001; 2041-42: 0.001; 2042-43: 0.001; 2043-44: 0.001; 2044-45: 0.001; 2045-46: 0; 2046-47: 0; 2047-48: 0; 2048-49: 0; 2049-50: 0
34.6BL | Other changes to existing metering - properties | Input (other changes to meters in each year) | 000's | 2 | 2019-20: 0; 2020-21: 0; 2021-22: 0; 2022-23: 0; 2023-24: 0; 2024-25: 0; 2025-26: 0; 2026-27: 0; 2027-28: 0; 2028-29: 0; 2029-30: 0; 2030-31: 0; 2031-32: 0; 2032-33: 0; 2033-34: 0; 2034-35: 0; 2035-36: 0; 2036-37: 0; 2037-38: 0; 2038-39: 0; 2039-40: 0; 2040-41: 0; 2041-42: 0; 2042-43: 0; 2043-44: 0; 2044-45: 0; 2045-46: 0; 2046-47: 0; 2047-48: 0; 2048-49: 0; 2049-50: 0
34.7BL | Measured household void properties | Input | 000's | 2 | 2019-20: 0.253; 2020-21: 0.257; 2021-22: 0.26; 2022-23: 0.265; 2023-24: 0.269; 2024-25: 0.272; 2025-26: 0.276; 2026-27: 0.28; 2027-28: 0.283; 2028-29: 0.287; 2029-30: 0.29; 2030-31: 0.293; 2031-32: 0.297; 2032-33: 0.3; 2033-34: 0.303; 2034-35: 0.306; 2035-36: 0.309; 2036-37: 0.312; 2037-38: 0.315; 2038-39: 0.318; 2039-40: 0.321; 2040-41: 0.324; 2041-42: 0.326; 2042-43: 0.329; 2043-44: 0.331; 2044-45: 0.333; 2045-46: 0.335; 2046-47: 0.337; 2047-48: 0.339; 2048-49: 0.341; 2049-50: 0.342
35BL | Unmeasured households - properties (excl. void) | Input | 000's | 2 | 2019-20: 1.623; 2020-21: 1.549; 2021-22: 1.484; 2022-23: 1.408; 2023-24: 1.336; 2024-25: 1.266; 2025-26: 1.207; 2026-27: 1.151; 2027-28: 1.096; 2028-29: 1.043; 2029-30: 0.993; 2030-31: 0.944; 2031-32: 0.897; 2032-33: 0.852; 2033-34: 0.808; 2034-35: 0.766; 2035-36: 0.726; 2036-37: 0.687; 2037-38: 0.65; 2038-39: 0.614; 2039-40: 0.579; 2040-41: 0.545; 2041-42: 0.513; 2042-43: 0.482; 2043-44: 0.452; 2044-45: 0.424; 2045-46: 0.409; 2046-47: 0.395; 2047-48: 0.381; 2048-49: 0.368; 2049-50: 0.368
35.1BL | Unmeasured household void properties | Input | 000's | 2 | 2019-20: 0.033; 2020-21: 0.031; 2021-22: 0.03; 2022-23: 0.028; 2023-24: 0.027; 2024-25: 0.025; 2025-26: 0.024; 2026-27: 0.023; 2027-28: 0.021; 2028-29: 0.02; 2029-30: 0.019; 2030-31: 0.018; 2031-32: 0.017; 2032-33: 0.016; 2033-34: 0.016; 2034-35: 0.015; 2035-36: 0.014; 2036-37: 0.013; 2037-38: 0.012; 2038-39: 0.012; 2039-40: 0.011; 2040-41: 0.01; 2041-42: 0.01; 2042-43: 0.009; 2043-44: 0.009; 2044-45: 0.008; 2045-46: 0.008; 2046-47: 0.008; 2047-48: 0.007; 2048-49: 0.007; 2049-50: 0.007
36BL | Total Resource Zone Properties (incl. voids) | sum (31BL:34BL) + 34.7BL + 35BL + 35.1BL | 000's | 2 | 2019-20: 18.791; 2020-21: 18.845; 2021-22: 18.974; 2022-23: 19.128; 2023-24: 19.296; 2024-25: 19.486; 2025-26: 19.837; 2026-27: 20.073; 2027-28: 20.251; 2028-29: 20.452; 2029-30: 20.618; 2030-31: 20.787; 2031-32: 20.954; 2032-33: 21.12; 2033-34: 21.28; 2034-35: 21.435; 2035-36: 21.592; 2036-37: 21.746; 2037-38: 21.898; 2038-39: 22.046; 2039-40: 22.189; 2040-41: 22.326; 2041-42: 22.462; 2042-43: 22.592; 2043-44: 22.718; 2044-45: 22.839; 2045-46: 22.955; 2046-47: 23.066; 2047-48: 23.172; 2048-49: 23.274; 2049-50: 23.372
37BL | Measured Non Household - Population | Input | 000's | 2 | 2019-20: 0.395; 2020-21: 0.403; 2021-22: 0.411; 2022-23: 0.42; 2023-24: 0.428; 2024-25: 0.436; 2025-26: 0.444; 2026-27: 0.455; 2027-28: 0.467; 2028-29: 0.48; 2029-30: 0.491; 2030-31: 0.502; 2031-32: 0.52; 2032-33: 0.534; 2033-34: 0.543; 2034-35: 0.552; 2035-36: 0.56; 2036-37: 0.565; 2037-38: 0.571; 2038-39: 0.578; 2039-40: 0.584; 2040-41: 0.593; 2041-42: 0.603; 2042-43: 0.613; 2043-44: 0.624; 2044-45: 0.635; 2045-46: 0.649; 2046-47: 0.662; 2047-48: 0.676; 2048-49: 0.69; 2049-50: 0.703
38BL | Unmeasured Non Household - Population | Input | 000's | 2 | 2019-20: 0.002; 2020-21: 0.002; 2021-22: 0.002; 2022-23: 0.002; 2023-24: 0.002; 2024-25: 0.002; 2025-26: 0.002; 2026-27: 0.002; 2027-28: 0.002; 2028-29: 0.002; 2029-30: 0.002; 2030-31: 0.002; 2031-32: 0.002; 2032-33: 0.002; 2033-34: 0.002; 2034-35: 0.002; 2035-36: 0.002; 2036-37: 0.002; 2037-38: 0.002; 2038-39: 0.002; 2039-40: 0.002; 2040-41: 0.002; 2041-42: 0.002; 2042-43: 0.002; 2043-44: 0.003; 2044-45: 0.003; 2045-46: 0.003; 2046-47: 0.003; 2047-48: 0.003; 2048-49: 0.003; 2049-50: 0.003
39BL | Measured Household - Population | Input | 000's | 2 | 2019-20: 27.551; 2020-21: 27.902; 2021-22: 28.473; 2022-23: 28.841; 2023-24: 29.23; 2024-25: 29.63; 2025-26: 30.451; 2026-27: 30.947; 2027-28: 31.304; 2028-29: 31.704; 2029-30: 31.998; 2030-31: 32.292; 2031-32: 32.603; 2032-33: 32.896; 2033-34: 33.196; 2034-35: 33.486; 2035-36: 33.764; 2036-37: 34.024; 2037-38: 34.296; 2038-39: 34.545; 2039-40: 34.829; 2040-41: 35.081; 2041-42: 35.334; 2042-43: 35.583; 2043-44: 35.828; 2044-45: 36.065; 2045-46: 36.249; 2046-47: 36.428; 2047-48: 36.604; 2048-49: 36.774; 2049-50: 36.911
40BL | Unmeasured Household - Population | Input | 000's | 2 | 2019-20: 4.116; 2020-21: 3.927; 2021-22: 3.762; 2022-23: 3.569; 2023-24: 3.384; 2024-25: 3.204; 2025-26: 3.06; 2026-27: 2.916; 2027-28: 2.777; 2028-29: 2.645; 2029-30: 2.516; 2030-31: 2.392; 2031-32: 2.275; 2032-33: 2.162; 2033-34: 2.055; 2034-35: 1.952; 2035-36: 1.852; 2036-37: 1.756; 2037-38: 1.665; 2038-39: 1.577; 2039-40: 1.493; 2040-41: 1.413; 2041-42: 1.335; 2042-43: 1.261; 2043-44: 1.19; 2044-45: 1.121; 2045-46: 1.085; 2046-47: 1.05; 2047-48: 1.017; 2048-49: 0.986; 2049-50: 0.985
41BL | Total Resource Zone Population | sum (37BL:40BL) | 000's | 2 | 2019-20: 32.064; 2020-21: 32.234; 2021-22: 32.648; 2022-23: 32.832; 2023-24: 33.044; 2024-25: 33.272; 2025-26: 33.957; 2026-27: 34.32; 2027-28: 34.55; 2028-29: 34.831; 2029-30: 35.007; 2030-31: 35.188; 2031-32: 35.4; 2032-33: 35.594; 2033-34: 35.796; 2034-35: 35.992; 2035-36: 36.178; 2036-37: 36.347; 2037-38: 36.534; 2038-39: 36.702; 2039-40: 36.908; 2040-41: 37.089; 2041-42: 37.274; 2042-43: 37.459; 2043-44: 37.645; 2044-45: 37.824; 2045-46: 37.986; 2046-47: 38.143; 2047-48: 38.3; 2048-49: 38.453; 2049-50: 38.602
42BL | Average household occupancy rate (excl. voids) | (39BL + 40BL) / (34BL + 35BL) | h/prop | 1 | 2019-20: 1.8061; 2020-21: 1.8118; 2021-22: 1.8231; 2022-23: 1.8196; 2023-24: 1.8156; 2024-25: 1.8104; 2025-26: 1.8144; 2026-27: 1.8124; 2027-28: 1.809; 2028-29: 1.8063; 2029-30: 1.8015; 2030-31: 1.7967; 2031-32: 1.7934; 2032-33: 1.7895; 2033-34: 1.7869; 2034-35: 1.7841; 2035-36: 1.7809; 2036-37: 1.7773; 2037-38: 1.7747; 2038-39: 1.7716; 2039-40: 1.7709; 2040-41: 1.7692; 2041-42: 1.768; 2042-43: 1.7672; 2043-44: 1.7667; 2044-45: 1.7662; 2045-46: 1.7654; 2046-47: 1.7648; 2047-48: 1.7644; 2048-49: 1.7643; 2049-50: 1.7644
43BL | Total Household Metering penetration (excl. voids) | 34BL / (34BL + 35BL) | % | 1 | 2019-20: 90.74%; 2020-21: 91.18%; 2021-22: 91.61%; 2022-23: 92.1%; 2023-24: 92.56%; 2024-25: 93.02%; 2025-26: 93.46%; 2026-27: 93.84%; 2027-28: 94.18%; 2028-29: 94.52%; 2029-30: 94.82%; 2030-31: 95.11%; 2031-32: 95.39%; 2032-33: 95.65%; 2033-34: 95.9%; 2034-35: 96.14%; 2035-36: 96.37%; 2036-37: 96.59%; 2037-38: 96.79%; 2038-39: 96.99%; 2039-40: 97.18%; 2040-41: 97.36%; 2041-42: 97.53%; 2042-43: 97.69%; 2043-44: 97.84%; 2044-45: 97.99%; 2045-46: 98.07%; 2046-47: 98.14%; 2047-48: 98.21%; 2048-49: 98.28%; 2049-50: 98.29%
44BL | Total Household Metering penetration (incl. voids) | (34BL) / (34BL + 34.7BL + 35BL + 35.1BL) | % | 1 | 2019-20: 89.29%; 2020-21: 89.71%; 2021-22: 90.13%; 2022-23: 90.6%; 2023-24: 91.06%; 2024-25: 91.52%; 2025-26: 91.97%; 2026-27: 92.34%; 2027-28: 92.69%; 2028-29: 93.01%; 2029-30: 93.31%; 2030-31: 93.6%; 2031-32: 93.87%; 2032-33: 94.13%; 2033-34: 94.38%; 2034-35: 94.61%; 2035-36: 94.84%; 2036-37: 95.05%; 2037-38: 95.25%; 2038-39: 95.44%; 2039-40: 95.63%; 2040-41: 95.81%; 2041-42: 95.97%; 2042-43: 96.13%; 2043-44: 96.28%; 2044-45: 96.42%; 2045-46: 96.5%; 2046-47: 96.57%; 2047-48: 96.64%; 2048-49: 96.71%; 2049-50: 96.72%
45BL | Distribution input | sum (12BL:15BL) +21BL + 22BL + 27BL + 28BL | Ml/d | 2 | 2019-20: 9.13; 2020-21: 9.03; 2021-22: 8.96; 2022-23: 8.91; 2023-24: 8.84; 2024-25: 8.7; 2025-26: 8.74; 2026-27: 8.79; 2027-28: 8.79; 2028-29: 8.81; 2029-30: 8.81; 2030-31: 8.79; 2031-32: 8.82; 2032-33: 8.85; 2033-34: 8.91; 2034-35: 8.92; 2035-36: 8.99; 2036-37: 9; 2037-38: 9.07; 2038-39: 9.13; 2039-40: 9.17; 2040-41: 9.22; 2041-42: 9.26; 2042-43: 9.29; 2043-44: 9.34; 2044-45: 9.39; 2045-46: 9.41; 2046-47: 9.45; 2047-48: 9.49; 2048-49: 9.51; 2049-50: 9.56
46BL | Target headroom (climate change component) | Input | Ml/d | 2 | 2019-20: 0.00019354; 2020-21: 0.00019354; 2021-22: 0.00019354; 2022-23: 0.00019354; 2023-24: 0.00019354; 2024-25: 0.00019354; 2025-26: 0.00019354; 2026-27: 0.00060165; 2027-28: 0.00064066; 2028-29: 0.00080831; 2029-30: 0.00030092; 2030-31: 0.0016239; 2031-32: -4.026e-05; 2032-33: 0.00037983; 2033-34: 0.00097825; 2034-35: 0.0021963; 2035-36: 0.0019944; 2036-37: 0.0021303; 2037-38: 0.0027363; 2038-39: 0.0026824; 2039-40: 0; 2040-41: 0; 2041-42: 0; 2042-43: 0; 2043-44: 0; 2044-45: 0; 2045-46: 0; 2046-47: 0; 2047-48: 0; 2048-49: 0; 2049-50: 0
47BL | Target headroom (All other components) | Input | Ml/d | 2 | 2019-20: 0.42869; 2020-21: 0.42869; 2021-22: 0.42869; 2022-23: 0.42869; 2023-24: 0.42869; 2024-25: 0.42869; 2025-26: 0.42869; 2026-27: 0.41563; 2027-28: 0.41108; 2028-29: 0.52307; 2029-30: 0.53798; 2030-31: 0.55848; 2031-32: 0.58458; 2032-33: 0.59876; 2033-34: 0.59595; 2034-35: 0.62878; 2035-36: 0.4951; 2036-37: 0.4466; 2037-38: 0.46212; 2038-39: 0.49087; 2039-40: 0.38421; 2040-41: 0.39493; 2041-42: 0.40473; 2042-43: 0.41181; 2043-44: 0.42938; 2044-45: 0.43973; 2045-46: 0.37199; 2046-47: 0.37178; 2047-48: 0.37208; 2048-49: 0.37599; 2049-50: 0.37439
48BL | Target Headroom | 46BL + 47BL | Ml/d | 2 | 2019-20: 0.42889; 2020-21: 0.42889; 2021-22: 0.42889; 2022-23: 0.42889; 2023-24: 0.42889; 2024-25: 0.42889; 2025-26: 0.42889; 2026-27: 0.41623; 2027-28: 0.41172; 2028-29: 0.52388; 2029-30: 0.53828; 2030-31: 0.56011; 2031-32: 0.58454; 2032-33: 0.59914; 2033-34: 0.59692; 2034-35: 0.63097; 2035-36: 0.4971; 2036-37: 0.44873; 2037-38: 0.46485; 2038-39: 0.49355; 2039-40: 0.38421; 2040-41: 0.39493; 2041-42: 0.40473; 2042-43: 0.41181; 2043-44: 0.42938; 2044-45: 0.43973; 2045-46: 0.37199; 2046-47: 0.37178; 2047-48: 0.37208; 2048-49: 0.37599; 2049-50: 0.37439
49BL | Available Headroom | 11BL - 45BL | Ml/d | 2 | 2019-20: 4.47; 2020-21: 4.57; 2021-22: 4.64; 2022-23: 4.69; 2023-24: 4.76; 2024-25: 4.9; 2025-26: 4.86; 2026-27: 4.81; 2027-28: 4.81; 2028-29: 4.79; 2029-30: 4.79; 2030-31: 4.81; 2031-32: 4.78; 2032-33: 4.75; 2033-34: 4.69; 2034-35: 4.68; 2035-36: 4.61; 2036-37: 4.6; 2037-38: 4.53; 2038-39: 4.47; 2039-40: 4.43; 2040-41: 4.38; 2041-42: 4.34; 2042-43: 4.31; 2043-44: 4.26; 2044-45: 4.21; 2045-46: 4.19; 2046-47: 4.15; 2047-48: 4.11; 2048-49: 4.09; 2049-50: 4.04
49.1BL | Available non-potable balance (if applicable) | 1.1BL -12.1BL | Ml/d | 2 | 2019-20: 0; 2020-21: 0; 2021-22: 0; 2022-23: 0; 2023-24: 0; 2024-25: 0; 2025-26: 0; 2026-27: 0; 2027-28: 0; 2028-29: 0; 2029-30: 0; 2030-31: 0; 2031-32: 0; 2032-33: 0; 2033-34: 0; 2034-35: 0; 2035-36: 0; 2036-37: 0; 2037-38: 0; 2038-39: 0; 2039-40: 0; 2040-41: 0; 2041-42: 0; 2042-43: 0; 2043-44: 0; 2044-45: 0; 2045-46: 0; 2046-47: 0; 2047-48: 0; 2048-49: 0; 2049-50: 0
50BL | Supply Demand Balance |  | Ml/d | 2 | 2019-20: 4.0411; 2020-21: 4.1411; 2021-22: 4.2111; 2022-23: 4.2611; 2023-24: 4.3311; 2024-25: 4.4711; 2025-26: 4.4311; 2026-27: 4.3938; 2027-28: 4.3983; 2028-29: 4.2661; 2029-30: 4.2517; 2030-31: 4.2499; 2031-32: 4.1955; 2032-33: 4.1509; 2033-34: 4.0931; 2034-35: 4.049; 2035-36: 4.1129; 2036-37: 4.1513; 2037-38: 4.0651; 2038-39: 3.9764; 2039-40: 4.0458; 2040-41: 3.9851; 2041-42: 3.9353; 2042-43: 3.8982; 2043-44: 3.8306; 2044-45: 3.7703; 2045-46: 3.818; 2046-47: 3.7782; 2047-48: 3.7379; 2048-49: 3.714; 2049-50: 3.6656
Table 3e: DYCP - Final plan Options | Back to top of sheet
WRMP24 reference | Option type | Cat ID | Unit | Decimal places | 2019-20 | 2020-21 | 2021-22 | 2022-23 | 2023-24 | 2024-25 | 2025-26 | 2026-27 | 2027-28 | 2028-29 | 2029-30 | 2030-31 | 2031-32 | 2032-33 | 2033-34 | 2034-35 | 2035-36 | 2036-37 | 2037-38 | 2038-39 | 2039-40 | 2040-41 | 2041-42 | 2042-43 | 2043-44 | 2044-45 | 2045-46 | 2046-47 | 2047-48 | 2048-49 | 2049-50 | 2050-51 | 2051-52 | 2052-53 | 2053-54 | 2054-55 | 2055-56 | 2056-57 | 2057-58 | 2058-59 | 2059-60 | 2060-61 | 2061-62 | 2062-63 | 2063-64 | 2064-65 | 2065-66 | 2066-67 | 2067-68 | 2068-69 | 2069-70 | 2070-71 | 2071-72 | 2072-73 | 2073-74 | 2074-75 | 2075-76 | 2076-77 | 2077-78 | 2078-79 | 2079-80 | 2080-81 | 2081-82 | 2082-83 | 2083-84 | 2084-85 | 2085-86 | 2086-87 | 2087-88 | 2088-89 | 2089-90 | 2090-91 | 2091-92 | 2092-93 | 2093-94 | 2094-95 | 2095-96 | 2096-97 | 2097-98 | 2098-99 | 2099-100
1.11FP | Non potable supplies input reductions as -ve and increases as +ve | RSNPS | Ml/d | 2 | 2019-20: 0; 2020-21: 0; 2021-22: 0; 2022-23: 0; 2023-24: 0; 2024-25: 0; 2025-26: 0; 2026-27: 0; 2027-28: 0; 2028-29: 0; 2029-30: 0; 2030-31: 0; 2031-32: 0; 2032-33: 0; 2033-34: 0; 2034-35: 0; 2035-36: 0; 2036-37: 0; 2037-38: 0; 2038-39: 0; 2039-40: 0; 2040-41: 0; 2041-42: 0; 2042-43: 0; 2043-44: 0; 2044-45: 0; 2045-46: 0; 2046-47: 0; 2047-48: 0; 2048-49: 0; 2049-50: 0
2.1FP | Raw water imports | RSRWI | Ml/d | 2 | 2019-20: 0; 2020-21: 0; 2021-22: 0; 2022-23: 0; 2023-24: 0; 2024-25: 0; 2025-26: 0; 2026-27: 0; 2027-28: 0; 2028-29: 0; 2029-30: 0; 2030-31: 0; 2031-32: 0; 2032-33: 0; 2033-34: 0; 2034-35: 0; 2035-36: 0; 2036-37: 0; 2037-38: 0; 2038-39: 0; 2039-40: 0; 2040-41: 0; 2041-42: 0; 2042-43: 0; 2043-44: 0; 2044-45: 0; 2045-46: 0; 2046-47: 0; 2047-48: 0; 2048-49: 0; 2049-50: 0
3.1FP | Potable water imports input reductions as -ve | RSPWI | Ml/d | 2 | 2019-20: 0; 2020-21: 0; 2021-22: 0; 2022-23: 0; 2023-24: 0; 2024-25: 0; 2025-26: 0; 2026-27: 0; 2027-28: 0; 2028-29: 0; 2029-30: 0; 2030-31: -0.87; 2031-32: -0.87; 2032-33: -0.87; 2033-34: -0.87; 2034-35: -0.87; 2035-36: -0.87; 2036-37: -0.87; 2037-38: -0.87; 2038-39: -0.87; 2039-40: -0.87; 2040-41: -0.87; 2041-42: -0.87; 2042-43: -0.87; 2043-44: -0.87; 2044-45: -0.87; 2045-46: -0.87; 2046-47: -0.87; 2047-48: -0.87; 2048-49: -0.87; 2049-50: -0.87
4.1FP | Raw water exports input reductions as +ve and increases as -ve | RSRWE | Ml/d | 2 | 2019-20: 0; 2020-21: 0; 2021-22: 0; 2022-23: 0; 2023-24: 0; 2024-25: 0; 2025-26: 0; 2026-27: 0; 2027-28: 0; 2028-29: 0; 2029-30: 0; 2030-31: 0; 2031-32: 0; 2032-33: 0; 2033-34: 0; 2034-35: 0; 2035-36: 0; 2036-37: 0; 2037-38: 0; 2038-39: 0; 2039-40: 0; 2040-41: 0; 2041-42: 0; 2042-43: 0; 2043-44: 0; 2044-45: 0; 2045-46: 0; 2046-47: 0; 2047-48: 0; 2048-49: 0; 2049-50: 0
5.1FP | Potable water exports input reductions as +ve and increases as -ve | RSPWE | Ml/d | 2 | 2019-20: 0; 2020-21: 0; 2021-22: 0; 2022-23: 0; 2023-24: 0; 2024-25: 0; 2025-26: 0.001; 2026-27: 0.001; 2027-28: 0.001; 2028-29: 0.001; 2029-30: 0.001; 2030-31: 0.001; 2031-32: 0.001; 2032-33: 0.001; 2033-34: 0.001; 2034-35: 0.001; 2035-36: 0.001; 2036-37: 0.001; 2037-38: 0.001; 2038-39: 0.001; 2039-40: 0.001; 2040-41: 0.001; 2041-42: 0.001; 2042-43: 0.001; 2043-44: 0.001; 2044-45: 0.001; 2045-46: 0.001; 2046-47: 0.001; 2047-48: 0.001; 2048-49: 0.001; 2049-50: 0.001
6.2FP | DO benefit from increase raw water abstractions | RSRWA | Ml/d | 2 | 2019-20: 0; 2020-21: 0; 2021-22: 0; 2022-23: 0; 2023-24: 0; 2024-25: 0; 2025-26: 0; 2026-27: 0; 2027-28: 0; 2028-29: 0; 2029-30: 0; 2030-31: 0; 2031-32: 0; 2032-33: 0; 2033-34: 0; 2034-35: 0; 2035-36: 0; 2036-37: 0; 2037-38: 0; 2038-39: 0; 2039-40: 0; 2040-41: 0; 2041-42: 0; 2042-43: 0; 2043-44: 0; 2044-45: 0; 2045-46: 0; 2046-47: 0; 2047-48: 0; 2048-49: 0; 2049-50: 0
6.3FP | Other options to increase deployable output | RSIPO | Ml/d | 2 | 2019-20: 0; 2020-21: 0; 2021-22: 0; 2022-23: 0; 2023-24: 0; 2024-25: 0; 2025-26: 0; 2026-27: 0; 2027-28: 0; 2028-29: 0; 2029-30: 0; 2030-31: 0; 2031-32: 0; 2032-33: 0; 2033-34: 0; 2034-35: 0; 2035-36: 0; 2036-37: 0; 2037-38: 0; 2038-39: 0; 2039-40: 0; 2040-41: 0; 2041-42: 0; 2042-43: 0; 2043-44: 0; 2044-45: 0; 2045-46: 0; 2046-47: 0; 2047-48: 0; 2048-49: 0; 2049-50: 0
7.01FP | DO benefit from supply side drought measures | RSDPS | Ml/d | 2 | 2019-20: 0; 2020-21: 0; 2021-22: 0; 2022-23: 0; 2023-24: 0; 2024-25: 0; 2025-26: 0; 2026-27: 0; 2027-28: 0; 2028-29: 0; 2029-30: 0; 2030-31: 0; 2031-32: 0; 2032-33: 0; 2033-34: 0; 2034-35: 0; 2035-36: 0; 2036-37: 0; 2037-38: 0; 2038-39: 0; 2039-40: 0; 2040-41: 0; 2041-42: 0; 2042-43: 0; 2043-44: 0; 2044-45: 0; 2045-46: 0; 2046-47: 0; 2047-48: 0; 2048-49: 0; 2049-50: 0
7.02FP | DO benefit from demand side drought measures | RSDPD | Ml/d | 2 | 2019-20: 0; 2020-21: 0; 2021-22: 0; 2022-23: 0; 2023-24: 0; 2024-25: 0; 2025-26: 0; 2026-27: 0; 2027-28: 0; 2028-29: 0; 2029-30: 0; 2030-31: 0; 2031-32: 0; 2032-33: 0; 2033-34: 0; 2034-35: 0; 2035-36: 0; 2036-37: 0; 2037-38: 0; 2038-39: 0; 2039-40: 0; 2040-41: 0; 2041-42: 0; 2042-43: 0; 2043-44: 0; 2044-45: 0; 2045-46: 0; 2046-47: 0; 2047-48: 0; 2048-49: 0; 2049-50: 0
8.1FP | Reduce raw water losses and operational use input as -ve | RSLOU | Ml/d | 2 | 2019-20: 0; 2020-21: 0; 2021-22: 0; 2022-23: 0; 2023-24: 0; 2024-25: 0; 2025-26: 0; 2026-27: 0; 2027-28: 0; 2028-29: 0; 2029-30: 0; 2030-31: 0; 2031-32: 0; 2032-33: 0; 2033-34: 0; 2034-35: 0; 2035-36: 0; 2036-37: 0; 2037-38: 0; 2038-39: 0; 2039-40: 0; 2040-41: 0; 2041-42: 0; 2042-43: 0; 2043-44: 0; 2044-45: 0; 2045-46: 0; 2046-47: 0; 2047-48: 0; 2048-49: 0; 2049-50: 0
8.2FP | Reduce treatment works losses input as -ve | PSTWL | Ml/d | 2 | 2019-20: 0; 2020-21: 0; 2021-22: 0; 2022-23: 0; 2023-24: 0; 2024-25: 0; 2025-26: 0; 2026-27: 0; 2027-28: 0; 2028-29: 0; 2029-30: 0; 2030-31: 0; 2031-32: 0; 2032-33: 0; 2033-34: 0; 2034-35: 0; 2035-36: 0; 2036-37: 0; 2037-38: 0; 2038-39: 0; 2039-40: 0; 2040-41: 0; 2041-42: 0; 2042-43: 0; 2043-44: 0; 2044-45: 0; 2045-46: 0; 2046-47: 0; 2047-48: 0; 2048-49: 0; 2049-50: 0
9.1FP | Reduce outages input as -ve | PSROU | Ml/d | 2 | 2019-20: 0; 2020-21: 0; 2021-22: 0; 2022-23: 0; 2023-24: 0; 2024-25: 0; 2025-26: 0; 2026-27: 0; 2027-28: 0; 2028-29: 0; 2029-30: 0; 2030-31: 0; 2031-32: 0; 2032-33: 0; 2033-34: 0; 2034-35: 0; 2035-36: 0; 2036-37: 0; 2037-38: 0; 2038-39: 0; 2039-40: 0; 2040-41: 0; 2041-42: 0; 2042-43: 0; 2043-44: 0; 2044-45: 0; 2045-46: 0; 2046-47: 0; 2047-48: 0; 2048-49: 0; 2049-50: 0
12.2FP | Change volume delivered to measured non households input reductions as -ve, line to include both measured non-household consumption and USPL options | CVMNH | Ml/d | 2 | 2019-20: 0; 2020-21: 0; 2021-22: 0; 2022-23: 0; 2023-24: 0; 2024-25: 0; 2025-26: -0.03; 2026-27: -0.06; 2027-28: -0.08; 2028-29: -0.1; 2029-30: -0.13; 2030-31: -0.15; 2031-32: -0.17; 2032-33: -0.2; 2033-34: -0.22; 2034-35: -0.24; 2035-36: -0.27; 2036-37: -0.29; 2037-38: -0.32; 2038-39: -0.34; 2039-40: -0.37; 2040-41: -0.39; 2041-42: -0.42; 2042-43: -0.45; 2043-44: -0.47; 2044-45: -0.5; 2045-46: -0.53; 2046-47: -0.55; 2047-48: -0.58; 2048-49: -0.61; 2049-50: -0.64
13.1FP | Change volume delivered to unmeasured non households input reductions as -ve, line to include both unmeasured non-household consumption and USPL options | CVUNH | Ml/d | 2 | 2019-20: 0; 2020-21: 0; 2021-22: 0; 2022-23: 0; 2023-24: 0; 2024-25: 0; 2025-26: 0; 2026-27: 0; 2027-28: 0; 2028-29: 0; 2029-30: 0; 2030-31: 0; 2031-32: 0; 2032-33: 0; 2033-34: 0; 2034-35: 0; 2035-36: 0; 2036-37: 0; 2037-38: 0; 2038-39: 0; 2039-40: 0; 2040-41: 0; 2041-42: 0; 2042-43: 0; 2043-44: 0; 2044-45: 0; 2045-46: 0; 2046-47: 0; 2047-48: 0; 2048-49: 0; 2049-50: 0
14.1FP | Change volume delivered to measured households input reductions as -ve, line to include both measured household consumption and USPL options | CVMHH | Ml/d | 2 | 2019-20: 0; 2020-21: 0; 2021-22: 0; 2022-23: 0; 2023-24: 0; 2024-25: 0; 2025-26: -0.07; 2026-27: -0.09; 2027-28: -0.1; 2028-29: -0.14; 2029-30: -0.17; 2030-31: -0.2; 2031-32: -0.24; 2032-33: -0.26; 2033-34: -0.28; 2034-35: -0.34; 2035-36: -0.4; 2036-37: -0.46; 2037-38: -0.52; 2038-39: -0.57; 2039-40: -0.63; 2040-41: -0.69; 2041-42: -0.75; 2042-43: -0.81; 2043-44: -0.87; 2044-45: -0.9; 2045-46: -0.92; 2046-47: -0.95; 2047-48: -0.97; 2048-49: -0.99; 2049-50: -1.02
15.1FP | Change volume delivered to unmeasured households input reductions as -ve, line to include both unmeasured household consumption and USPL options | CVUHH | Ml/d | 2 | 2019-20: 0; 2020-21: 0; 2021-22: 0; 2022-23: 0; 2023-24: 0; 2024-25: 0; 2025-26: 0; 2026-27: 0; 2027-28: 0; 2028-29: 0; 2029-30: 0; 2030-31: 0; 2031-32: 0; 2032-33: 0; 2033-34: 0; 2034-35: 0; 2035-36: 0; 2036-37: 0; 2037-38: 0; 2038-39: 0; 2039-40: 0; 2040-41: 0; 2041-42: 0; 2042-43: 0; 2043-44: 0; 2044-45: 0; 2045-46: 0; 2046-47: 0; 2047-48: 0; 2048-49: 0; 2049-50: 0
21.1FP | Options to reduce water taken unbilled input as -ve | CSWTU | Ml/d | 2 | 2019-20: 0; 2020-21: 0; 2021-22: 0; 2022-23: 0; 2023-24: 0; 2024-25: 0; 2025-26: 0; 2026-27: 0; 2027-28: 0; 2028-29: 0; 2029-30: 0; 2030-31: 0; 2031-32: 0; 2032-33: 0; 2033-34: 0; 2034-35: 0; 2035-36: 0; 2036-37: 0; 2037-38: 0; 2038-39: 0; 2039-40: 0; 2040-41: 0; 2041-42: 0; 2042-43: 0; 2043-44: 0; 2044-45: 0; 2045-46: 0; 2046-47: 0; 2047-48: 0; 2048-49: 0; 2049-50: 0
22.1FP | Reduce distribution system operational use (DSOU) input as -ve | DSDOU | Ml/d | 2 | 2019-20: 0; 2020-21: 0; 2021-22: 0; 2022-23: 0; 2023-24: 0; 2024-25: 0; 2025-26: 0; 2026-27: 0; 2027-28: 0; 2028-29: 0; 2029-30: 0; 2030-31: 0; 2031-32: 0; 2032-33: 0; 2033-34: 0; 2034-35: 0; 2035-36: 0; 2036-37: 0; 2037-38: 0; 2038-39: 0; 2039-40: 0; 2040-41: 0; 2041-42: 0; 2042-43: 0; 2043-44: 0; 2044-45: 0; 2045-46: 0; 2046-47: 0; 2047-48: 0; 2048-49: 0; 2049-50: 0
23.1FP | Options impacting on measured Non Household - USPL input reductions as -ve | CUMNH | Ml/d | 2 | 2019-20: 0; 2020-21: 0; 2021-22: 0; 2022-23: 0; 2023-24: 0; 2024-25: 0; 2025-26: 0; 2026-27: 0; 2027-28: 0; 2028-29: 0; 2029-30: 0; 2030-31: 0; 2031-32: 0; 2032-33: 0; 2033-34: 0; 2034-35: 0; 2035-36: 0; 2036-37: 0; 2037-38: 0; 2038-39: 0; 2039-40: 0; 2040-41: 0; 2041-42: 0; 2042-43: 0; 2043-44: 0; 2044-45: 0; 2045-46: -0.01; 2046-47: -0.01; 2047-48: -0.01; 2048-49: -0.01; 2049-50: -0.01
24.1FP | Options impacting on unmeasured Non Household - USPL input reductions as -ve | CUUNH | Ml/d | 2 | 2019-20: 0; 2020-21: 0; 2021-22: 0; 2022-23: 0; 2023-24: 0; 2024-25: 0; 2025-26: 0; 2026-27: 0; 2027-28: 0; 2028-29: 0; 2029-30: 0; 2030-31: 0; 2031-32: 0; 2032-33: 0; 2033-34: 0; 2034-35: 0; 2035-36: 0; 2036-37: 0; 2037-38: 0; 2038-39: 0; 2039-40: 0; 2040-41: 0; 2041-42: 0; 2042-43: 0; 2043-44: 0; 2044-45: 0; 2045-46: 0; 2046-47: 0; 2047-48: 0; 2048-49: 0; 2049-50: 0
25.1FP | Options impacting on measured Household - USPL input reductions as -ve | CUMHH | Ml/d | 2 | 2019-20: 0; 2020-21: 0; 2021-22: 0; 2022-23: 0; 2023-24: 0; 2024-25: 0; 2025-26: -0.03; 2026-27: -0.03; 2027-28: -0.03; 2028-29: -0.03; 2029-30: -0.03; 2030-31: -0.03; 2031-32: -0.04; 2032-33: -0.04; 2033-34: -0.04; 2034-35: -0.04; 2035-36: -0.04; 2036-37: -0.04; 2037-38: -0.04; 2038-39: -0.04; 2039-40: -0.04; 2040-41: -0.04; 2041-42: -0.04; 2042-43: -0.05; 2043-44: -0.05; 2044-45: -0.05; 2045-46: -0.05; 2046-47: -0.05; 2047-48: -0.05; 2048-49: -0.05; 2049-50: -0.05
26.1FP | Options impacting on unmeasured Household - USPL input reductions as -ve | CUUHH | Ml/d | 2 | 2019-20: 0; 2020-21: 0; 2021-22: 0; 2022-23: 0; 2023-24: 0; 2024-25: 0; 2025-26: 0; 2026-27: 0; 2027-28: 0; 2028-29: 0; 2029-30: 0; 2030-31: 0; 2031-32: 0; 2032-33: 0; 2033-34: 0; 2034-35: 0; 2035-36: 0; 2036-37: 0; 2037-38: 0; 2038-39: 0; 2039-40: 0; 2040-41: 0; 2041-42: 0; 2042-43: 0; 2043-44: 0; 2044-45: 0; 2045-46: 0; 2046-47: 0; 2047-48: 0; 2048-49: 0; 2049-50: 0
27.1FP | Options impacting on Void properties - USPL input reductions as -ve | CUVPP | Ml/d | 2 | 2019-20: 0; 2020-21: 0; 2021-22: 0; 2022-23: 0; 2023-24: 0; 2024-25: 0; 2025-26: 0; 2026-27: 0; 2027-28: 0; 2028-29: 0; 2029-30: 0; 2030-31: 0; 2031-32: 0; 2032-33: 0; 2033-34: 0; 2034-35: 0; 2035-36: 0; 2036-37: 0; 2037-38: 0; 2038-39: 0; 2039-40: 0; 2040-41: 0; 2041-42: 0; 2042-43: 0; 2043-44: 0; 2044-45: 0; 2045-46: 0; 2046-47: 0; 2047-48: 0; 2048-49: 0; 2049-50: 0
28.1FP | Reduce distribution losses input as -ve | DSRDL | Ml/d | 2 | 2019-20: 0; 2020-21: 0; 2021-22: 0; 2022-23: 0; 2023-24: 0; 2024-25: 0; 2025-26: 0; 2026-27: 0; 2027-28: 0; 2028-29: 0; 2029-30: 0; 2030-31: 0; 2031-32: 0; 2032-33: 0; 2033-34: 0; 2034-35: 0; 2035-36: 0; 2036-37: 0; 2037-38: 0; 2038-39: 0; 2039-40: 0; 2040-41: 0; 2041-42: -0.01; 2042-43: -0.01; 2043-44: -0.01; 2044-45: -0.01; 2045-46: -0.01; 2046-47: -0.01; 2047-48: -0.02; 2048-49: -0.02; 2049-50: -0.02
Table 3f: DYCP - Final plan | Back to top of sheet
WRMP24 reference | Component | Derivation | Unit | Decimal places | 2019-20 | 2020-21 | 2021-22 | 2022-23 | 2023-24 | 2024-25 | 2025-26 | 2026-27 | 2027-28 | 2028-29 | 2029-30 | 2030-31 | 2031-32 | 2032-33 | 2033-34 | 2034-35 | 2035-36 | 2036-37 | 2037-38 | 2038-39 | 2039-40 | 2040-41 | 2041-42 | 2042-43 | 2043-44 | 2044-45 | 2045-46 | 2046-47 | 2047-48 | 2048-49 | 2049-50 | 2050-51 | 2051-52 | 2052-53 | 2053-54 | 2054-55 | 2055-56 | 2056-57 | 2057-58 | 2058-59 | 2059-60 | 2060-61 | 2061-62 | 2062-63 | 2063-64 | 2064-65 | 2065-66 | 2066-67 | 2067-68 | 2068-69 | 2069-70 | 2070-71 | 2071-72 | 2072-73 | 2073-74 | 2074-75 | 2075-76 | 2076-77 | 2077-78 | 2078-79 | 2079-80 | 2080-81 | 2081-82 | 2082-83 | 2083-84 | 2084-85 | 2085-86 | 2086-87 | 2087-88 | 2088-89 | 2089-90 | 2090-91 | 2091-92 | 2092-93 | 2093-94 | 2094-95 | 2095-96 | 2096-97 | 2097-98 | 2098-99 | 2099-100
1FP | Raw water abstracted | Input | Ml/d | 2 | 2019-20: 0; 2020-21: 0; 2021-22: 0; 2022-23: 0; 2023-24: 0; 2024-25: 0; 2025-26: 0.001; 2026-27: 0.001; 2027-28: 0.001; 2028-29: 0.001; 2029-30: 0.001; 2030-31: 0.001; 2031-32: 0.001; 2032-33: 0.001; 2033-34: 0.001; 2034-35: 0.001; 2035-36: 0.001; 2036-37: 0.001; 2037-38: 0.001; 2038-39: 0.001; 2039-40: 0.001; 2040-41: 0.001; 2041-42: 0.001; 2042-43: 0.001; 2043-44: 0.001; 2044-45: 0.001; 2045-46: 0.001; 2046-47: 0.001; 2047-48: 0.001; 2048-49: 0.001; 2049-50: 0.001
1.1FP | Non-potable water supplies | 1.1BL + 1.11FP | Ml/d | 2 | 2019-20: 0; 2020-21: 0; 2021-22: 0; 2022-23: 0; 2023-24: 0; 2024-25: 0; 2025-26: 0; 2026-27: 0; 2027-28: 0; 2028-29: 0; 2029-30: 0; 2030-31: 0; 2031-32: 0; 2032-33: 0; 2033-34: 0; 2034-35: 0; 2035-36: 0; 2036-37: 0; 2037-38: 0; 2038-39: 0; 2039-40: 0; 2040-41: 0; 2041-42: 0; 2042-43: 0; 2043-44: 0; 2044-45: 0; 2045-46: 0; 2046-47: 0; 2047-48: 0; 2048-49: 0; 2049-50: 0
2FP | Raw water imported | 2BL + 2.1FP | Ml/d | 2 | 2019-20: 0; 2020-21: 0; 2021-22: 0; 2022-23: 0; 2023-24: 0; 2024-25: 0; 2025-26: 0; 2026-27: 0; 2027-28: 0; 2028-29: 0; 2029-30: 0; 2030-31: 0; 2031-32: 0; 2032-33: 0; 2033-34: 0; 2034-35: 0; 2035-36: 0; 2036-37: 0; 2037-38: 0; 2038-39: 0; 2039-40: 0; 2040-41: 0; 2041-42: 0; 2042-43: 0; 2043-44: 0; 2044-45: 0; 2045-46: 0; 2046-47: 0; 2047-48: 0; 2048-49: 0; 2049-50: 0
3FP | Potable water imported | 3BL + 3.1FP | Ml/d | 2 | 2019-20: 0; 2020-21: 0; 2021-22: 0; 2022-23: 0; 2023-24: 0; 2024-25: 0; 2025-26: 0; 2026-27: 0; 2027-28: 0; 2028-29: 0; 2029-30: 0; 2030-31: -0.87; 2031-32: -0.87; 2032-33: -0.87; 2033-34: -0.87; 2034-35: -0.87; 2035-36: -0.87; 2036-37: -0.87; 2037-38: -0.87; 2038-39: -0.87; 2039-40: -0.87; 2040-41: -0.87; 2041-42: -0.87; 2042-43: -0.87; 2043-44: -0.87; 2044-45: -0.87; 2045-46: -0.87; 2046-47: -0.87; 2047-48: -0.87; 2048-49: -0.87; 2049-50: -0.87
4FP | Raw water exported enter as -ve | 4BL + 4.1FP | Ml/d | 2 | 2019-20: 0; 2020-21: 0; 2021-22: 0; 2022-23: 0; 2023-24: 0; 2024-25: 0; 2025-26: 0; 2026-27: 0; 2027-28: 0; 2028-29: 0; 2029-30: 0; 2030-31: 0; 2031-32: 0; 2032-33: 0; 2033-34: 0; 2034-35: 0; 2035-36: 0; 2036-37: 0; 2037-38: 0; 2038-39: 0; 2039-40: 0; 2040-41: 0; 2041-42: 0; 2042-43: 0; 2043-44: 0; 2044-45: 0; 2045-46: 0; 2046-47: 0; 2047-48: 0; 2048-49: 0; 2049-50: 0
5FP | Potable water exported enter as -ve | 5BL + 5.1FP | Ml/d | 2 | 2019-20: 0; 2020-21: 0; 2021-22: 0; 2022-23: 0; 2023-24: 0; 2024-25: 0; 2025-26: 0.001; 2026-27: 0.001; 2027-28: 0.001; 2028-29: 0.001; 2029-30: 0.001; 2030-31: 0.001; 2031-32: 0.001; 2032-33: 0.001; 2033-34: 0.001; 2034-35: 0.001; 2035-36: 0.001; 2036-37: 0.001; 2037-38: 0.001; 2038-39: 0.001; 2039-40: 0.001; 2040-41: 0.001; 2041-42: 0.001; 2042-43: 0.001; 2043-44: 0.001; 2044-45: 0.001; 2045-46: 0.001; 2046-47: 0.001; 2047-48: 0.001; 2048-49: 0.001; 2049-50: 0.001
6.1FP | Deployable Output post forecast changes | 6.1BL + 6.2FP + 6.3FP +7.01FP +7.02FP | Ml/d | 2 | 2019-20: 13.8; 2020-21: 13.8; 2021-22: 13.8; 2022-23: 13.8; 2023-24: 13.8; 2024-25: 13.8; 2025-26: 13.8; 2026-27: 13.8; 2027-28: 13.8; 2028-29: 13.8; 2029-30: 13.8; 2030-31: 13.8; 2031-32: 13.8; 2032-33: 13.8; 2033-34: 13.8; 2034-35: 13.8; 2035-36: 13.8; 2036-37: 13.8; 2037-38: 13.8; 2038-39: 13.8; 2039-40: 13.8; 2040-41: 13.8; 2041-42: 13.8; 2042-43: 13.8; 2043-44: 13.8; 2044-45: 13.8; 2045-46: 13.8; 2046-47: 13.8; 2047-48: 13.8; 2048-49: 13.8; 2049-50: 13.8
8FP | Raw water losses, treatment works losses and operational use | 8BL + 8.1FP + 8.2FP | Ml/d | 2 | 2019-20: 0.11; 2020-21: 0.11; 2021-22: 0.11; 2022-23: 0.11; 2023-24: 0.11; 2024-25: 0.11; 2025-26: 0.11; 2026-27: 0.11; 2027-28: 0.11; 2028-29: 0.11; 2029-30: 0.11; 2030-31: 0.11; 2031-32: 0.11; 2032-33: 0.11; 2033-34: 0.11; 2034-35: 0.11; 2035-36: 0.11; 2036-37: 0.11; 2037-38: 0.11; 2038-39: 0.11; 2039-40: 0.11; 2040-41: 0.11; 2041-42: 0.11; 2042-43: 0.11; 2043-44: 0.11; 2044-45: 0.11; 2045-46: 0.11; 2046-47: 0.11; 2047-48: 0.11; 2048-49: 0.11; 2049-50: 0.11
9FP | Total Outage Allowance | 9BL + 9.1FP | Ml/d | 2 | 2019-20: 0.09; 2020-21: 0.09; 2021-22: 0.09; 2022-23: 0.09; 2023-24: 0.09; 2024-25: 0.09; 2025-26: 0.09; 2026-27: 0.09; 2027-28: 0.09; 2028-29: 0.09; 2029-30: 0.09; 2030-31: 0.09; 2031-32: 0.09; 2032-33: 0.09; 2033-34: 0.09; 2034-35: 0.09; 2035-36: 0.09; 2036-37: 0.09; 2037-38: 0.09; 2038-39: 0.09; 2039-40: 0.09; 2040-41: 0.09; 2041-42: 0.09; 2042-43: 0.09; 2043-44: 0.09; 2044-45: 0.09; 2045-46: 0.09; 2046-47: 0.09; 2047-48: 0.09; 2048-49: 0.09; 2049-50: 0.09
10FP | Water Available For Use (own sources) | (6.1FP) - (8FP + 9FP) | Ml/d | 2 | 2019-20: 13.6; 2020-21: 13.6; 2021-22: 13.6; 2022-23: 13.6; 2023-24: 13.6; 2024-25: 13.6; 2025-26: 13.6; 2026-27: 13.6; 2027-28: 13.6; 2028-29: 13.6; 2029-30: 13.6; 2030-31: 13.6; 2031-32: 13.6; 2032-33: 13.6; 2033-34: 13.6; 2034-35: 13.6; 2035-36: 13.6; 2036-37: 13.6; 2037-38: 13.6; 2038-39: 13.6; 2039-40: 13.6; 2040-41: 13.6; 2041-42: 13.6; 2042-43: 13.6; 2043-44: 13.6; 2044-45: 13.6; 2045-46: 13.6; 2046-47: 13.6; 2047-48: 13.6; 2048-49: 13.6; 2049-50: 13.6
11FP | Total Water Available For Use | 10FP + sum (2FP:5FP) | Ml/d | 2 | 2019-20: 13.6; 2020-21: 13.6; 2021-22: 13.6; 2022-23: 13.6; 2023-24: 13.6; 2024-25: 13.6; 2025-26: 13.601; 2026-27: 13.601; 2027-28: 13.601; 2028-29: 13.601; 2029-30: 13.601; 2030-31: 12.731; 2031-32: 12.731; 2032-33: 12.731; 2033-34: 12.731; 2034-35: 12.731; 2035-36: 12.731; 2036-37: 12.731; 2037-38: 12.731; 2038-39: 12.731; 2039-40: 12.731; 2040-41: 12.731; 2041-42: 12.731; 2042-43: 12.731; 2043-44: 12.731; 2044-45: 12.731; 2045-46: 12.731; 2046-47: 12.731; 2047-48: 12.731; 2048-49: 12.731; 2049-50: 12.731
12FP | Water delivered measured non-household | 12BL + 12.2FP | Ml/d | 2 | 2019-20: 1.53; 2020-21: 1.53; 2021-22: 1.53; 2022-23: 1.53; 2023-24: 1.53; 2024-25: 1.54; 2025-26: 1.51; 2026-27: 1.48; 2027-28: 1.46; 2028-29: 1.44; 2029-30: 1.42; 2030-31: 1.4; 2031-32: 1.39; 2032-33: 1.36; 2033-34: 1.35; 2034-35: 1.33; 2035-36: 1.31; 2036-37: 1.29; 2037-38: 1.27; 2038-39: 1.25; 2039-40: 1.23; 2040-41: 1.21; 2041-42: 1.19; 2042-43: 1.16; 2043-44: 1.14; 2044-45: 1.12; 2045-46: 1.09; 2046-47: 1.08; 2047-48: 1.05; 2048-49: 1.02; 2049-50: 1
12.1FP | Non-potable water consumption | Input | Ml/d | 2 | 2019-20: 0; 2020-21: 0; 2021-22: 0; 2022-23: 0; 2023-24: 0; 2024-25: 0; 2025-26: 0.001; 2026-27: 0.001; 2027-28: 0.001; 2028-29: 0.001; 2029-30: 0.001; 2030-31: 0.001; 2031-32: 0.001; 2032-33: 0.001; 2033-34: 0.001; 2034-35: 0.001; 2035-36: 0.001; 2036-37: 0.001; 2037-38: 0.001; 2038-39: 0.001; 2039-40: 0.001; 2040-41: 0.001; 2041-42: 0.001; 2042-43: 0.001; 2043-44: 0.001; 2044-45: 0.001; 2045-46: 0.001; 2046-47: 0.001; 2047-48: 0.001; 2048-49: 0.001; 2049-50: 0.001
13FP | Water delivered unmeasured non-household | 13BL + 13.1FP | Ml/d | 2 | 2019-20: 0.01; 2020-21: 0.01; 2021-22: 0.01; 2022-23: 0.01; 2023-24: 0.01; 2024-25: 0.01; 2025-26: 0.01; 2026-27: 0.01; 2027-28: 0.01; 2028-29: 0.01; 2029-30: 0.01; 2030-31: 0.01; 2031-32: 0.01; 2032-33: 0.01; 2033-34: 0.01; 2034-35: 0.01; 2035-36: 0.01; 2036-37: 0.01; 2037-38: 0.01; 2038-39: 0.01; 2039-40: 0.01; 2040-41: 0.01; 2041-42: 0.01; 2042-43: 0.01; 2043-44: 0.01; 2044-45: 0.01; 2045-46: 0.01; 2046-47: 0.01; 2047-48: 0.01; 2048-49: 0.01; 2049-50: 0.01
14FP | Water delivered measured household | 14BL + 14.1FP | Ml/d | 2 | 2019-20: 5.34; 2020-21: 5.31; 2021-22: 5.3; 2022-23: 5.33; 2023-24: 5.31; 2024-25: 5.23; 2025-26: 5.27; 2026-27: 5.3; 2027-28: 5.32; 2028-29: 5.32; 2029-30: 5.31; 2030-31: 5.3; 2031-32: 5.3; 2032-33: 5.34; 2033-34: 5.38; 2034-35: 5.37; 2035-36: 5.37; 2036-37: 5.36; 2037-38: 5.38; 2038-39: 5.39; 2039-40: 5.39; 2040-41: 5.39; 2041-42: 5.38; 2042-43: 5.37; 2043-44: 5.37; 2044-45: 5.39; 2045-46: 5.41; 2046-47: 5.42; 2047-48: 5.44; 2048-49: 5.45; 2049-50: 5.46
15FP | Water delivered unmeasured household | 15BL + 15.1FP | Ml/d | 2 | 2019-20: 0.92; 2020-21: 0.88; 2021-22: 0.84; 2022-23: 0.79; 2023-24: 0.75; 2024-25: 0.71; 2025-26: 0.67; 2026-27: 0.64; 2027-28: 0.61; 2028-29: 0.58; 2029-30: 0.55; 2030-31: 0.52; 2031-32: 0.5; 2032-33: 0.47; 2033-34: 0.45; 2034-35: 0.43; 2035-36: 0.41; 2036-37: 0.38; 2037-38: 0.37; 2038-39: 0.35; 2039-40: 0.33; 2040-41: 0.31; 2041-42: 0.29; 2042-43: 0.28; 2043-44: 0.26; 2044-45: 0.25; 2045-46: 0.24; 2046-47: 0.23; 2047-48: 0.22; 2048-49: 0.22; 2049-50: 0.22
16FP | Percentage of consumption driven by climate change | 16BL | % | 1 | 2019-20: 0%; 2020-21: 0%; 2021-22: 0%; 2022-23: 0.1%; 2023-24: 0.1%; 2024-25: 0.1%; 2025-26: 0.1%; 2026-27: 0.1%; 2027-28: 0.1%; 2028-29: 0.2%; 2029-30: 0.2%; 2030-31: 0.2%; 2031-32: 0.2%; 2032-33: 0.3%; 2033-34: 0.3%; 2034-35: 0.3%; 2035-36: 0.4%; 2036-37: 0.4%; 2037-38: 0.4%; 2038-39: 0.5%; 2039-40: 0.5%; 2040-41: 0.6%; 2041-42: 0.6%; 2042-43: 0.6%; 2043-44: 0.7%; 2044-45: 0.7%; 2045-46: 0.8%; 2046-47: 0.8%; 2047-48: 0.8%; 2048-49: 0.8%; 2049-50: 0.9%
17FP | Volume of consumption driven by climate change | 16FP * (12FP + sum(13FP:15FP) - sum (23FP:26FP)) | Ml/d | 2 | 2019-20: 0; 2020-21: 0; 2021-22: 0; 2022-23: 0.00741; 2023-24: 0.00735; 2024-25: 0.00726; 2025-26: 0.007271; 2026-27: 0.007241; 2027-28: 0.007211; 2028-29: 0.014362; 2029-30: 0.014242; 2030-31: 0.014142; 2031-32: 0.014102; 2032-33: 0.021093; 2033-34: 0.021153; 2034-35: 0.020973; 2035-36: 0.027804; 2036-37: 0.027564; 2037-38: 0.027524; 2038-39: 0.034205; 2039-40: 0.034055; 2040-41: 0.040626; 2041-42: 0.040326; 2042-43: 0.040086; 2043-44: 0.046487; 2044-45: 0.046347; 2045-46: 0.052888; 2046-47: 0.052808; 2047-48: 0.052648; 2048-49: 0.052488; 2049-50: 0.058959
18FP | Measured Household - PCC | ((14FP - 25FP) * 1,000,000) / (39FP * 1000) | l/h/d | 1 | 2019-20: 186.9261; 2020-21: 183.4994; 2021-22: 179.8195; 2022-23: 178.5652; 2023-24: 175.5046; 2024-25: 170.7729; 2025-26: 168.7958; 2026-27: 167.0598; 2027-28: 165.7935; 2028-29: 164.0172; 2029-30: 162.1976; 2030-31: 160.7209; 2031-32: 159.4945; 2032-33: 159.2899; 2033-34: 159.0553; 2034-35: 157.0806; 2035-36: 155.7872; 2036-37: 154.3028; 2037-38: 153.6622; 2038-39: 152.5546; 2039-40: 151.3107; 2040-41: 150.2238; 2041-42: 148.8651; 2042-43: 147.8234; 2043-44: 146.8125; 2044-45: 146.1251; 2045-46: 145.9351; 2046-47: 145.4925; 2047-48: 145.3393; 2048-49: 144.9394; 2049-50: 144.6723
19FP | Unmeasured Household - PCC | ((15FP - 26FP) * 1,000,000) / (40FP * 1000) | l/h/d | 1 | 2019-20: 206.5112; 2020-21: 206.2643; 2021-22: 207.3365; 2022-23: 204.5391; 2023-24: 203.9007; 2024-25: 205.9925; 2025-26: 202.6144; 2026-27: 202.332; 2027-28: 201.6565; 2028-29: 204.1588; 2029-30: 202.7027; 2030-31: 200.6689; 2031-32: 202.1978; 2032-33: 198.8899; 2033-34: 204.3796; 2034-35: 204.918; 2035-36: 205.1836; 2036-37: 199.3166; 2037-38: 204.2042; 2038-39: 202.9169; 2039-40: 207.6356; 2040-41: 205.2371; 2041-42: 202.2472; 2042-43: 206.1856; 2043-44: 201.6807; 2044-45: 205.174; 2045-46: 202.765; 2046-47: 200; 2047-48: 196.6568; 2048-49: 202.8398; 2049-50: 203.0457
20FP | Average Household - PCC | (((14FP - 25FP) + (15FP - 26FP)) * 1,000,000)/ ((39FP + 40FP) * 1,000) | l/h/d | 1 | 2019-20: 189.4717; 2020-21: 186.3081; 2021-22: 183.0309; 2022-23: 181.4255; 2023-24: 178.451; 2024-25: 174.2097; 2025-26: 171.8839; 2026-27: 170.0972; 2027-28: 168.7157; 2028-29: 167.1082; 2029-30: 165.1504; 2030-31: 163.476; 2031-32: 162.2799; 2032-33: 161.732; 2033-34: 161.6975; 2034-35: 159.7156; 2035-36: 158.3558; 2036-37: 156.512; 2037-38: 156.0023; 2038-39: 154.7533; 2039-40: 153.6259; 2040-41: 152.3538; 2041-42: 150.8086; 2042-43: 149.8209; 2043-44: 148.5764; 2044-45: 147.9051; 2045-46: 147.5867; 2046-47: 147.0196; 2047-48: 146.7266; 2048-49: 146.4513; 2049-50: 146.1896
21FP | Water taken unbilled | 21BL + 21.1FP | Ml/d | 2 | 2019-20: 0.18; 2020-21: 0.18; 2021-22: 0.18; 2022-23: 0.17; 2023-24: 0.19; 2024-25: 0.18; 2025-26: 0.15; 2026-27: 0.18; 2027-28: 0.18; 2028-29: 0.19; 2029-30: 0.19; 2030-31: 0.18; 2031-32: 0.18; 2032-33: 0.18; 2033-34: 0.19; 2034-35: 0.17; 2035-36: 0.19; 2036-37: 0.18; 2037-38: 0.17; 2038-39: 0.19; 2039-40: 0.18; 2040-41: 0.19; 2041-42: 0.19; 2042-43: 0.18; 2043-44: 0.19; 2044-45: 0.19; 2045-46: 0.18; 2046-47: 0.18; 2047-48: 0.19; 2048-49: 0.18; 2049-50: 0.18
22FP | Distribution system operational use | 22BL + 22.1FP | Ml/d | 2 | 2019-20: 0.04; 2020-21: 0.04; 2021-22: 0.04; 2022-23: 0.04; 2023-24: 0.04; 2024-25: 0.04; 2025-26: 0.04; 2026-27: 0.04; 2027-28: 0.04; 2028-29: 0.04; 2029-30: 0.04; 2030-31: 0.04; 2031-32: 0.04; 2032-33: 0.04; 2033-34: 0.04; 2034-35: 0.04; 2035-36: 0.04; 2036-37: 0.04; 2037-38: 0.04; 2038-39: 0.04; 2039-40: 0.04; 2040-41: 0.04; 2041-42: 0.04; 2042-43: 0.04; 2043-44: 0.04; 2044-45: 0.04; 2045-46: 0.04; 2046-47: 0.04; 2047-48: 0.04; 2048-49: 0.04; 2049-50: 0.04
23FP | Measured Non Household - USPL | 23BL + 23.1FP | Ml/d | 2 | 2019-20: 0.01; 2020-21: 0.01; 2021-22: 0.01; 2022-23: 0.01; 2023-24: 0.01; 2024-25: 0.01; 2025-26: 0.01; 2026-27: 0.01; 2027-28: 0.01; 2028-29: 0.01; 2029-30: 0.01; 2030-31: 0.01; 2031-32: 0.01; 2032-33: 0.01; 2033-34: 0.01; 2034-35: 0.01; 2035-36: 0.01; 2036-37: 0.01; 2037-38: 0.01; 2038-39: 0.01; 2039-40: 0.01; 2040-41: 0.01; 2041-42: 0.01; 2042-43: 0.01; 2043-44: 0.01; 2044-45: 0.01; 2045-46: 0; 2046-47: 0; 2047-48: 0; 2048-49: 0; 2049-50: 0
24FP | Unmeasured Non Household - USPL | 24BL + 24.1FP | Ml/d | 2 | 2019-20: 0; 2020-21: 0; 2021-22: 0; 2022-23: 0; 2023-24: 0; 2024-25: 0; 2025-26: 0; 2026-27: 0; 2027-28: 0; 2028-29: 0; 2029-30: 0; 2030-31: 0; 2031-32: 0; 2032-33: 0; 2033-34: 0; 2034-35: 0; 2035-36: 0; 2036-37: 0; 2037-38: 0; 2038-39: 0; 2039-40: 0; 2040-41: 0; 2041-42: 0; 2042-43: 0; 2043-44: 0; 2044-45: 0; 2045-46: 0; 2046-47: 0; 2047-48: 0; 2048-49: 0; 2049-50: 0
25FP | Measured Household - USPL | 25BL + 25.1FP | Ml/d | 2 | 2019-20: 0.19; 2020-21: 0.19; 2021-22: 0.18; 2022-23: 0.18; 2023-24: 0.18; 2024-25: 0.17; 2025-26: 0.13; 2026-27: 0.13; 2027-28: 0.13; 2028-29: 0.12; 2029-30: 0.12; 2030-31: 0.11; 2031-32: 0.1; 2032-33: 0.1; 2033-34: 0.1; 2034-35: 0.11; 2035-36: 0.11; 2036-37: 0.11; 2037-38: 0.11; 2038-39: 0.12; 2039-40: 0.12; 2040-41: 0.12; 2041-42: 0.12; 2042-43: 0.11; 2043-44: 0.11; 2044-45: 0.12; 2045-46: 0.12; 2046-47: 0.12; 2047-48: 0.12; 2048-49: 0.12; 2049-50: 0.12
26FP | Unmeasured Household - USPL | 26BL + 26.1BL | Ml/d | 2 | 2019-20: 0.07; 2020-21: 0.07; 2021-22: 0.06; 2022-23: 0.06; 2023-24: 0.06; 2024-25: 0.05; 2025-26: 0.05; 2026-27: 0.05; 2027-28: 0.05; 2028-29: 0.04; 2029-30: 0.04; 2030-31: 0.04; 2031-32: 0.04; 2032-33: 0.04; 2033-34: 0.03; 2034-35: 0.03; 2035-36: 0.03; 2036-37: 0.03; 2037-38: 0.03; 2038-39: 0.03; 2039-40: 0.02; 2040-41: 0.02; 2041-42: 0.02; 2042-43: 0.02; 2043-44: 0.02; 2044-45: 0.02; 2045-46: 0.02; 2046-47: 0.02; 2047-48: 0.02; 2048-49: 0.02; 2049-50: 0.02
27FP | Void Properties - USPL | 27BL + 27.1FP | Ml/d | 2 | 2019-20: 0.02; 2020-21: 0.02; 2021-22: 0.02; 2022-23: 0.02; 2023-24: 0.02; 2024-25: 0.02; 2025-26: 0.02; 2026-27: 0.02; 2027-28: 0.02; 2028-29: 0.02; 2029-30: 0.02; 2030-31: 0.02; 2031-32: 0.02; 2032-33: 0.02; 2033-34: 0.02; 2034-35: 0.02; 2035-36: 0.02; 2036-37: 0.02; 2037-38: 0.02; 2038-39: 0.02; 2039-40: 0.02; 2040-41: 0.02; 2041-42: 0.02; 2042-43: 0.02; 2043-44: 0.02; 2044-45: 0.02; 2045-46: 0.02; 2046-47: 0.02; 2047-48: 0.02; 2048-49: 0.02; 2049-50: 0.02
28FP | Distribution losses | 28BL + 28.1FP | Ml/d | 2 | 2019-20: 1.09; 2020-21: 1.06; 2021-22: 1.04; 2022-23: 1.02; 2023-24: 0.99; 2024-25: 0.97; 2025-26: 0.97; 2026-27: 0.97; 2027-28: 0.97; 2028-29: 0.97; 2029-30: 0.97; 2030-31: 0.97; 2031-32: 0.97; 2032-33: 0.97; 2033-34: 0.97; 2034-35: 0.97; 2035-36: 0.97; 2036-37: 0.97; 2037-38: 0.97; 2038-39: 0.97; 2039-40: 0.97; 2040-41: 0.97; 2041-42: 0.96; 2042-43: 0.96; 2043-44: 0.96; 2044-45: 0.96; 2045-46: 0.96; 2046-47: 0.96; 2047-48: 0.95; 2048-49: 0.95; 2049-50: 0.95
29FP | Total Leakage | sum (23FP:28FP) | Ml/d | 2 | 2019-20: 1.38; 2020-21: 1.35; 2021-22: 1.31; 2022-23: 1.29; 2023-24: 1.26; 2024-25: 1.22; 2025-26: 1.18; 2026-27: 1.18; 2027-28: 1.18; 2028-29: 1.16; 2029-30: 1.16; 2030-31: 1.15; 2031-32: 1.14; 2032-33: 1.14; 2033-34: 1.13; 2034-35: 1.14; 2035-36: 1.14; 2036-37: 1.14; 2037-38: 1.14; 2038-39: 1.15; 2039-40: 1.14; 2040-41: 1.14; 2041-42: 1.13; 2042-43: 1.12; 2043-44: 1.12; 2044-45: 1.13; 2045-46: 1.12; 2046-47: 1.12; 2047-48: 1.11; 2048-49: 1.11; 2049-50: 1.11
30FP | Leakage/property | (29FP * 1,000,000) / (36FP * 1,000) | l/prop/d | 2 | 2019-20: 73.4394; 2020-21: 71.637; 2021-22: 69.0418; 2022-23: 67.4404; 2023-24: 65.2985; 2024-25: 62.6091; 2025-26: 59.4848; 2026-27: 58.7854; 2027-28: 58.2687; 2028-29: 56.7182; 2029-30: 56.2615; 2030-31: 55.323; 2031-32: 54.4049; 2032-33: 53.9773; 2033-34: 53.1015; 2034-35: 53.184; 2035-36: 52.7973; 2036-37: 52.4234; 2037-38: 52.0595; 2038-39: 52.1637; 2039-40: 51.3768; 2040-41: 51.0615; 2041-42: 50.3072; 2042-43: 49.5751; 2043-44: 49.3001; 2044-45: 49.4768; 2045-46: 48.7911; 2046-47: 48.5563; 2047-48: 47.9026; 2048-49: 47.6927; 2049-50: 47.4927
31FP | Measured Non Household - properties | Input | 000's | 2 | 2019-20: 0.968; 2020-21: 0.985; 2021-22: 0.999; 2022-23: 1.019; 2023-24: 1.033; 2024-25: 1.049; 2025-26: 1.064; 2026-27: 1.082; 2027-28: 1.103; 2028-29: 1.124; 2029-30: 1.146; 2030-31: 1.167; 2031-32: 1.187; 2032-33: 1.208; 2033-34: 1.228; 2034-35: 1.246; 2035-36: 1.265; 2036-37: 1.284; 2037-38: 1.303; 2038-39: 1.322; 2039-40: 1.341; 2040-41: 1.36; 2041-42: 1.38; 2042-43: 1.399; 2043-44: 1.419; 2044-45: 1.438; 2045-46: 1.458; 2046-47: 1.478; 2047-48: 1.498; 2048-49: 1.518; 2049-50: 1.539
32FP | Unmeasured Non Household - properties | Input | 000's | 2 | 2019-20: 0.004; 2020-21: 0.004; 2021-22: 0.004; 2022-23: 0.004; 2023-24: 0.004; 2024-25: 0.004; 2025-26: 0.004; 2026-27: 0.004; 2027-28: 0.004; 2028-29: 0.005; 2029-30: 0.005; 2030-31: 0.005; 2031-32: 0.005; 2032-33: 0.005; 2033-34: 0.005; 2034-35: 0.005; 2035-36: 0.005; 2036-37: 0.005; 2037-38: 0.005; 2038-39: 0.005; 2039-40: 0.005; 2040-41: 0.005; 2041-42: 0.006; 2042-43: 0.006; 2043-44: 0.006; 2044-45: 0.006; 2045-46: 0.006; 2046-47: 0.006; 2047-48: 0.006; 2048-49: 0.006; 2049-50: 0.006
33FP | All void non-households - properties | Input | 000's | 2 | 2019-20: 0; 2020-21: 0; 2021-22: 0; 2022-23: 0; 2023-24: 0; 2024-25: 0; 2025-26: 0; 2026-27: 0; 2027-28: 0; 2028-29: 0; 2029-30: 0; 2030-31: 0; 2031-32: 0; 2032-33: 0; 2033-34: 0; 2034-35: 0; 2035-36: 0; 2036-37: 0; 2037-38: 0; 2038-39: 0; 2039-40: 0; 2040-41: 0; 2041-42: 0; 2042-43: 0; 2043-44: 0; 2044-45: 0; 2045-46: 0; 2046-47: 0; 2047-48: 0; 2048-49: 0; 2049-50: 0
34FP | Measured households - properties (excl. void) | Year before + sum (34.1BL:34.6BL) | 000's | 2 | 2019-20: 15.91; 2020-21: 16.019; 2021-22: 16.197; 2022-23: 16.404; 2023-24: 16.627; 2024-25: 16.87; 2025-26: 17.262; 2026-27: 17.533; 2027-28: 17.744; 2028-29: 17.973; 2029-30: 18.165; 2030-31: 18.36; 2031-32: 18.551; 2032-33: 18.739; 2033-34: 18.92; 2034-35: 19.097; 2035-36: 19.273; 2036-37: 19.445; 2037-38: 19.613; 2038-39: 19.775; 2039-40: 19.932; 2040-41: 20.082; 2041-42: 20.227; 2042-43: 20.367; 2043-44: 20.501; 2044-45: 20.63; 2045-46: 20.739; 2046-47: 20.842; 2047-48: 20.941; 2048-49: 21.034; 2049-50: 21.11
34.1FP | New build properties - properties | Input (new builds in each year) | 000's | 2 | 2019-20: 0.009; 2020-21: 0.023; 2021-22: 0.097; 2022-23: 0.132; 2023-24: 0.151; 2024-25: 0.174; 2025-26: 0.333; 2026-27: 0.215; 2027-28: 0.156; 2028-29: 0.176; 2029-30: 0.141; 2030-31: 0.147; 2031-32: 0.144; 2032-33: 0.143; 2033-34: 0.138; 2034-35: 0.135; 2035-36: 0.136; 2036-37: 0.133; 2037-38: 0.13; 2038-39: 0.125; 2039-40: 0.122; 2040-41: 0.116; 2041-42: 0.113; 2042-43: 0.108; 2043-44: 0.104; 2044-45: 0.1; 2045-46: 0.094; 2046-47: 0.089; 2047-48: 0.085; 2048-49: 0.08; 2049-50: 0.076
34.2FP | Meter optants - properties | Input (meter optants in each year) | 000's | 2 | 2019-20: 0.047; 2020-21: 0.045; 2021-22: 0.041; 2022-23: 0.036; 2023-24: 0.035; 2024-25: 0.033; 2025-26: 0.024; 2026-27: 0.023; 2027-28: 0.023; 2028-29: 0.022; 2029-30: 0.021; 2030-31: 0.02; 2031-32: 0.02; 2032-33: 0.019; 2033-34: 0.018; 2034-35: 0.018; 2035-36: 0.017; 2036-37: 0.017; 2037-38: 0.016; 2038-39: 0.016; 2039-40: 0.015; 2040-41: 0.015; 2041-42: 0.014; 2042-43: 0.014; 2043-44: 0.013; 2044-45: 0.013; 2045-46: 0; 2046-47: 0; 2047-48: 0; 2048-49: 0; 2049-50: 0
34.3FP | Compulsory metering - properties | Input (compulsory meters in each year) | 000's | 2 | 2019-20: 0; 2020-21: 0; 2021-22: 0; 2022-23: 0; 2023-24: 0; 2024-25: 0; 2025-26: 0; 2026-27: 0; 2027-28: 0; 2028-29: 0; 2029-30: 0; 2030-31: 0; 2031-32: 0; 2032-33: 0; 2033-34: 0; 2034-35: 0; 2035-36: 0; 2036-37: 0; 2037-38: 0; 2038-39: 0; 2039-40: 0; 2040-41: 0; 2041-42: 0; 2042-43: 0; 2043-44: 0; 2044-45: 0; 2045-46: 0; 2046-47: 0; 2047-48: 0; 2048-49: 0; 2049-50: 0
34.4FP | Metering on change of occupancy - properties | Input (change of occupancy meters in each year) | 000's | 2 | 2019-20: 0.042; 2020-21: 0.04; 2021-22: 0.039; 2022-23: 0.038; 2023-24: 0.036; 2024-25: 0.035; 2025-26: 0.034; 2026-27: 0.032; 2027-28: 0.031; 2028-29: 0.03; 2029-30: 0.029; 2030-31: 0.027; 2031-32: 0.026; 2032-33: 0.025; 2033-34: 0.024; 2034-35: 0.023; 2035-36: 0.022; 2036-37: 0.021; 2037-38: 0.021; 2038-39: 0.02; 2039-40: 0.019; 2040-41: 0.018; 2041-42: 0.017; 2042-43: 0.017; 2043-44: 0.016; 2044-45: 0.015; 2045-46: 0.015; 2046-47: 0.014; 2047-48: 0.014; 2048-49: 0.013; 2049-50: 0
34.5FP | Selective metering - properties | Input (selective meters in each year) | 000's | 2 | 2019-20: 0.001; 2020-21: 0.001; 2021-22: 0.001; 2022-23: 0.001; 2023-24: 0.001; 2024-25: 0.001; 2025-26: 0.001; 2026-27: 0.001; 2027-28: 0.001; 2028-29: 0.001; 2029-30: 0.001; 2030-31: 0.001; 2031-32: 0.001; 2032-33: 0.001; 2033-34: 0.001; 2034-35: 0.001; 2035-36: 0.001; 2036-37: 0.001; 2037-38: 0.001; 2038-39: 0.001; 2039-40: 0.001; 2040-41: 0.001; 2041-42: 0.001; 2042-43: 0.001; 2043-44: 0.001; 2044-45: 0.001; 2045-46: 0; 2046-47: 0; 2047-48: 0; 2048-49: 0; 2049-50: 0
34.6FP | Other changes to existing metering - properties | Input (other changes to meters in each year) | 000's | 2 | 2019-20: 0; 2020-21: 0; 2021-22: 0; 2022-23: 0; 2023-24: 0; 2024-25: 0; 2025-26: 0; 2026-27: 0; 2027-28: 0; 2028-29: 0; 2029-30: 0; 2030-31: 0; 2031-32: 0; 2032-33: 0; 2033-34: 0; 2034-35: 0; 2035-36: 0; 2036-37: 0; 2037-38: 0; 2038-39: 0; 2039-40: 0; 2040-41: 0; 2041-42: 0; 2042-43: 0; 2043-44: 0; 2044-45: 0; 2045-46: 0; 2046-47: 0; 2047-48: 0; 2048-49: 0; 2049-50: 0
34.7FP | Measured household void properties | Input | 000's | 2 | 2019-20: 0.253; 2020-21: 0.257; 2021-22: 0.26; 2022-23: 0.265; 2023-24: 0.269; 2024-25: 0.272; 2025-26: 0.276; 2026-27: 0.28; 2027-28: 0.283; 2028-29: 0.287; 2029-30: 0.29; 2030-31: 0.293; 2031-32: 0.297; 2032-33: 0.3; 2033-34: 0.303; 2034-35: 0.306; 2035-36: 0.309; 2036-37: 0.312; 2037-38: 0.315; 2038-39: 0.318; 2039-40: 0.321; 2040-41: 0.324; 2041-42: 0.326; 2042-43: 0.329; 2043-44: 0.331; 2044-45: 0.333; 2045-46: 0.335; 2046-47: 0.337; 2047-48: 0.339; 2048-49: 0.341; 2049-50: 0.342
35FP | Unmeasured households - properties (excl. void) | Input | 000's | 2 | 2019-20: 1.623; 2020-21: 1.549; 2021-22: 1.484; 2022-23: 1.408; 2023-24: 1.336; 2024-25: 1.266; 2025-26: 1.207; 2026-27: 1.151; 2027-28: 1.096; 2028-29: 1.043; 2029-30: 0.993; 2030-31: 0.944; 2031-32: 0.897; 2032-33: 0.852; 2033-34: 0.808; 2034-35: 0.766; 2035-36: 0.726; 2036-37: 0.687; 2037-38: 0.65; 2038-39: 0.614; 2039-40: 0.579; 2040-41: 0.545; 2041-42: 0.513; 2042-43: 0.482; 2043-44: 0.452; 2044-45: 0.424; 2045-46: 0.409; 2046-47: 0.395; 2047-48: 0.381; 2048-49: 0.368; 2049-50: 0.368
35.1FP | Unmeasured household void properties | Input | 000's | 2 | 2019-20: 0.033; 2020-21: 0.031; 2021-22: 0.03; 2022-23: 0.028; 2023-24: 0.027; 2024-25: 0.025; 2025-26: 0.024; 2026-27: 0.023; 2027-28: 0.021; 2028-29: 0.02; 2029-30: 0.019; 2030-31: 0.018; 2031-32: 0.017; 2032-33: 0.016; 2033-34: 0.016; 2034-35: 0.015; 2035-36: 0.014; 2036-37: 0.013; 2037-38: 0.012; 2038-39: 0.012; 2039-40: 0.011; 2040-41: 0.01; 2041-42: 0.01; 2042-43: 0.009; 2043-44: 0.009; 2044-45: 0.008; 2045-46: 0.008; 2046-47: 0.008; 2047-48: 0.007; 2048-49: 0.007; 2049-50: 0.007
36FP | Total Resource Zone Properties (incl. voids) | sum (31FP:34FP) + 34.7FP + 35BL + 35.1BL | 000's | 2 | 2019-20: 18.791; 2020-21: 18.845; 2021-22: 18.974; 2022-23: 19.128; 2023-24: 19.296; 2024-25: 19.486; 2025-26: 19.837; 2026-27: 20.073; 2027-28: 20.251; 2028-29: 20.452; 2029-30: 20.618; 2030-31: 20.787; 2031-32: 20.954; 2032-33: 21.12; 2033-34: 21.28; 2034-35: 21.435; 2035-36: 21.592; 2036-37: 21.746; 2037-38: 21.898; 2038-39: 22.046; 2039-40: 22.189; 2040-41: 22.326; 2041-42: 22.462; 2042-43: 22.592; 2043-44: 22.718; 2044-45: 22.839; 2045-46: 22.955; 2046-47: 23.066; 2047-48: 23.172; 2048-49: 23.274; 2049-50: 23.372
37FP | Measured Non Household - Population | Input | 000's | 2 | 2019-20: 0.395; 2020-21: 0.403; 2021-22: 0.411; 2022-23: 0.42; 2023-24: 0.428; 2024-25: 0.436; 2025-26: 0.444; 2026-27: 0.455; 2027-28: 0.467; 2028-29: 0.48; 2029-30: 0.491; 2030-31: 0.502; 2031-32: 0.52; 2032-33: 0.534; 2033-34: 0.543; 2034-35: 0.552; 2035-36: 0.56; 2036-37: 0.565; 2037-38: 0.571; 2038-39: 0.578; 2039-40: 0.584; 2040-41: 0.593; 2041-42: 0.603; 2042-43: 0.613; 2043-44: 0.624; 2044-45: 0.635; 2045-46: 0.649; 2046-47: 0.662; 2047-48: 0.676; 2048-49: 0.69; 2049-50: 0.703
38FP | Unmeasured Non Household - Population | Input | 000's | 2 | 2019-20: 0.002; 2020-21: 0.002; 2021-22: 0.002; 2022-23: 0.002; 2023-24: 0.002; 2024-25: 0.002; 2025-26: 0.002; 2026-27: 0.002; 2027-28: 0.002; 2028-29: 0.002; 2029-30: 0.002; 2030-31: 0.002; 2031-32: 0.002; 2032-33: 0.002; 2033-34: 0.002; 2034-35: 0.002; 2035-36: 0.002; 2036-37: 0.002; 2037-38: 0.002; 2038-39: 0.002; 2039-40: 0.002; 2040-41: 0.002; 2041-42: 0.002; 2042-43: 0.002; 2043-44: 0.003; 2044-45: 0.003; 2045-46: 0.003; 2046-47: 0.003; 2047-48: 0.003; 2048-49: 0.003; 2049-50: 0.003
39FP | Measured Household - Population | Input | 000's | 2 | 2019-20: 27.551; 2020-21: 27.902; 2021-22: 28.473; 2022-23: 28.841; 2023-24: 29.23; 2024-25: 29.63; 2025-26: 30.451; 2026-27: 30.947; 2027-28: 31.304; 2028-29: 31.704; 2029-30: 31.998; 2030-31: 32.292; 2031-32: 32.603; 2032-33: 32.896; 2033-34: 33.196; 2034-35: 33.486; 2035-36: 33.764; 2036-37: 34.024; 2037-38: 34.296; 2038-39: 34.545; 2039-40: 34.829; 2040-41: 35.081; 2041-42: 35.334; 2042-43: 35.583; 2043-44: 35.828; 2044-45: 36.065; 2045-46: 36.249; 2046-47: 36.428; 2047-48: 36.604; 2048-49: 36.774; 2049-50: 36.911
40FP | Unmeasured Household - Population | Input | 000's | 2 | 2019-20: 4.116; 2020-21: 3.927; 2021-22: 3.762; 2022-23: 3.569; 2023-24: 3.384; 2024-25: 3.204; 2025-26: 3.06; 2026-27: 2.916; 2027-28: 2.777; 2028-29: 2.645; 2029-30: 2.516; 2030-31: 2.392; 2031-32: 2.275; 2032-33: 2.162; 2033-34: 2.055; 2034-35: 1.952; 2035-36: 1.852; 2036-37: 1.756; 2037-38: 1.665; 2038-39: 1.577; 2039-40: 1.493; 2040-41: 1.413; 2041-42: 1.335; 2042-43: 1.261; 2043-44: 1.19; 2044-45: 1.121; 2045-46: 1.085; 2046-47: 1.05; 2047-48: 1.017; 2048-49: 0.986; 2049-50: 0.985
41FP | Total Resource Zone Population | sum (37FP:40FP) | 000's | 2 | 2019-20: 32.064; 2020-21: 32.234; 2021-22: 32.648; 2022-23: 32.832; 2023-24: 33.044; 2024-25: 33.272; 2025-26: 33.957; 2026-27: 34.32; 2027-28: 34.55; 2028-29: 34.831; 2029-30: 35.007; 2030-31: 35.188; 2031-32: 35.4; 2032-33: 35.594; 2033-34: 35.796; 2034-35: 35.992; 2035-36: 36.178; 2036-37: 36.347; 2037-38: 36.534; 2038-39: 36.702; 2039-40: 36.908; 2040-41: 37.089; 2041-42: 37.274; 2042-43: 37.459; 2043-44: 37.645; 2044-45: 37.824; 2045-46: 37.986; 2046-47: 38.143; 2047-48: 38.3; 2048-49: 38.453; 2049-50: 38.602
42FP | Average household occupancy rate (excl. voids) | (39FP + 40FP) / (34FP + 35FP) | h/prop | 1 | 2019-20: 1.8061; 2020-21: 1.8118; 2021-22: 1.8231; 2022-23: 1.8196; 2023-24: 1.8156; 2024-25: 1.8104; 2025-26: 1.8144; 2026-27: 1.8124; 2027-28: 1.809; 2028-29: 1.8063; 2029-30: 1.8015; 2030-31: 1.7967; 2031-32: 1.7934; 2032-33: 1.7895; 2033-34: 1.7869; 2034-35: 1.7841; 2035-36: 1.7809; 2036-37: 1.7773; 2037-38: 1.7747; 2038-39: 1.7716; 2039-40: 1.7709; 2040-41: 1.7692; 2041-42: 1.768; 2042-43: 1.7672; 2043-44: 1.7667; 2044-45: 1.7662; 2045-46: 1.7654; 2046-47: 1.7648; 2047-48: 1.7644; 2048-49: 1.7643; 2049-50: 1.7644
43FP | Total Household Metering penetration (excl. voids) | 34FP / (34FP + 35FP) | % | 1 | 2019-20: 90.74%; 2020-21: 91.18%; 2021-22: 91.61%; 2022-23: 92.1%; 2023-24: 92.56%; 2024-25: 93.02%; 2025-26: 93.46%; 2026-27: 93.84%; 2027-28: 94.18%; 2028-29: 94.52%; 2029-30: 94.82%; 2030-31: 95.11%; 2031-32: 95.39%; 2032-33: 95.65%; 2033-34: 95.9%; 2034-35: 96.14%; 2035-36: 96.37%; 2036-37: 96.59%; 2037-38: 96.79%; 2038-39: 96.99%; 2039-40: 97.18%; 2040-41: 97.36%; 2041-42: 97.53%; 2042-43: 97.69%; 2043-44: 97.84%; 2044-45: 97.99%; 2045-46: 98.07%; 2046-47: 98.14%; 2047-48: 98.21%; 2048-49: 98.28%; 2049-50: 98.29%
44FP | Total Household Metering penetration (incl. voids) | (34FP) / (34FP + 34.7FP + 35FP + 35.1FP) | % | 1 | 2019-20: 89.29%; 2020-21: 89.71%; 2021-22: 90.13%; 2022-23: 90.6%; 2023-24: 91.06%; 2024-25: 91.52%; 2025-26: 91.97%; 2026-27: 92.34%; 2027-28: 92.69%; 2028-29: 93.01%; 2029-30: 93.31%; 2030-31: 93.6%; 2031-32: 93.87%; 2032-33: 94.13%; 2033-34: 94.38%; 2034-35: 94.61%; 2035-36: 94.84%; 2036-37: 95.05%; 2037-38: 95.25%; 2038-39: 95.44%; 2039-40: 95.63%; 2040-41: 95.81%; 2041-42: 95.97%; 2042-43: 96.13%; 2043-44: 96.28%; 2044-45: 96.42%; 2045-46: 96.5%; 2046-47: 96.57%; 2047-48: 96.64%; 2048-49: 96.71%; 2049-50: 96.72%
45FP | Distribution input | sum (12FP:15FP) + 21FP + 22FP + 27FP + 28FP | Ml/d | 2 | 2019-20: 9.13; 2020-21: 9.03; 2021-22: 8.96; 2022-23: 8.91; 2023-24: 8.84; 2024-25: 8.7; 2025-26: 8.64; 2026-27: 8.64; 2027-28: 8.61; 2028-29: 8.57; 2029-30: 8.51; 2030-31: 8.44; 2031-32: 8.41; 2032-33: 8.39; 2033-34: 8.41; 2034-35: 8.34; 2035-36: 8.32; 2036-37: 8.25; 2037-38: 8.23; 2038-39: 8.22; 2039-40: 8.17; 2040-41: 8.14; 2041-42: 8.08; 2042-43: 8.02; 2043-44: 7.99; 2044-45: 7.98; 2045-46: 7.95; 2046-47: 7.94; 2047-48: 7.92; 2048-49: 7.89; 2049-50: 7.88
46FP | Target headroom (climate change component) | Input | Ml/d | 2 | 2019-20: 0.00019354; 2020-21: 0.00019354; 2021-22: 0.00019354; 2022-23: 0.00019354; 2023-24: 0.00019354; 2024-25: 0.00019354; 2025-26: 0.00019354; 2026-27: 0.00060165; 2027-28: 0.00064066; 2028-29: 0.00080831; 2029-30: 0.00030092; 2030-31: 0.0016239; 2031-32: -4.026e-05; 2032-33: 0.00037983; 2033-34: 0.00097825; 2034-35: 0.0021963; 2035-36: 0.0019944; 2036-37: 0.0021303; 2037-38: 0.0027363; 2038-39: 0.0026824; 2039-40: 0; 2040-41: 0; 2041-42: 0; 2042-43: 0; 2043-44: 0; 2044-45: 0; 2045-46: 0; 2046-47: 0; 2047-48: 0; 2048-49: 0; 2049-50: 0
47FP | Target headroom (All other components) | Input | Ml/d | 2 | 2019-20: 0.42869; 2020-21: 0.42869; 2021-22: 0.42869; 2022-23: 0.42869; 2023-24: 0.42869; 2024-25: 0.42869; 2025-26: 0.42869; 2026-27: 0.41563; 2027-28: 0.41108; 2028-29: 0.52307; 2029-30: 0.53798; 2030-31: 0.55848; 2031-32: 0.58458; 2032-33: 0.59876; 2033-34: 0.59595; 2034-35: 0.62878; 2035-36: 0.4951; 2036-37: 0.4466; 2037-38: 0.46212; 2038-39: 0.49087; 2039-40: 0.38421; 2040-41: 0.39493; 2041-42: 0.40473; 2042-43: 0.41181; 2043-44: 0.42938; 2044-45: 0.43973; 2045-46: 0.37199; 2046-47: 0.37178; 2047-48: 0.37208; 2048-49: 0.37599; 2049-50: 0.37439
48FP | Target Headroom | 46FP + 47FP | Ml/d | 2 | 2019-20: 0.42889; 2020-21: 0.42889; 2021-22: 0.42889; 2022-23: 0.42889; 2023-24: 0.42889; 2024-25: 0.42889; 2025-26: 0.42889; 2026-27: 0.41623; 2027-28: 0.41172; 2028-29: 0.52388; 2029-30: 0.53828; 2030-31: 0.56011; 2031-32: 0.58454; 2032-33: 0.59914; 2033-34: 0.59692; 2034-35: 0.63097; 2035-36: 0.4971; 2036-37: 0.44873; 2037-38: 0.46485; 2038-39: 0.49355; 2039-40: 0.38421; 2040-41: 0.39493; 2041-42: 0.40473; 2042-43: 0.41181; 2043-44: 0.42938; 2044-45: 0.43973; 2045-46: 0.37199; 2046-47: 0.37178; 2047-48: 0.37208; 2048-49: 0.37599; 2049-50: 0.37439
49FP | Available Headroom | 11FP - 45FP | Ml/d | 2 | 2019-20: 4.47; 2020-21: 4.57; 2021-22: 4.64; 2022-23: 4.69; 2023-24: 4.76; 2024-25: 4.9; 2025-26: 4.961; 2026-27: 4.961; 2027-28: 4.991; 2028-29: 5.031; 2029-30: 5.091; 2030-31: 4.291; 2031-32: 4.321; 2032-33: 4.341; 2033-34: 4.321; 2034-35: 4.391; 2035-36: 4.411; 2036-37: 4.481; 2037-38: 4.501; 2038-39: 4.511; 2039-40: 4.561; 2040-41: 4.591; 2041-42: 4.651; 2042-43: 4.711; 2043-44: 4.741; 2044-45: 4.751; 2045-46: 4.781; 2046-47: 4.791; 2047-48: 4.811; 2048-49: 4.841; 2049-50: 4.851
49.1FP | Available non-potable balance (if applicable) | 1.1FP - 12.1FP | Ml/d | 2 | 2019-20: 0; 2020-21: 0; 2021-22: 0; 2022-23: 0; 2023-24: 0; 2024-25: 0; 2025-26: -0.001; 2026-27: -0.001; 2027-28: -0.001; 2028-29: -0.001; 2029-30: -0.001; 2030-31: -0.001; 2031-32: -0.001; 2032-33: -0.001; 2033-34: -0.001; 2034-35: -0.001; 2035-36: -0.001; 2036-37: -0.001; 2037-38: -0.001; 2038-39: -0.001; 2039-40: -0.001; 2040-41: -0.001; 2041-42: -0.001; 2042-43: -0.001; 2043-44: -0.001; 2044-45: -0.001; 2045-46: -0.001; 2046-47: -0.001; 2047-48: -0.001; 2048-49: -0.001; 2049-50: -0.001
50FP | Supply Demand Balance | 49FP - 48FP | Ml/d | 2 | 2019-20: 4.0411; 2020-21: 4.1411; 2021-22: 4.2111; 2022-23: 4.2611; 2023-24: 4.3311; 2024-25: 4.4711; 2025-26: 4.5321; 2026-27: 4.5448; 2027-28: 4.5793; 2028-29: 4.5071; 2029-30: 4.5527; 2030-31: 3.7309; 2031-32: 3.7365; 2032-33: 3.7419; 2033-34: 3.7241; 2034-35: 3.76; 2035-36: 3.9139; 2036-37: 4.0323; 2037-38: 4.0361; 2038-39: 4.0174; 2039-40: 4.1768; 2040-41: 4.1961; 2041-42: 4.2463; 2042-43: 4.2992; 2043-44: 4.3116; 2044-45: 4.3113; 2045-46: 4.409; 2046-47: 4.4192; 2047-48: 4.4389; 2048-49: 4.465; 2049-50: 4.4766
Data for Charts
DYAA Baseline |  |  |  |  | 2019-20 | 2020-21 | 2021-22 | 2022-23 | 2023-24 | 2024-25 | 2025-26 | 2026-27 | 2027-28 | 2028-29 | 2029-30 | 2030-31 | 2031-32 | 2032-33 | 2033-34 | 2034-35 | 2035-36 | 2036-37 | 2037-38 | 2038-39 | 2039-40 | 2040-41 | 2041-42 | 2042-43 | 2043-44 | 2044-45 | 2045-46 | 2046-47 | 2047-48 | 2048-49 | 2049-50 | 2050-51 | 2051-52 | 2052-53 | 2053-54 | 2054-55 | 2055-56 | 2056-57 | 2057-58 | 2058-59 | 2059-60 | 2060-61 | 2061-62 | 2062-63 | 2063-64 | 2064-65 | 2065-66 | 2066-67 | 2067-68 | 2068-69 | 2069-70 | 2070-71 | 2071-72 | 2072-73 | 2073-74 | 2074-75 | 2075-76 | 2076-77 | 2077-78 | 2078-79 | 2079-80 | 2080-81 | 2081-82 | 2082-83 | 2083-84 | 2084-85 | 2085-86 | 2086-87 | 2087-88 | 2088-89 | 2089-90 | 2090-91 | 2091-92 | 2092-93 | 2093-94 | 2094-95 | 2095-96 | 2096-97 | 2097-98 | 2098-99 | 2099-100
| Measured HH consumption |  | Ml/d | 2 | 3.96 | 3.94 | 3.94 | 3.96 | 3.95 | 3.9 | 3.99 | 4.03 | 4.05 | 4.08 | 4.09 | 4.12 | 4.14 | 4.19 | 4.23 | 4.26 | 4.3 | 4.34 | 4.4 | 4.43 | 4.48 | 4.51 | 4.55 | 4.59 | 4.63 | 4.65 | 4.68 | 4.71 | 4.73 | 4.76 | 4.78 | 0 | 0 | 0 | 0 | 0 | 0 | 0 | 0 | 0 | 0 | 0 | 0 | 0 | 0 | 0 | 0 | 0 | 0 | 0 | 0 | 0 | 0 | 0 | 0 | 0 | 0 | 0 | 0 | 0 | 0 | 0 | 0 | 0 | 0 | 0 | 0 | 0 | 0 | 0 | 0 | 0 | 0 | 0 | 0 | 0 | 0 | 0 | 0 | 0 | 0
| Unmeasured HH consumption |  | Ml/d | 2 | 0.63 | 0.59 | 0.57 | 0.54 | 0.5 | 0.48 | 0.46 | 0.43 | 0.41 | 0.39 | 0.37 | 0.35 | 0.33 | 0.31 | 0.31 | 0.29 | 0.27 | 0.26 | 0.24 | 0.23 | 0.22 | 0.21 | 0.2 | 0.19 | 0.17 | 0.16 | 0.16 | 0.15 | 0.15 | 0.14 | 0.14 | 0 | 0 | 0 | 0 | 0 | 0 | 0 | 0 | 0 | 0 | 0 | 0 | 0 | 0 | 0 | 0 | 0 | 0 | 0 | 0 | 0 | 0 | 0 | 0 | 0 | 0 | 0 | 0 | 0 | 0 | 0 | 0 | 0 | 0 | 0 | 0 | 0 | 0 | 0 | 0 | 0 | 0 | 0 | 0 | 0 | 0 | 0 | 0 | 0 | 0
| Non-HH consumption |  | Ml/d | 2 | 1.15 | 1.15 | 1.15 | 1.16 | 1.16 | 1.16 | 1.16 | 1.16 | 1.16 | 1.16 | 1.17 | 1.17 | 1.18 | 1.18 | 1.18 | 1.19 | 1.19 | 1.19 | 1.2 | 1.2 | 1.21 | 1.21 | 1.21 | 1.22 | 1.22 | 1.22 | 1.23 | 1.23 | 1.23 | 1.24 | 1.24 | 0 | 0 | 0 | 0 | 0 | 0 | 0 | 0 | 0 | 0 | 0 | 0 | 0 | 0 | 0 | 0 | 0 | 0 | 0 | 0 | 0 | 0 | 0 | 0 | 0 | 0 | 0 | 0 | 0 | 0 | 0 | 0 | 0 | 0 | 0 | 0 | 0 | 0 | 0 | 0 | 0 | 0 | 0 | 0 | 0 | 0 | 0 | 0 | 0 | 0
| Total Leakage |  | Ml/d | 2 | 1.38 | 1.35 | 1.31 | 1.29 | 1.26 | 1.22 | 1.21 | 1.21 | 1.21 | 1.19 | 1.19 | 1.18 | 1.18 | 1.18 | 1.17 | 1.18 | 1.18 | 1.18 | 1.18 | 1.19 | 1.18 | 1.18 | 1.18 | 1.18 | 1.18 | 1.19 | 1.19 | 1.19 | 1.19 | 1.19 | 1.19 | 0 | 0 | 0 | 0 | 0 | 0 | 0 | 0 | 0 | 0 | 0 | 0 | 0 | 0 | 0 | 0 | 0 | 0 | 0 | 0 | 0 | 0 | 0 | 0 | 0 | 0 | 0 | 0 | 0 | 0 | 0 | 0 | 0 | 0 | 0 | 0 | 0 | 0 | 0 | 0 | 0 | 0 | 0 | 0 | 0 | 0 | 0 | 0 | 0 | 0
| Other demand components |  | Ml/d | 2 | 0.22 | 0.22 | 0.22 | 0.21 | 0.23 | 0.22 | 0.22 | 0.22 | 0.22 | 0.23 | 0.23 | 0.22 | 0.22 | 0.22 | 0.23 | 0.21 | 0.23 | 0.22 | 0.21 | 0.23 | 0.22 | 0.23 | 0.23 | 0.22 | 0.23 | 0.23 | 0.22 | 0.22 | 0.23 | 0.22 | 0.22 | 0 | 0 | 0 | 0 | 0 | 0 | 0 | 0 | 0 | 0 | 0 | 0 | 0 | 0 | 0 | 0 | 0 | 0 | 0 | 0 | 0 | 0 | 0 | 0 | 0 | 0 | 0 | 0 | 0 | 0 | 0 | 0 | 0 | 0 | 0 | 0 | 0 | 0 | 0 | 0 | 0 | 0 | 0 | 0 | 0 | 0 | 0 | 0 | 0 | 0
| Total Water Available for use |  | Ml/d | 2 | 11.12 | 11.12 | 11.12 | 11.12 | 11.12 | 11.12 | 9.601 | 9.601 | 9.601 | 9.601 | 9.601 | 7.5 | 7.52 | 7.56 | 7.59 | 7.65 | 7.57 | 7.56 | 7.61 | 7.68 | 7.62 | 7.66 | 7.69 | 7.73 | 7.76 | 7.8 | 7.77 | 7.8 | 7.82 | 7.85 | 7.87 | 0 | 0 | 0 | 0 | 0 | 0 | 0 | 0 | 0 | 0 | 0 | 0 | 0 | 0 | 0 | 0 | 0 | 0 | 0 | 0 | 0 | 0 | 0 | 0 | 0 | 0 | 0 | 0 | 0 | 0 | 0 | 0 | 0 | 0 | 0 | 0 | 0 | 0 | 0 | 0 | 0 | 0 | 0 | 0 | 0 | 0 | 0 | 0 | 0 | 0
| Total Demand + Target Headroom |  | Ml/d | 2 | 7.6843 | 7.5943 | 7.5343 | 7.5043 | 7.4443 | 7.3243 | 7.3843 | 7.3843 | 7.3803 | 7.4703 | 7.4818 | 7.4893 | 7.5189 | 7.5599 | 7.5987 | 7.6354 | 7.5683 | 7.5495 | 7.6022 | 7.6754 | 7.6179 | 7.6561 | 7.694 | 7.7297 | 7.7738 | 7.8015 | 7.7776 | 7.7972 | 7.8273 | 7.8502 | 7.8692 | 0 | 0 | 0 | 0 | 0 | 0 | 0 | 0 | 0 | 0 | 0 | 0 | 0 | 0 | 0 | 0 | 0 | 0 | 0 | 0 | 0 | 0 | 0 | 0 | 0 | 0 | 0 | 0 | 0 | 0 | 0 | 0 | 0 | 0 | 0 | 0 | 0 | 0 | 0 | 0 | 0 | 0 | 0 | 0 | 0 | 0 | 0 | 0 | 0 | 0
DYAA Final Plan |  |  |  |  | 2019-20 | 2020-21 | 2021-22 | 2022-23 | 2023-24 | 2024-25 | 2025-26 | 2026-27 | 2027-28 | 2028-29 | 2029-30 | 2030-31 | 2031-32 | 2032-33 | 2033-34 | 2034-35 | 2035-36 | 2036-37 | 2037-38 | 2038-39 | 2039-40 | 2040-41 | 2041-42 | 2042-43 | 2043-44 | 2044-45 | 2045-46 | 2046-47 | 2047-48 | 2048-49 | 2049-50 | 2050-51 | 2051-52 | 2052-53 | 2053-54 | 2054-55 | 2055-56 | 2056-57 | 2057-58 | 2058-59 | 2059-60 | 2060-61 | 2061-62 | 2062-63 | 2063-64 | 2064-65 | 2065-66 | 2066-67 | 2067-68 | 2068-69 | 2069-70 | 2070-71 | 2071-72 | 2072-73 | 2073-74 | 2074-75 | 2075-76 | 2076-77 | 2077-78 | 2078-79 | 2079-80 | 2080-81 | 2081-82 | 2082-83 | 2083-84 | 2084-85 | 2085-86 | 2086-87 | 2087-88 | 2088-89 | 2089-90 | 2090-91 | 2091-92 | 2092-93 | 2093-94 | 2094-95 | 2095-96 | 2096-97 | 2097-98 | 2098-99 | 2099-100
| Measured HH consumption |  | Ml/d | 2 | 3.96 | 3.94 | 3.94 | 3.96 | 3.95 | 3.9 | 3.96 | 3.99 | 3.99 | 4 | 3.98 | 3.99 | 3.99 | 4.02 | 4.04 | 4.03 | 4.02 | 4.02 | 4.04 | 4.02 | 4.03 | 4.01 | 4.01 | 4.01 | 4.01 | 4.01 | 4.02 | 4.03 | 4.03 | 4.04 | 4.05 | 0 | 0 | 0 | 0 | 0 | 0 | 0 | 0 | 0 | 0 | 0 | 0 | 0 | 0 | 0 | 0 | 0 | 0 | 0 | 0 | 0 | 0 | 0 | 0 | 0 | 0 | 0 | 0 | 0 | 0 | 0 | 0 | 0 | 0 | 0 | 0 | 0 | 0 | 0 | 0 | 0 | 0 | 0 | 0 | 0 | 0 | 0 | 0 | 0 | 0
| Unmeasured HH consumption |  | Ml/d | 2 | 0.63 | 0.59 | 0.57 | 0.54 | 0.5 | 0.48 | 0.46 | 0.43 | 0.41 | 0.39 | 0.37 | 0.35 | 0.33 | 0.31 | 0.31 | 0.29 | 0.27 | 0.26 | 0.24 | 0.23 | 0.22 | 0.21 | 0.2 | 0.19 | 0.17 | 0.16 | 0.16 | 0.15 | 0.15 | 0.14 | 0.14 | 0 | 0 | 0 | 0 | 0 | 0 | 0 | 0 | 0 | 0 | 0 | 0 | 0 | 0 | 0 | 0 | 0 | 0 | 0 | 0 | 0 | 0 | 0 | 0 | 0 | 0 | 0 | 0 | 0 | 0 | 0 | 0 | 0 | 0 | 0 | 0 | 0 | 0 | 0 | 0 | 0 | 0 | 0 | 0 | 0 | 0 | 0 | 0 | 0 | 0
| Non-HH consumption |  | Ml/d | 2 | 1.15 | 1.15 | 1.15 | 1.16 | 1.16 | 1.16 | 1.14 | 1.12 | 1.1 | 1.08 | 1.07 | 1.06 | 1.05 | 1.03 | 1.01 | 1.01 | 0.99 | 0.97 | 0.96 | 0.94 | 0.93 | 0.91 | 0.89 | 0.88 | 0.86 | 0.84 | 0.84 | 0.82 | 0.8 | 0.79 | 0.77 | 0 | 0 | 0 | 0 | 0 | 0 | 0 | 0 | 0 | 0 | 0 | 0 | 0 | 0 | 0 | 0 | 0 | 0 | 0 | 0 | 0 | 0 | 0 | 0 | 0 | 0 | 0 | 0 | 0 | 0 | 0 | 0 | 0 | 0 | 0 | 0 | 0 | 0 | 0 | 0 | 0 | 0 | 0 | 0 | 0 | 0 | 0 | 0 | 0 | 0
| Total Leakage |  | Ml/d | 2 | 1.38 | 1.35 | 1.31 | 1.29 | 1.26 | 1.22 | 1.18 | 1.18 | 1.18 | 1.16 | 1.16 | 1.15 | 1.14 | 1.14 | 1.13 | 1.14 | 1.14 | 1.14 | 1.14 | 1.15 | 1.14 | 1.14 | 1.13 | 1.12 | 1.12 | 1.13 | 1.12 | 1.12 | 1.11 | 1.11 | 1.11 | 0 | 0 | 0 | 0 | 0 | 0 | 0 | 0 | 0 | 0 | 0 | 0 | 0 | 0 | 0 | 0 | 0 | 0 | 0 | 0 | 0 | 0 | 0 | 0 | 0 | 0 | 0 | 0 | 0 | 0 | 0 | 0 | 0 | 0 | 0 | 0 | 0 | 0 | 0 | 0 | 0 | 0 | 0 | 0 | 0 | 0 | 0 | 0 | 0 | 0
| Other demand components |  | Ml/d | 2 | 0.22 | 0.22 | 0.22 | 0.21 | 0.23 | 0.22 | 0.22 | 0.22 | 0.22 | 0.23 | 0.23 | 0.22 | 0.22 | 0.22 | 0.23 | 0.21 | 0.23 | 0.22 | 0.21 | 0.23 | 0.22 | 0.23 | 0.23 | 0.22 | 0.23 | 0.23 | 0.22 | 0.22 | 0.23 | 0.22 | 0.22 | 0 | 0 | 0 | 0 | 0 | 0 | 0 | 0 | 0 | 0 | 0 | 0 | 0 | 0 | 0 | 0 | 0 | 0 | 0 | 0 | 0 | 0 | 0 | 0 | 0 | 0 | 0 | 0 | 0 | 0 | 0 | 0 | 0 | 0 | 0 | 0 | 0 | 0 | 0 | 0 | 0 | 0 | 0 | 0 | 0 | 0 | 0 | 0 | 0 | 0
| Total Water Available for use |  | Ml/d | 2 | 11.12 | 11.12 | 11.12 | 11.12 | 11.12 | 11.12 | 9.601 | 9.601 | 9.601 | 9.601 | 9.601 | 7.22 | 7.2 | 7.2 | 7.2 | 7.19 | 7.05 | 6.97 | 6.96 | 6.97 | 6.85 | 6.82 | 6.78 | 6.75 | 6.73 | 6.72 | 6.66 | 6.64 | 6.62 | 6.6 | 6.59 | 0 | 0 | 0 | 0 | 0 | 0 | 0 | 0 | 0 | 0 | 0 | 0 | 0 | 0 | 0 | 0 | 0 | 0 | 0 | 0 | 0 | 0 | 0 | 0 | 0 | 0 | 0 | 0 | 0 | 0 | 0 | 0 | 0 | 0 | 0 | 0 | 0 | 0 | 0 | 0 | 0 | 0 | 0 | 0 | 0 | 0 | 0 | 0 | 0 | 0
| Total Demand + Target Headroom |  | Ml/d | 2 | 7.6843 | 7.5943 | 7.5343 | 7.5043 | 7.4443 | 7.3243 | 7.3043 | 7.2743 | 7.2303 | 7.2803 | 7.2418 | 7.2193 | 7.1989 | 7.1999 | 7.1987 | 7.1854 | 7.0483 | 6.9695 | 6.9622 | 6.9654 | 6.8479 | 6.8161 | 6.784 | 6.7497 | 6.7338 | 6.7215 | 6.6576 | 6.6372 | 6.6173 | 6.6002 | 6.5892 | 0 | 0 | 0 | 0 | 0 | 0 | 0 | 0 | 0 | 0 | 0 | 0 | 0 | 0 | 0 | 0 | 0 | 0 | 0 | 0 | 0 | 0 | 0 | 0 | 0 | 0 | 0 | 0 | 0 | 0 | 0 | 0 | 0 | 0 | 0 | 0 | 0 | 0 | 0 | 0 | 0 | 0 | 0 | 0 | 0 | 0 | 0 | 0 | 0 | 0
DYCP Baseline |  |  |  |  | 2019-20 | 2020-21 | 2021-22 | 2022-23 | 2023-24 | 2024-25 | 2025-26 | 2026-27 | 2027-28 | 2028-29 | 2029-30 | 2030-31 | 2031-32 | 2032-33 | 2033-34 | 2034-35 | 2035-36 | 2036-37 | 2037-38 | 2038-39 | 2039-40 | 2040-41 | 2041-42 | 2042-43 | 2043-44 | 2044-45 | 2045-46 | 2046-47 | 2047-48 | 2048-49 | 2049-50 | 2050-51 | 2051-52 | 2052-53 | 2053-54 | 2054-55 | 2055-56 | 2056-57 | 2057-58 | 2058-59 | 2059-60 | 2060-61 | 2061-62 | 2062-63 | 2063-64 | 2064-65 | 2065-66 | 2066-67 | 2067-68 | 2068-69 | 2069-70 | 2070-71 | 2071-72 | 2072-73 | 2073-74 | 2074-75 | 2075-76 | 2076-77 | 2077-78 | 2078-79 | 2079-80 | 2080-81 | 2081-82 | 2082-83 | 2083-84 | 2084-85 | 2085-86 | 2086-87 | 2087-88 | 2088-89 | 2089-90 | 2090-91 | 2091-92 | 2092-93 | 2093-94 | 2094-95 | 2095-96 | 2096-97 | 2097-98 | 2098-99 | 2099-100
| Measured HH consumption |  | Ml/d | 2 | 5.15 | 5.12 | 5.12 | 5.15 | 5.13 | 5.06 | 5.18 | 5.23 | 5.26 | 5.31 | 5.33 | 5.36 | 5.4 | 5.46 | 5.52 | 5.56 | 5.62 | 5.67 | 5.75 | 5.8 | 5.86 | 5.92 | 5.97 | 6.02 | 6.08 | 6.12 | 6.16 | 6.2 | 6.24 | 6.27 | 6.31 | 0 | 0 | 0 | 0 | 0 | 0 | 0 | 0 | 0 | 0 | 0 | 0 | 0 | 0 | 0 | 0 | 0 | 0 | 0 | 0 | 0 | 0 | 0 | 0 | 0 | 0 | 0 | 0 | 0 | 0 | 0 | 0 | 0 | 0 | 0 | 0 | 0 | 0 | 0 | 0 | 0 | 0 | 0 | 0 | 0 | 0 | 0 | 0 | 0 | 0
| Unmeasured HH consumption |  | Ml/d | 2 | 0.85 | 0.81 | 0.78 | 0.73 | 0.69 | 0.66 | 0.62 | 0.59 | 0.56 | 0.54 | 0.51 | 0.48 | 0.46 | 0.43 | 0.42 | 0.4 | 0.38 | 0.35 | 0.34 | 0.32 | 0.31 | 0.29 | 0.27 | 0.26 | 0.24 | 0.23 | 0.22 | 0.21 | 0.2 | 0.2 | 0.2 | 0 | 0 | 0 | 0 | 0 | 0 | 0 | 0 | 0 | 0 | 0 | 0 | 0 | 0 | 0 | 0 | 0 | 0 | 0 | 0 | 0 | 0 | 0 | 0 | 0 | 0 | 0 | 0 | 0 | 0 | 0 | 0 | 0 | 0 | 0 | 0 | 0 | 0 | 0 | 0 | 0 | 0 | 0 | 0 | 0 | 0 | 0 | 0 | 0 | 0
| Non-HH consumption |  | Ml/d | 2 | 1.53 | 1.53 | 1.53 | 1.53 | 1.53 | 1.54 | 1.54 | 1.54 | 1.54 | 1.54 | 1.55 | 1.55 | 1.56 | 1.56 | 1.57 | 1.57 | 1.58 | 1.58 | 1.59 | 1.59 | 1.6 | 1.6 | 1.61 | 1.61 | 1.61 | 1.62 | 1.62 | 1.63 | 1.63 | 1.63 | 1.64 | 0 | 0 | 0 | 0 | 0 | 0 | 0 | 0 | 0 | 0 | 0 | 0 | 0 | 0 | 0 | 0 | 0 | 0 | 0 | 0 | 0 | 0 | 0 | 0 | 0 | 0 | 0 | 0 | 0 | 0 | 0 | 0 | 0 | 0 | 0 | 0 | 0 | 0 | 0 | 0 | 0 | 0 | 0 | 0 | 0 | 0 | 0 | 0 | 0 | 0
| Total Leakage |  | Ml/d | 2 | 1.38 | 1.35 | 1.31 | 1.29 | 1.26 | 1.22 | 1.21 | 1.21 | 1.21 | 1.19 | 1.19 | 1.18 | 1.18 | 1.18 | 1.17 | 1.18 | 1.18 | 1.18 | 1.18 | 1.19 | 1.18 | 1.18 | 1.18 | 1.18 | 1.18 | 1.19 | 1.19 | 1.19 | 1.19 | 1.19 | 1.19 | 0 | 0 | 0 | 0 | 0 | 0 | 0 | 0 | 0 | 0 | 0 | 0 | 0 | 0 | 0 | 0 | 0 | 0 | 0 | 0 | 0 | 0 | 0 | 0 | 0 | 0 | 0 | 0 | 0 | 0 | 0 | 0 | 0 | 0 | 0 | 0 | 0 | 0 | 0 | 0 | 0 | 0 | 0 | 0 | 0 | 0 | 0 | 0 | 0 | 0
| Other demand components |  | Ml/d | 2 | 0.22 | 0.22 | 0.22 | 0.21 | 0.23 | 0.22 | 0.19 | 0.22 | 0.22 | 0.23 | 0.23 | 0.22 | 0.22 | 0.22 | 0.23 | 0.21 | 0.23 | 0.22 | 0.21 | 0.23 | 0.22 | 0.23 | 0.23 | 0.22 | 0.23 | 0.23 | 0.22 | 0.22 | 0.23 | 0.22 | 0.22 | 0 | 0 | 0 | 0 | 0 | 0 | 0 | 0 | 0 | 0 | 0 | 0 | 0 | 0 | 0 | 0 | 0 | 0 | 0 | 0 | 0 | 0 | 0 | 0 | 0 | 0 | 0 | 0 | 0 | 0 | 0 | 0 | 0 | 0 | 0 | 0 | 0 | 0 | 0 | 0 | 0 | 0 | 0 | 0 | 0 | 0 | 0 | 0 | 0 | 0
| Total Water Available for use |  | Ml/d | 2 | 13.6 | 13.6 | 13.6 | 13.6 | 13.6 | 13.6 | 13.6 | 13.6 | 13.6 | 13.6 | 13.6 | 13.6 | 13.6 | 13.6 | 13.6 | 13.6 | 13.6 | 13.6 | 13.6 | 13.6 | 13.6 | 13.6 | 13.6 | 13.6 | 13.6 | 13.6 | 13.6 | 13.6 | 13.6 | 13.6 | 13.6 | 0 | 0 | 0 | 0 | 0 | 0 | 0 | 0 | 0 | 0 | 0 | 0 | 0 | 0 | 0 | 0 | 0 | 0 | 0 | 0 | 0 | 0 | 0 | 0 | 0 | 0 | 0 | 0 | 0 | 0 | 0 | 0 | 0 | 0 | 0 | 0 | 0 | 0 | 0 | 0 | 0 | 0 | 0 | 0 | 0 | 0 | 0 | 0 | 0 | 0
| Total Demand + Target Headroom |  | Ml/d | 2 | 9.5589 | 9.4589 | 9.3889 | 9.3389 | 9.2689 | 9.1289 | 9.1689 | 9.2062 | 9.2017 | 9.3339 | 9.3483 | 9.3501 | 9.4045 | 9.4491 | 9.5069 | 9.551 | 9.4871 | 9.4487 | 9.5349 | 9.6236 | 9.5542 | 9.6149 | 9.6647 | 9.7018 | 9.7694 | 9.8297 | 9.782 | 9.8218 | 9.8621 | 9.886 | 9.9344 | 0 | 0 | 0 | 0 | 0 | 0 | 0 | 0 | 0 | 0 | 0 | 0 | 0 | 0 | 0 | 0 | 0 | 0 | 0 | 0 | 0 | 0 | 0 | 0 | 0 | 0 | 0 | 0 | 0 | 0 | 0 | 0 | 0 | 0 | 0 | 0 | 0 | 0 | 0 | 0 | 0 | 0 | 0 | 0 | 0 | 0 | 0 | 0 | 0 | 0
DYCP Final Plan |  |  |  |  | 2019-20 | 2020-21 | 2021-22 | 2022-23 | 2023-24 | 2024-25 | 2025-26 | 2026-27 | 2027-28 | 2028-29 | 2029-30 | 2030-31 | 2031-32 | 2032-33 | 2033-34 | 2034-35 | 2035-36 | 2036-37 | 2037-38 | 2038-39 | 2039-40 | 2040-41 | 2041-42 | 2042-43 | 2043-44 | 2044-45 | 2045-46 | 2046-47 | 2047-48 | 2048-49 | 2049-50 | 2050-51 | 2051-52 | 2052-53 | 2053-54 | 2054-55 | 2055-56 | 2056-57 | 2057-58 | 2058-59 | 2059-60 | 2060-61 | 2061-62 | 2062-63 | 2063-64 | 2064-65 | 2065-66 | 2066-67 | 2067-68 | 2068-69 | 2069-70 | 2070-71 | 2071-72 | 2072-73 | 2073-74 | 2074-75 | 2075-76 | 2076-77 | 2077-78 | 2078-79 | 2079-80 | 2080-81 | 2081-82 | 2082-83 | 2083-84 | 2084-85 | 2085-86 | 2086-87 | 2087-88 | 2088-89 | 2089-90 | 2090-91 | 2091-92 | 2092-93 | 2093-94 | 2094-95 | 2095-96 | 2096-97 | 2097-98 | 2098-99 | 2099-100
| Measured HH consumption |  | Ml/d | 2 | 5.15 | 5.12 | 5.12 | 5.15 | 5.13 | 5.06 | 5.14 | 5.17 | 5.19 | 5.2 | 5.19 | 5.19 | 5.2 | 5.24 | 5.28 | 5.26 | 5.26 | 5.25 | 5.27 | 5.27 | 5.27 | 5.27 | 5.26 | 5.26 | 5.26 | 5.27 | 5.29 | 5.3 | 5.32 | 5.33 | 5.34 | 0 | 0 | 0 | 0 | 0 | 0 | 0 | 0 | 0 | 0 | 0 | 0 | 0 | 0 | 0 | 0 | 0 | 0 | 0 | 0 | 0 | 0 | 0 | 0 | 0 | 0 | 0 | 0 | 0 | 0 | 0 | 0 | 0 | 0 | 0 | 0 | 0 | 0 | 0 | 0 | 0 | 0 | 0 | 0 | 0 | 0 | 0 | 0 | 0 | 0
| Unmeasured HH consumption |  | Ml/d | 2 | 0.85 | 0.81 | 0.78 | 0.73 | 0.69 | 0.66 | 0.62 | 0.59 | 0.56 | 0.54 | 0.51 | 0.48 | 0.46 | 0.43 | 0.42 | 0.4 | 0.38 | 0.35 | 0.34 | 0.32 | 0.31 | 0.29 | 0.27 | 0.26 | 0.24 | 0.23 | 0.22 | 0.21 | 0.2 | 0.2 | 0.2 | 0 | 0 | 0 | 0 | 0 | 0 | 0 | 0 | 0 | 0 | 0 | 0 | 0 | 0 | 0 | 0 | 0 | 0 | 0 | 0 | 0 | 0 | 0 | 0 | 0 | 0 | 0 | 0 | 0 | 0 | 0 | 0 | 0 | 0 | 0 | 0 | 0 | 0 | 0 | 0 | 0 | 0 | 0 | 0 | 0 | 0 | 0 | 0 | 0 | 0
| Non-HH consumption |  | Ml/d | 2 | 1.53 | 1.53 | 1.53 | 1.53 | 1.53 | 1.54 | 1.51 | 1.48 | 1.46 | 1.44 | 1.42 | 1.4 | 1.39 | 1.36 | 1.35 | 1.33 | 1.31 | 1.29 | 1.27 | 1.25 | 1.23 | 1.21 | 1.19 | 1.16 | 1.14 | 1.12 | 1.1 | 1.09 | 1.06 | 1.03 | 1.01 | 0 | 0 | 0 | 0 | 0 | 0 | 0 | 0 | 0 | 0 | 0 | 0 | 0 | 0 | 0 | 0 | 0 | 0 | 0 | 0 | 0 | 0 | 0 | 0 | 0 | 0 | 0 | 0 | 0 | 0 | 0 | 0 | 0 | 0 | 0 | 0 | 0 | 0 | 0 | 0 | 0 | 0 | 0 | 0 | 0 | 0 | 0 | 0 | 0 | 0
| Total Leakage |  | Ml/d | 2 | 1.38 | 1.35 | 1.31 | 1.29 | 1.26 | 1.22 | 1.18 | 1.18 | 1.18 | 1.16 | 1.16 | 1.15 | 1.14 | 1.14 | 1.13 | 1.14 | 1.14 | 1.14 | 1.14 | 1.15 | 1.14 | 1.14 | 1.13 | 1.12 | 1.12 | 1.13 | 1.12 | 1.12 | 1.11 | 1.11 | 1.11 | 0 | 0 | 0 | 0 | 0 | 0 | 0 | 0 | 0 | 0 | 0 | 0 | 0 | 0 | 0 | 0 | 0 | 0 | 0 | 0 | 0 | 0 | 0 | 0 | 0 | 0 | 0 | 0 | 0 | 0 | 0 | 0 | 0 | 0 | 0 | 0 | 0 | 0 | 0 | 0 | 0 | 0 | 0 | 0 | 0 | 0 | 0 | 0 | 0 | 0
| Other demand components |  | Ml/d | 2 | 0.22 | 0.22 | 0.22 | 0.21 | 0.23 | 0.22 | 0.19 | 0.22 | 0.22 | 0.23 | 0.23 | 0.22 | 0.22 | 0.22 | 0.23 | 0.21 | 0.23 | 0.22 | 0.21 | 0.23 | 0.22 | 0.23 | 0.23 | 0.22 | 0.23 | 0.23 | 0.22 | 0.22 | 0.23 | 0.22 | 0.22 | 0 | 0 | 0 | 0 | 0 | 0 | 0 | 0 | 0 | 0 | 0 | 0 | 0 | 0 | 0 | 0 | 0 | 0 | 0 | 0 | 0 | 0 | 0 | 0 | 0 | 0 | 0 | 0 | 0 | 0 | 0 | 0 | 0 | 0 | 0 | 0 | 0 | 0 | 0 | 0 | 0 | 0 | 0 | 0 | 0 | 0 | 0 | 0 | 0 | 0
| Total Water Available for use |  | Ml/d | 2 | 13.6 | 13.6 | 13.6 | 13.6 | 13.6 | 13.6 | 13.601 | 13.601 | 13.601 | 13.601 | 13.601 | 12.731 | 12.731 | 12.731 | 12.731 | 12.731 | 12.731 | 12.731 | 12.731 | 12.731 | 12.731 | 12.731 | 12.731 | 12.731 | 12.731 | 12.731 | 12.731 | 12.731 | 12.731 | 12.731 | 12.731 | 0 | 0 | 0 | 0 | 0 | 0 | 0 | 0 | 0 | 0 | 0 | 0 | 0 | 0 | 0 | 0 | 0 | 0 | 0 | 0 | 0 | 0 | 0 | 0 | 0 | 0 | 0 | 0 | 0 | 0 | 0 | 0 | 0 | 0 | 0 | 0 | 0 | 0 | 0 | 0 | 0 | 0 | 0 | 0 | 0 | 0 | 0 | 0 | 0 | 0
| Total Demand + Target Headroom |  | Ml/d | 2 | 9.5589 | 9.4589 | 9.3889 | 9.3389 | 9.2689 | 9.1289 | 9.0689 | 9.0562 | 9.0217 | 9.0939 | 9.0483 | 9.0001 | 8.9945 | 8.9891 | 9.0069 | 8.971 | 8.8171 | 8.6987 | 8.6949 | 8.7136 | 8.5542 | 8.5349 | 8.4847 | 8.4318 | 8.4194 | 8.4197 | 8.322 | 8.3118 | 8.2921 | 8.266 | 8.2544 | 0 | 0 | 0 | 0 | 0 | 0 | 0 | 0 | 0 | 0 | 0 | 0 | 0 | 0 | 0 | 0 | 0 | 0 | 0 | 0 | 0 | 0 | 0 | 0 | 0 | 0 | 0 | 0 | 0 | 0 | 0 | 0 | 0 | 0 | 0 | 0 | 0 | 0 | 0 | 0 | 0 | 0 | 0 | 0 | 0 | 0 | 0 | 0 | 0 | 0

## AWSSUT
Back to title page
Table 3a: DYAA - Baseline
Table 3b: DYAA - Final plan Options
Table 3c: DYAA - Final plan
Table 3d: DYCP - Baseline
Table 3e: DYCP - Final plan Options
Table 3f: DYCP - Final plan
Water Company | Anglian Water | Version | V3.1
WRZ | AWSSUT | Planning Scenario | DYAA
Table 3a: DYAA - Baseline | Back to top of sheet
WRMP24 reference | Component | Derivation | Unit | Decimal places | 2019-20 | 2020-21 | 2021-22 | 2022-23 | 2023-24 | 2024-25 | 2025-26 | 2026-27 | 2027-28 | 2028-29 | 2029-30 | 2030-31 | 2031-32 | 2032-33 | 2033-34 | 2034-35 | 2035-36 | 2036-37 | 2037-38 | 2038-39 | 2039-40 | 2040-41 | 2041-42 | 2042-43 | 2043-44 | 2044-45 | 2045-46 | 2046-47 | 2047-48 | 2048-49 | 2049-50 | 2050-51 | 2051-52 | 2052-53 | 2053-54 | 2054-55 | 2055-56 | 2056-57 | 2057-58 | 2058-59 | 2059-60 | 2060-61 | 2061-62 | 2062-63 | 2063-64 | 2064-65 | 2065-66 | 2066-67 | 2067-68 | 2068-69 | 2069-70 | 2070-71 | 2071-72 | 2072-73 | 2073-74 | 2074-75 | 2075-76 | 2076-77 | 2077-78 | 2078-79 | 2079-80 | 2080-81 | 2081-82 | 2082-83 | 2083-84 | 2084-85 | 2085-86 | 2086-87 | 2087-88 | 2088-89 | 2089-90 | 2090-91 | 2091-92 | 2092-93 | 2093-94 | 2094-95 | 2095-96 | 2096-97 | 2097-98 | 2098-99 | 2099-100
1BL | Raw water abstracted | Input | Ml/d | 2 | 2019-20: 0; 2020-21: 0; 2021-22: 0; 2022-23: 0; 2023-24: 0; 2024-25: 0; 2025-26: 0; 2026-27: 0; 2027-28: 0; 2028-29: 0; 2029-30: 0; 2030-31: 0; 2031-32: 0; 2032-33: 0; 2033-34: 0; 2034-35: 0; 2035-36: 0; 2036-37: 0; 2037-38: 0; 2038-39: 0; 2039-40: 0; 2040-41: 0; 2041-42: 0; 2042-43: 0; 2043-44: 0; 2044-45: 0; 2045-46: 0; 2046-47: 0; 2047-48: 0; 2048-49: 0; 2049-50: 0
1.1BL | Non-potable water supplies (if applicable) | Input | Ml/d | 2 | 2019-20: 0; 2020-21: 0; 2021-22: 0; 2022-23: 0; 2023-24: 0; 2024-25: 0; 2025-26: 0; 2026-27: 0; 2027-28: 0; 2028-29: 0; 2029-30: 0; 2030-31: 0; 2031-32: 0; 2032-33: 0; 2033-34: 0; 2034-35: 0; 2035-36: 0; 2036-37: 0; 2037-38: 0; 2038-39: 0; 2039-40: 0; 2040-41: 0; 2041-42: 0; 2042-43: 0; 2043-44: 0; 2044-45: 0; 2045-46: 0; 2046-47: 0; 2047-48: 0; 2048-49: 0; 2049-50: 0
2BL | Raw water imported | Input | Ml/d | 2 | 2019-20: 0.25; 2020-21: 0.25; 2021-22: 0.25; 2022-23: 0.25; 2023-24: 0.25; 2024-25: 0.25; 2025-26: 0.72; 2026-27: 0.74; 2027-28: 0.75; 2028-29: 0.76; 2029-30: 0.86; 2030-31: 1.6; 2031-32: 1.59; 2032-33: 1.58; 2033-34: 1.56; 2034-35: 1.55; 2035-36: 1.57; 2036-37: 0.251; 2037-38: 0.251; 2038-39: 0.251; 2039-40: 0.251; 2040-41: 0.251; 2041-42: 0.251; 2042-43: 0.251; 2043-44: 0.251; 2044-45: 0.251; 2045-46: 0.251; 2046-47: 0.251; 2047-48: 0.251; 2048-49: 0.251; 2049-50: 0.251
3BL | Potable water imported | Input | Ml/d | 2 | 2019-20: 0; 2020-21: 0; 2021-22: 0; 2022-23: 0; 2023-24: 0; 2024-25: 0; 2025-26: 0; 2026-27: 0; 2027-28: 0; 2028-29: 0; 2029-30: 0; 2030-31: 0; 2031-32: 0; 2032-33: 0; 2033-34: 0; 2034-35: 0; 2035-36: 0; 2036-37: 0; 2037-38: 0; 2038-39: 0; 2039-40: 0; 2040-41: 0; 2041-42: 0; 2042-43: 0; 2043-44: 0; 2044-45: 0; 2045-46: 0; 2046-47: 0; 2047-48: 0; 2048-49: 0; 2049-50: 0
4BL | Raw water exported enter as -ve | Input | Ml/d | 2 | 2019-20: 0; 2020-21: 0; 2021-22: 0; 2022-23: 0; 2023-24: 0; 2024-25: 0; 2025-26: 0; 2026-27: 0; 2027-28: 0; 2028-29: 0; 2029-30: 0; 2030-31: 0; 2031-32: 0; 2032-33: 0; 2033-34: 0; 2034-35: 0; 2035-36: 0; 2036-37: 0; 2037-38: 0; 2038-39: 0; 2039-40: 0; 2040-41: 0; 2041-42: 0; 2042-43: 0; 2043-44: 0; 2044-45: 0; 2045-46: 0; 2046-47: 0; 2047-48: 0; 2048-49: 0; 2049-50: 0
5BL | Potable water exported enter as -ve | Input | Ml/d | 2 | 2019-20: 0; 2020-21: 0; 2021-22: 0; 2022-23: 0; 2023-24: 0; 2024-25: 0; 2025-26: 0; 2026-27: 0; 2027-28: 0; 2028-29: 0; 2029-30: 0; 2030-31: 0; 2031-32: 0; 2032-33: 0; 2033-34: 0; 2034-35: 0; 2035-36: 0; 2036-37: 0; 2037-38: 0; 2038-39: 0; 2039-40: 0; 2040-41: 0; 2041-42: 0; 2042-43: 0; 2043-44: 0; 2044-45: 0; 2045-46: 0; 2046-47: 0; 2047-48: 0; 2048-49: 0; 2049-50: 0
6BL | Deployable Output before forecast changes | Input | Ml/d | 2 | 2019-20: 12.89; 2020-21: 12.89; 2021-22: 12.89; 2022-23: 12.89; 2023-24: 12.89; 2024-25: 12.89; 2025-26: 10.29; 2026-27: 10.29; 2027-28: 10.29; 2028-29: 10.29; 2029-30: 10.29; 2030-31: 10.29; 2031-32: 10.29; 2032-33: 10.29; 2033-34: 10.29; 2034-35: 10.29; 2035-36: 10.29; 2036-37: 10.29; 2037-38: 10.29; 2038-39: 10.29; 2039-40: 10.29; 2040-41: 10.29; 2041-42: 10.29; 2042-43: 10.29; 2043-44: 10.29; 2044-45: 10.29; 2045-46: 10.29; 2046-47: 10.29; 2047-48: 10.29; 2048-49: 10.29; 2049-50: 10.29
6.1BL | Deployable Output post forecast changes | 6BL + 7BL | Ml/d | 2 | 2019-20: 12.89; 2020-21: 12.89; 2021-22: 12.89; 2022-23: 12.89; 2023-24: 12.89; 2024-25: 12.89; 2025-26: 9.41; 2026-27: 9.41; 2027-28: 9.41; 2028-29: 9.41; 2029-30: 9.41; 2030-31: 8.19; 2031-32: 8.19; 2032-33: 8.19; 2033-34: 8.19; 2034-35: 8.19; 2035-36: 8.19; 2036-37: 5.47; 2037-38: 5.47; 2038-39: 5.47; 2039-40: 5.47; 2040-41: 5.47; 2041-42: 5.47; 2042-43: 5.47; 2043-44: 5.47; 2044-45: 5.47; 2045-46: 5.47; 2046-47: 5.47; 2047-48: 5.47; 2048-49: 5.47; 2049-50: 5.47
7BL | Baseline forecast changes to Deployable Output | sum (7.1BL:7.6BL) | Ml/d | 2 | 2019-20: 0; 2020-21: 0; 2021-22: 0; 2022-23: 0; 2023-24: 0; 2024-25: 0; 2025-26: -0.88; 2026-27: -0.88; 2027-28: -0.88; 2028-29: -0.88; 2029-30: -0.88; 2030-31: -2.1; 2031-32: -2.1; 2032-33: -2.1; 2033-34: -2.1; 2034-35: -2.1; 2035-36: -2.1; 2036-37: -4.82; 2037-38: -4.82; 2038-39: -4.82; 2039-40: -4.82; 2040-41: -4.82; 2041-42: -4.82; 2042-43: -4.82; 2043-44: -4.82; 2044-45: -4.82; 2045-46: -4.82; 2046-47: -4.82; 2047-48: -4.82; 2048-49: -4.82; 2049-50: -4.82
7.1BL | Change in DO due to climate change | Input | Ml/d | 2 | 2019-20: 0; 2020-21: 0; 2021-22: 0; 2022-23: 0; 2023-24: 0; 2024-25: 0; 2025-26: 0; 2026-27: 0; 2027-28: 0; 2028-29: 0; 2029-30: 0; 2030-31: 0; 2031-32: 0; 2032-33: 0; 2033-34: 0; 2034-35: 0; 2035-36: 0; 2036-37: 0; 2037-38: 0; 2038-39: 0; 2039-40: 0; 2040-41: 0; 2041-42: 0; 2042-43: 0; 2043-44: 0; 2044-45: 0; 2045-46: 0; 2046-47: 0; 2047-48: 0; 2048-49: 0; 2049-50: 0
7.2BL | Total confirmed DO reductions to restore sustainable abstraction enter as -ve | Input | Ml/d | 2 | 2019-20: 0; 2020-21: 0; 2021-22: 0; 2022-23: 0; 2023-24: 0; 2024-25: 0; 2025-26: -0.88; 2026-27: -0.88; 2027-28: -0.88; 2028-29: -0.88; 2029-30: -0.88; 2030-31: -2.1; 2031-32: -2.1; 2032-33: -2.1; 2033-34: -2.1; 2034-35: -2.1; 2035-36: -2.1; 2036-37: -2.1; 2037-38: -2.1; 2038-39: -2.1; 2039-40: -2.1; 2040-41: -2.1; 2041-42: -2.1; 2042-43: -2.1; 2043-44: -2.1; 2044-45: -2.1; 2045-46: -2.1; 2046-47: -2.1; 2047-48: -2.1; 2048-49: -2.1; 2049-50: -2.1
7.3BL | Total additional DO reductions for Environmental Destination (excl. any confirmed reductions) enter as -ve | Input | Ml/d | 2 | 2019-20: 0; 2020-21: 0; 2021-22: 0; 2022-23: 0; 2023-24: 0; 2024-25: 0; 2025-26: 0; 2026-27: 0; 2027-28: 0; 2028-29: 0; 2029-30: 0; 2030-31: 0; 2031-32: 0; 2032-33: 0; 2033-34: 0; 2034-35: 0; 2035-36: 0; 2036-37: -2.72; 2037-38: -2.72; 2038-39: -2.72; 2039-40: -2.72; 2040-41: -2.72; 2041-42: -2.72; 2042-43: -2.72; 2043-44: -2.72; 2044-45: -2.72; 2045-46: -2.72; 2046-47: -2.72; 2047-48: -2.72; 2048-49: -2.72; 2049-50: -2.72
7.4BL | Change in DO from prolonged Outage reduction enter as -ve | Input | Ml/d | 2 | 2019-20: 0; 2020-21: 0; 2021-22: 0; 2022-23: 0; 2023-24: 0; 2024-25: 0; 2025-26: 0; 2026-27: 0; 2027-28: 0; 2028-29: 0; 2029-30: 0; 2030-31: 0; 2031-32: 0; 2032-33: 0; 2033-34: 0; 2034-35: 0; 2035-36: 0; 2036-37: 0; 2037-38: 0; 2038-39: 0; 2039-40: 0; 2040-41: 0; 2041-42: 0; 2042-43: 0; 2043-44: 0; 2044-45: 0; 2045-46: 0; 2046-47: 0; 2047-48: 0; 2048-49: 0; 2049-50: 0
7.5BL | Change in DO from drought measures | Zero for baseline | Ml/d | 2 | 2019-20: 0; 2020-21: 0; 2021-22: 0; 2022-23: 0; 2023-24: 0; 2024-25: 0; 2025-26: 0; 2026-27: 0; 2027-28: 0; 2028-29: 0; 2029-30: 0; 2030-31: 0; 2031-32: 0; 2032-33: 0; 2033-34: 0; 2034-35: 0; 2035-36: 0; 2036-37: 0; 2037-38: 0; 2038-39: 0; 2039-40: 0; 2040-41: 0; 2041-42: 0; 2042-43: 0; 2043-44: 0; 2044-45: 0; 2045-46: 0; 2046-47: 0; 2047-48: 0; 2048-49: 0; 2049-50: 0
7.6BL | Total other changes to DO (e.g. nitrates/operational decline) | Input | Ml/d | 2 | 2019-20: 0; 2020-21: 0; 2021-22: 0; 2022-23: 0; 2023-24: 0; 2024-25: 0; 2025-26: 0; 2026-27: 0; 2027-28: 0; 2028-29: 0; 2029-30: 0; 2030-31: 0; 2031-32: 0; 2032-33: 0; 2033-34: 0; 2034-35: 0; 2035-36: 0; 2036-37: 0; 2037-38: 0; 2038-39: 0; 2039-40: 0; 2040-41: 0; 2041-42: 0; 2042-43: 0; 2043-44: 0; 2044-45: 0; 2045-46: 0; 2046-47: 0; 2047-48: 0; 2048-49: 0; 2049-50: 0
8BL | Raw water losses, treatment works losses and operational use | Input | Ml/d | 2 | 2019-20: 0.18; 2020-21: 0.18; 2021-22: 0.18; 2022-23: 0.18; 2023-24: 0.18; 2024-25: 0.18; 2025-26: 0.18; 2026-27: 0.18; 2027-28: 0.18; 2028-29: 0.18; 2029-30: 0.18; 2030-31: 0.18; 2031-32: 0.18; 2032-33: 0.18; 2033-34: 0.18; 2034-35: 0.18; 2035-36: 0.18; 2036-37: 0.18; 2037-38: 0.18; 2038-39: 0.18; 2039-40: 0.18; 2040-41: 0.18; 2041-42: 0.18; 2042-43: 0.18; 2043-44: 0.18; 2044-45: 0.18; 2045-46: 0.18; 2046-47: 0.18; 2047-48: 0.18; 2048-49: 0.18; 2049-50: 0.18
9BL | Total Outage Allowance | Input | Ml/d | 2 | 2019-20: 0.07; 2020-21: 0.07; 2021-22: 0.07; 2022-23: 0.07; 2023-24: 0.07; 2024-25: 0.07; 2025-26: 0.07; 2026-27: 0.07; 2027-28: 0.07; 2028-29: 0.07; 2029-30: 0.07; 2030-31: 0.06; 2031-32: 0.06; 2032-33: 0.06; 2033-34: 0.06; 2034-35: 0.06; 2035-36: 0.05; 2036-37: 0.05; 2037-38: 0.05; 2038-39: 0.05; 2039-40: 0.05; 2040-41: 0.05; 2041-42: 0.05; 2042-43: 0.05; 2043-44: 0.05; 2044-45: 0.05; 2045-46: 0.05; 2046-47: 0.05; 2047-48: 0.05; 2048-49: 0.05; 2049-50: 0.05
10BL | Water Available For Use (own sources) | (6BL + 7BL) - (8BL + 9BL) | Ml/d | 2 | 2019-20: 12.64; 2020-21: 12.64; 2021-22: 12.64; 2022-23: 12.64; 2023-24: 12.64; 2024-25: 12.64; 2025-26: 9.16; 2026-27: 9.16; 2027-28: 9.16; 2028-29: 9.16; 2029-30: 9.16; 2030-31: 7.95; 2031-32: 7.95; 2032-33: 7.95; 2033-34: 7.95; 2034-35: 7.95; 2035-36: 7.96; 2036-37: 5.24; 2037-38: 5.24; 2038-39: 5.24; 2039-40: 5.24; 2040-41: 5.24; 2041-42: 5.24; 2042-43: 5.24; 2043-44: 5.24; 2044-45: 5.24; 2045-46: 5.24; 2046-47: 5.24; 2047-48: 5.24; 2048-49: 5.24; 2049-50: 5.24
11BL | Total Water Available For Use | 10BL + sum (2BL:5BL) | Ml/d | 2 | 2019-20: 12.89; 2020-21: 12.89; 2021-22: 12.89; 2022-23: 12.89; 2023-24: 12.89; 2024-25: 12.89; 2025-26: 9.88; 2026-27: 9.9; 2027-28: 9.91; 2028-29: 9.92; 2029-30: 10.02; 2030-31: 9.55; 2031-32: 9.54; 2032-33: 9.53; 2033-34: 9.51; 2034-35: 9.5; 2035-36: 9.53; 2036-37: 5.491; 2037-38: 5.491; 2038-39: 5.491; 2039-40: 5.491; 2040-41: 5.491; 2041-42: 5.491; 2042-43: 5.491; 2043-44: 5.491; 2044-45: 5.491; 2045-46: 5.491; 2046-47: 5.491; 2047-48: 5.491; 2048-49: 5.491; 2049-50: 5.491
12BL | Water delivered measured non-household | Input | Ml/d | 2 | 2019-20: 3.55; 2020-21: 3.56; 2021-22: 3.57; 2022-23: 3.58; 2023-24: 3.6; 2024-25: 3.6; 2025-26: 3.61; 2026-27: 3.62; 2027-28: 3.64; 2028-29: 3.65; 2029-30: 3.66; 2030-31: 3.67; 2031-32: 3.67; 2032-33: 3.68; 2033-34: 3.73; 2034-35: 3.77; 2035-36: 3.82; 2036-37: 3.85; 2037-38: 3.87; 2038-39: 3.89; 2039-40: 3.91; 2040-41: 3.92; 2041-42: 3.93; 2042-43: 3.93; 2043-44: 3.93; 2044-45: 3.93; 2045-46: 3.93; 2046-47: 3.93; 2047-48: 3.93; 2048-49: 3.94; 2049-50: 3.94
12.1BL | Non-potable water consumption (if applicable) | Input | Ml/d | 2 | 2019-20: 0; 2020-21: 0; 2021-22: 0; 2022-23: 0; 2023-24: 0; 2024-25: 0; 2025-26: 0; 2026-27: 0; 2027-28: 0; 2028-29: 0; 2029-30: 0; 2030-31: 0; 2031-32: 0; 2032-33: 0; 2033-34: 0; 2034-35: 0; 2035-36: 0; 2036-37: 0; 2037-38: 0; 2038-39: 0; 2039-40: 0; 2040-41: 0; 2041-42: 0; 2042-43: 0; 2043-44: 0; 2044-45: 0; 2045-46: 0; 2046-47: 0; 2047-48: 0; 2048-49: 0; 2049-50: 0
13BL | Water delivered unmeasured non-household | Input | Ml/d | 2 | 2019-20: 0.01; 2020-21: 0.01; 2021-22: 0.01; 2022-23: 0.01; 2023-24: 0.01; 2024-25: 0.01; 2025-26: 0.01; 2026-27: 0.01; 2027-28: 0.02; 2028-29: 0.02; 2029-30: 0.02; 2030-31: 0.02; 2031-32: 0.02; 2032-33: 0.02; 2033-34: 0.02; 2034-35: 0.02; 2035-36: 0.02; 2036-37: 0.02; 2037-38: 0.02; 2038-39: 0.02; 2039-40: 0.02; 2040-41: 0.02; 2041-42: 0.02; 2042-43: 0.02; 2043-44: 0.02; 2044-45: 0.02; 2045-46: 0.02; 2046-47: 0.02; 2047-48: 0.02; 2048-49: 0.02; 2049-50: 0.02
14BL | Water delivered measured household | Input | Ml/d | 2 | 2019-20: 3.89; 2020-21: 3.87; 2021-22: 3.85; 2022-23: 3.84; 2023-24: 3.84; 2024-25: 3.79; 2025-26: 3.81; 2026-27: 3.84; 2027-28: 3.88; 2028-29: 3.9; 2029-30: 3.91; 2030-31: 3.93; 2031-32: 3.95; 2032-33: 3.99; 2033-34: 4.04; 2034-35: 4.08; 2035-36: 4.12; 2036-37: 4.16; 2037-38: 4.21; 2038-39: 4.26; 2039-40: 4.31; 2040-41: 4.36; 2041-42: 4.4; 2042-43: 4.45; 2043-44: 4.5; 2044-45: 4.54; 2045-46: 4.58; 2046-47: 4.61; 2047-48: 4.65; 2048-49: 4.68; 2049-50: 4.71
15BL | Water delivered unmeasured household | Input | Ml/d | 2 | 2019-20: 0.93; 2020-21: 0.89; 2021-22: 0.85; 2022-23: 0.81; 2023-24: 0.77; 2024-25: 0.73; 2025-26: 0.7; 2026-27: 0.66; 2027-28: 0.63; 2028-29: 0.6; 2029-30: 0.57; 2030-31: 0.55; 2031-32: 0.52; 2032-33: 0.5; 2033-34: 0.47; 2034-35: 0.45; 2035-36: 0.43; 2036-37: 0.4; 2037-38: 0.38; 2038-39: 0.36; 2039-40: 0.34; 2040-41: 0.32; 2041-42: 0.3; 2042-43: 0.28; 2043-44: 0.26; 2044-45: 0.25; 2045-46: 0.24; 2046-47: 0.23; 2047-48: 0.23; 2048-49: 0.22; 2049-50: 0.22
16BL | Percentage of consumption driven by climate change | Input | % | 1 | 2019-20: 0%; 2020-21: 0%; 2021-22: 0%; 2022-23: 0.1%; 2023-24: 0.1%; 2024-25: 0.1%; 2025-26: 0.1%; 2026-27: 0.1%; 2027-28: 0.1%; 2028-29: 0.2%; 2029-30: 0.2%; 2030-31: 0.2%; 2031-32: 0.2%; 2032-33: 0.3%; 2033-34: 0.3%; 2034-35: 0.3%; 2035-36: 0.4%; 2036-37: 0.4%; 2037-38: 0.4%; 2038-39: 0.5%; 2039-40: 0.5%; 2040-41: 0.6%; 2041-42: 0.6%; 2042-43: 0.6%; 2043-44: 0.7%; 2044-45: 0.7%; 2045-46: 0.8%; 2046-47: 0.8%; 2047-48: 0.8%; 2048-49: 0.8%; 2049-50: 0.9%
17BL | Volume of consumption driven by climate change | 16BL * (12BL + sum(13BL:15BL) - sum (23BL:26BL)) | Ml/d | 2 | 2019-20: 0; 2020-21: 0; 2021-22: 0; 2022-23: 0.00798; 2023-24: 0.00797; 2024-25: 0.00789; 2025-26: 0.00789; 2026-27: 0.00791; 2027-28: 0.00795; 2028-29: 0.01592; 2029-30: 0.0159; 2030-31: 0.01594; 2031-32: 0.01594; 2032-33: 0.024; 2033-34: 0.02418; 2034-35: 0.02439; 2035-36: 0.0328; 2036-37: 0.03296; 2037-38: 0.03312; 2038-39: 0.04165; 2039-40: 0.04195; 2040-41: 0.05058; 2041-42: 0.05076; 2042-43: 0.05088; 2043-44: 0.05957; 2044-45: 0.05978; 2045-46: 0.06864; 2046-47: 0.0688; 2047-48: 0.06912; 2048-49: 0.06928; 2049-50: 0.07821
18BL | Measured Household - PCC | ((14BL - 25BL) * 1,000,000) / (39BL *1,000) | l/h/d | 1 | 2019-20: 131.7382; 2020-21: 129.218; 2021-22: 127.0908; 2022-23: 124.7784; 2023-24: 123.4318; 2024-25: 120.2938; 2025-26: 119.2504; 2026-27: 118.3813; 2027-28: 117.688; 2028-29: 117.0997; 2029-30: 116.0637; 2030-31: 115.4304; 2031-32: 115.1405; 2032-33: 115.1178; 2033-34: 115.0819; 2034-35: 115.0435; 2035-36: 115.0825; 2036-37: 115.1604; 2037-38: 115.1877; 2038-39: 115.4702; 2039-40: 115.673; 2040-41: 115.9132; 2041-42: 115.8533; 2042-43: 115.757; 2043-44: 115.9521; 2044-45: 115.8782; 2045-46: 116.0954; 2046-47: 116.0602; 2047-48: 116.2791; 2048-49: 115.9824; 2049-50: 116.1032
19BL | Unmeasured Household - PCC | ((15BL - 26BL) * 1,000,000) / (40BL *1,000) | l/h/d | 1 | 2019-20: 121.0481; 2020-21: 121.9512; 2021-22: 120.743; 2022-23: 120.2079; 2023-24: 121.0571; 2024-25: 120.0717; 2025-26: 119.8053; 2026-27: 119.3271; 2027-28: 118.6094; 2028-29: 117.6974; 2029-30: 116.5397; 2030-31: 119.8027; 2031-32: 118.2557; 2032-33: 118.9245; 2033-34: 116.7526; 2034-35: 119.863; 2035-36: 120.1562; 2036-37: 117.1257; 2037-38: 116.9005; 2038-39: 116.4432; 2039-40: 119.4476; 2040-41: 118.7178; 2041-42: 117.6965; 2042-43: 116.3832; 2043-44: 114.7228; 2044-45: 117.7675; 2045-46: 121.0526; 2046-47: 118.9832; 2047-48: 122.2222; 2048-49: 119.863; 2049-50: 119.863
20BL | Average Household - PCC | (((14BL - 25BL) + (15BL - 26BL)) * 1,000,000) / ((39BL + 40BL) *1,000) | l/h/d | 1 | 2019-20: 129.6001; 2020-21: 127.83; 2021-22: 125.9303; 2022-23: 123.9856; 2023-24: 123.0397; 2024-25: 120.259; 2025-26: 119.3331; 2026-27: 118.5148; 2027-28: 117.8114; 2028-29: 117.1758; 2029-30: 116.1213; 2030-31: 115.9334; 2031-32: 115.4809; 2032-33: 115.5124; 2033-34: 115.2461; 2034-35: 115.4918; 2035-36: 115.529; 2036-37: 115.3239; 2037-38: 115.3221; 2038-39: 115.5421; 2039-40: 115.9353; 2040-41: 116.0961; 2041-42: 115.9658; 2042-43: 115.7927; 2043-44: 115.8869; 2044-45: 115.9713; 2045-46: 116.3315; 2046-47: 116.195; 2047-48: 116.5443; 2048-49: 116.15; 2049-50: 116.2648
21BL | Water taken unbilled | Input | Ml/d | 2 | 2019-20: 0.2; 2020-21: 0.2; 2021-22: 0.22; 2022-23: 0.2; 2023-24: 0.2; 2024-25: 0.2; 2025-26: 0.19; 2026-27: 0.21; 2027-28: 0.17; 2028-29: 0.18; 2029-30: 0.18; 2030-31: 0.18; 2031-32: 0.18; 2032-33: 0.18; 2033-34: 0.17; 2034-35: 0.19; 2035-36: 0.19; 2036-37: 0.19; 2037-38: 0.19; 2038-39: 0.19; 2039-40: 0.19; 2040-41: 0.19; 2041-42: 0.18; 2042-43: 0.18; 2043-44: 0.18; 2044-45: 0.18; 2045-46: 0.18; 2046-47: 0.19; 2047-48: 0.18; 2048-49: 0.18; 2049-50: 0.18
22BL | Distribution system operational use | Input | Ml/d | 2 | 2019-20: 0.05; 2020-21: 0.05; 2021-22: 0.05; 2022-23: 0.05; 2023-24: 0.05; 2024-25: 0.05; 2025-26: 0.05; 2026-27: 0.05; 2027-28: 0.05; 2028-29: 0.05; 2029-30: 0.05; 2030-31: 0.05; 2031-32: 0.05; 2032-33: 0.05; 2033-34: 0.05; 2034-35: 0.05; 2035-36: 0.05; 2036-37: 0.05; 2037-38: 0.05; 2038-39: 0.05; 2039-40: 0.05; 2040-41: 0.05; 2041-42: 0.05; 2042-43: 0.05; 2043-44: 0.05; 2044-45: 0.05; 2045-46: 0.05; 2046-47: 0.05; 2047-48: 0.05; 2048-49: 0.05; 2049-50: 0.05
23BL | Measured Non Household - USPL | Input | Ml/d | 2 | 2019-20: 0.01; 2020-21: 0.01; 2021-22: 0.01; 2022-23: 0.01; 2023-24: 0.01; 2024-25: 0.01; 2025-26: 0.01; 2026-27: 0.01; 2027-28: 0.01; 2028-29: 0.01; 2029-30: 0.01; 2030-31: 0.01; 2031-32: 0.01; 2032-33: 0.01; 2033-34: 0.01; 2034-35: 0.01; 2035-36: 0.01; 2036-37: 0.01; 2037-38: 0.01; 2038-39: 0.01; 2039-40: 0.01; 2040-41: 0.01; 2041-42: 0.01; 2042-43: 0.01; 2043-44: 0.01; 2044-45: 0.01; 2045-46: 0.01; 2046-47: 0.01; 2047-48: 0.01; 2048-49: 0.01; 2049-50: 0.01
24BL | Unmeasured Non Household - USPL | Input | Ml/d | 2 | 2019-20: 0; 2020-21: 0; 2021-22: 0; 2022-23: 0; 2023-24: 0; 2024-25: 0; 2025-26: 0; 2026-27: 0; 2027-28: 0; 2028-29: 0; 2029-30: 0; 2030-31: 0; 2031-32: 0; 2032-33: 0; 2033-34: 0; 2034-35: 0; 2035-36: 0; 2036-37: 0; 2037-38: 0; 2038-39: 0; 2039-40: 0; 2040-41: 0; 2041-42: 0; 2042-43: 0; 2043-44: 0; 2044-45: 0; 2045-46: 0; 2046-47: 0; 2047-48: 0; 2048-49: 0; 2049-50: 0
25BL | Measured Household - USPL | Input | Ml/d | 2 | 2019-20: 0.19; 2020-21: 0.19; 2021-22: 0.18; 2022-23: 0.18; 2023-24: 0.18; 2024-25: 0.17; 2025-26: 0.17; 2026-27: 0.16; 2027-28: 0.16; 2028-29: 0.15; 2029-30: 0.15; 2030-31: 0.15; 2031-32: 0.14; 2032-33: 0.14; 2033-34: 0.15; 2034-35: 0.15; 2035-36: 0.15; 2036-37: 0.15; 2037-38: 0.16; 2038-39: 0.16; 2039-40: 0.16; 2040-41: 0.16; 2041-42: 0.16; 2042-43: 0.17; 2043-44: 0.17; 2044-45: 0.17; 2045-46: 0.17; 2046-47: 0.17; 2047-48: 0.17; 2048-49: 0.18; 2049-50: 0.18
26BL | Unmeasured Household - USPL | Input | Ml/d | 2 | 2019-20: 0.08; 2020-21: 0.07; 2021-22: 0.07; 2022-23: 0.07; 2023-24: 0.06; 2024-25: 0.06; 2025-26: 0.06; 2026-27: 0.05; 2027-28: 0.05; 2028-29: 0.05; 2029-30: 0.05; 2030-31: 0.04; 2031-32: 0.04; 2032-33: 0.04; 2033-34: 0.04; 2034-35: 0.03; 2035-36: 0.03; 2036-37: 0.03; 2037-38: 0.03; 2038-39: 0.03; 2039-40: 0.02; 2040-41: 0.02; 2041-42: 0.02; 2042-43: 0.02; 2043-44: 0.02; 2044-45: 0.02; 2045-46: 0.01; 2046-47: 0.01; 2047-48: 0.01; 2048-49: 0.01; 2049-50: 0.01
27BL | Void Properties - USPL | Input | Ml/d | 2 | 2019-20: 0.01; 2020-21: 0.01; 2021-22: 0.01; 2022-23: 0.01; 2023-24: 0.01; 2024-25: 0.01; 2025-26: 0.01; 2026-27: 0.01; 2027-28: 0.02; 2028-29: 0.02; 2029-30: 0.02; 2030-31: 0.02; 2031-32: 0.02; 2032-33: 0.02; 2033-34: 0.02; 2034-35: 0.02; 2035-36: 0.02; 2036-37: 0.02; 2037-38: 0.02; 2038-39: 0.02; 2039-40: 0.02; 2040-41: 0.02; 2041-42: 0.02; 2042-43: 0.02; 2043-44: 0.02; 2044-45: 0.02; 2045-46: 0.02; 2046-47: 0.02; 2047-48: 0.02; 2048-49: 0.02; 2049-50: 0.02
28BL | Distribution losses | Input | Ml/d | 2 | 2019-20: 1.14; 2020-21: 1.12; 2021-22: 1.11; 2022-23: 1.09; 2023-24: 1.07; 2024-25: 1.05; 2025-26: 1.05; 2026-27: 1.05; 2027-28: 1.05; 2028-29: 1.05; 2029-30: 1.05; 2030-31: 1.05; 2031-32: 1.05; 2032-33: 1.05; 2033-34: 1.05; 2034-35: 1.05; 2035-36: 1.05; 2036-37: 1.05; 2037-38: 1.05; 2038-39: 1.05; 2039-40: 1.05; 2040-41: 1.05; 2041-42: 1.05; 2042-43: 1.05; 2043-44: 1.05; 2044-45: 1.05; 2045-46: 1.05; 2046-47: 1.05; 2047-48: 1.05; 2048-49: 1.05; 2049-50: 1.05
29BL | Total Leakage | sum (23BL:28BL) | Ml/d | 2 | 2019-20: 1.43; 2020-21: 1.4; 2021-22: 1.38; 2022-23: 1.36; 2023-24: 1.33; 2024-25: 1.3; 2025-26: 1.3; 2026-27: 1.28; 2027-28: 1.29; 2028-29: 1.28; 2029-30: 1.28; 2030-31: 1.27; 2031-32: 1.26; 2032-33: 1.26; 2033-34: 1.27; 2034-35: 1.26; 2035-36: 1.26; 2036-37: 1.26; 2037-38: 1.27; 2038-39: 1.27; 2039-40: 1.26; 2040-41: 1.26; 2041-42: 1.26; 2042-43: 1.27; 2043-44: 1.27; 2044-45: 1.27; 2045-46: 1.26; 2046-47: 1.26; 2047-48: 1.26; 2048-49: 1.27; 2049-50: 1.27
30BL | Leakage/property | (29BL * 1,000,000) / (36BL * 1,000) | l/prop/d | 2 | 2019-20: 89.8749; 2020-21: 87.8459; 2021-22: 86.3255; 2022-23: 84.5666; 2023-24: 82.5267; 2024-25: 80.1331; 2025-26: 79.4475; 2026-27: 77.3227; 2027-28: 77.1116; 2028-29: 75.8653; 2029-30: 75.2764; 2030-31: 74.1519; 2031-32: 73.0562; 2032-33: 72.5472; 2033-34: 72.6212; 2034-35: 71.5665; 2035-36: 71.1181; 2036-37: 70.6595; 2037-38: 70.756; 2038-39: 70.2978; 2039-40: 69.2841; 2040-41: 68.8337; 2041-42: 68.3779; 2042-43: 68.4747; 2043-44: 68.0381; 2044-45: 67.6107; 2045-46: 66.6667; 2046-47: 66.2565; 2047-48: 65.8617; 2048-49: 65.9946; 2049-50: 65.6229
31BL | Measured Non Household - properties | Input | 000's | 2 | 2019-20: 0.976; 2020-21: 0.995; 2021-22: 1.016; 2022-23: 1.034; 2023-24: 1.053; 2024-25: 1.075; 2025-26: 1.095; 2026-27: 1.113; 2027-28: 1.131; 2028-29: 1.148; 2029-30: 1.166; 2030-31: 1.18; 2031-32: 1.191; 2032-33: 1.202; 2033-34: 1.213; 2034-35: 1.223; 2035-36: 1.232; 2036-37: 1.242; 2037-38: 1.251; 2038-39: 1.259; 2039-40: 1.268; 2040-41: 1.277; 2041-42: 1.286; 2042-43: 1.294; 2043-44: 1.302; 2044-45: 1.311; 2045-46: 1.319; 2046-47: 1.327; 2047-48: 1.335; 2048-49: 1.344; 2049-50: 1.352
32BL | Unmeasured Non Household - properties | Input | 000's | 2 | 2019-20: 0.004; 2020-21: 0.004; 2021-22: 0.004; 2022-23: 0.004; 2023-24: 0.004; 2024-25: 0.004; 2025-26: 0.004; 2026-27: 0.004; 2027-28: 0.005; 2028-29: 0.005; 2029-30: 0.005; 2030-31: 0.005; 2031-32: 0.005; 2032-33: 0.005; 2033-34: 0.005; 2034-35: 0.005; 2035-36: 0.005; 2036-37: 0.005; 2037-38: 0.005; 2038-39: 0.005; 2039-40: 0.005; 2040-41: 0.005; 2041-42: 0.005; 2042-43: 0.005; 2043-44: 0.005; 2044-45: 0.005; 2045-46: 0.005; 2046-47: 0.005; 2047-48: 0.005; 2048-49: 0.005; 2049-50: 0.005
33BL | All void non-households - properties | Input | 000's | 2 | 2019-20: 0; 2020-21: 0; 2021-22: 0; 2022-23: 0; 2023-24: 0; 2024-25: 0; 2025-26: 0; 2026-27: 0; 2027-28: 0; 2028-29: 0; 2029-30: 0; 2030-31: 0; 2031-32: 0; 2032-33: 0; 2033-34: 0; 2034-35: 0; 2035-36: 0; 2036-37: 0; 2037-38: 0; 2038-39: 0; 2039-40: 0; 2040-41: 0; 2041-42: 0; 2042-43: 0; 2043-44: 0; 2044-45: 0; 2045-46: 0; 2046-47: 0; 2047-48: 0; 2048-49: 0; 2049-50: 0
34BL | Measured households - properties (excl. void) | Year before + sum (34.1BL:34.6BL) | 000's | 2 | 2019-20: 12.85; 2020-21: 12.947; 2021-22: 13.053; 2022-23: 13.222; 2023-24: 13.325; 2024-25: 13.495; 2025-26: 13.684; 2026-27: 13.924; 2027-28: 14.144; 2028-29: 14.332; 2029-30: 14.506; 2030-31: 14.674; 2031-32: 14.838; 2032-33: 15.003; 2033-34: 15.163; 2034-35: 15.32; 2035-36: 15.471; 2036-37: 15.622; 2037-38: 15.774; 2038-39: 15.926; 2039-40: 16.077; 2040-41: 16.228; 2041-42: 16.378; 2042-43: 16.527; 2043-44: 16.673; 2044-45: 16.816; 2045-46: 16.936; 2046-47: 17.055; 2047-48: 17.172; 2048-49: 17.286; 2049-50: 17.385
34.1BL | New build properties - properties | Input (new builds in each year) | 000's | 2 | 2019-20: -0.031; 2020-21: -0.015; 2021-22: 0.001; 2022-23: 0.073; 2023-24: 0.012; 2024-25: 0.082; 2025-26: 0.117; 2026-27: 0.17; 2027-28: 0.154; 2028-29: 0.124; 2029-30: 0.112; 2030-31: 0.108; 2031-32: 0.106; 2032-33: 0.11; 2033-34: 0.108; 2034-35: 0.106; 2035-36: 0.102; 2036-37: 0.103; 2037-38: 0.106; 2038-39: 0.107; 2039-40: 0.108; 2040-41: 0.11; 2041-42: 0.111; 2042-43: 0.111; 2043-44: 0.109; 2044-45: 0.107; 2045-46: 0.107; 2046-47: 0.106; 2047-48: 0.105; 2048-49: 0.102; 2049-50: 0.099
34.2BL | Meter optants - properties | Input (meter optants in each year) | 000's | 2 | 2019-20: 0.078; 2020-21: 0.074; 2021-22: 0.068; 2022-23: 0.06; 2023-24: 0.057; 2024-25: 0.055; 2025-26: 0.04; 2026-27: 0.039; 2027-28: 0.037; 2028-29: 0.036; 2029-30: 0.035; 2030-31: 0.034; 2031-32: 0.033; 2032-33: 0.032; 2033-34: 0.03; 2034-35: 0.029; 2035-36: 0.028; 2036-37: 0.028; 2037-38: 0.027; 2038-39: 0.026; 2039-40: 0.025; 2040-41: 0.024; 2041-42: 0.023; 2042-43: 0.022; 2043-44: 0.022; 2044-45: 0.021; 2045-46: 0; 2046-47: 0; 2047-48: 0; 2048-49: 0; 2049-50: 0
34.3BL | Compulsory metering - properties | Input (compulsory meters in each year) | 000's | 2 | 2019-20: 0; 2020-21: 0; 2021-22: 0; 2022-23: 0; 2023-24: 0; 2024-25: 0; 2025-26: 0; 2026-27: 0; 2027-28: 0; 2028-29: 0; 2029-30: 0; 2030-31: 0; 2031-32: 0; 2032-33: 0; 2033-34: 0; 2034-35: 0; 2035-36: 0; 2036-37: 0; 2037-38: 0; 2038-39: 0; 2039-40: 0; 2040-41: 0; 2041-42: 0; 2042-43: 0; 2043-44: 0; 2044-45: 0; 2045-46: 0; 2046-47: 0; 2047-48: 0; 2048-49: 0; 2049-50: 0
34.4BL | Metering on change of occupancy - properties | Input (change of occupancy meters in each year) | 000's | 2 | 2019-20: 0.038; 2020-21: 0.036; 2021-22: 0.035; 2022-23: 0.034; 2023-24: 0.032; 2024-25: 0.031; 2025-26: 0.03; 2026-27: 0.029; 2027-28: 0.027; 2028-29: 0.026; 2029-30: 0.025; 2030-31: 0.024; 2031-32: 0.023; 2032-33: 0.022; 2033-34: 0.021; 2034-35: 0.021; 2035-36: 0.02; 2036-37: 0.019; 2037-38: 0.018; 2038-39: 0.018; 2039-40: 0.017; 2040-41: 0.016; 2041-42: 0.015; 2042-43: 0.015; 2043-44: 0.014; 2044-45: 0.014; 2045-46: 0.013; 2046-47: 0.013; 2047-48: 0.012; 2048-49: 0.012; 2049-50: 0
34.5BL | Selective metering - properties | Input (selective meters in each year) | 000's | 2 | 2019-20: 0.002; 2020-21: 0.002; 2021-22: 0.002; 2022-23: 0.002; 2023-24: 0.002; 2024-25: 0.002; 2025-26: 0.002; 2026-27: 0.002; 2027-28: 0.002; 2028-29: 0.002; 2029-30: 0.002; 2030-31: 0.002; 2031-32: 0.002; 2032-33: 0.001; 2033-34: 0.001; 2034-35: 0.001; 2035-36: 0.001; 2036-37: 0.001; 2037-38: 0.001; 2038-39: 0.001; 2039-40: 0.001; 2040-41: 0.001; 2041-42: 0.001; 2042-43: 0.001; 2043-44: 0.001; 2044-45: 0.001; 2045-46: 0; 2046-47: 0; 2047-48: 0; 2048-49: 0; 2049-50: 0
34.6BL | Other changes to existing metering - properties | Input (other changes to meters in each year) | 000's | 2 | 2019-20: 0; 2020-21: 0; 2021-22: 0; 2022-23: 0; 2023-24: 0; 2024-25: 0; 2025-26: 0; 2026-27: 0; 2027-28: 0; 2028-29: 0; 2029-30: 0; 2030-31: 0; 2031-32: 0; 2032-33: 0; 2033-34: 0; 2034-35: 0; 2035-36: 0; 2036-37: 0; 2037-38: 0; 2038-39: 0; 2039-40: 0; 2040-41: 0; 2041-42: 0; 2042-43: 0; 2043-44: 0; 2044-45: 0; 2045-46: 0; 2046-47: 0; 2047-48: 0; 2048-49: 0; 2049-50: 0
34.7BL | Measured household void properties | Input | 000's | 2 | 2019-20: 0.22; 2020-21: 0.225; 2021-22: 0.229; 2022-23: 0.235; 2023-24: 0.24; 2024-25: 0.244; 2025-26: 0.248; 2026-27: 0.252; 2027-28: 0.256; 2028-29: 0.259; 2029-30: 0.262; 2030-31: 0.264; 2031-32: 0.267; 2032-33: 0.269; 2033-34: 0.272; 2034-35: 0.275; 2035-36: 0.277; 2036-37: 0.28; 2037-38: 0.283; 2038-39: 0.285; 2039-40: 0.288; 2040-41: 0.29; 2041-42: 0.293; 2042-43: 0.296; 2043-44: 0.298; 2044-45: 0.3; 2045-46: 0.302; 2046-47: 0.304; 2047-48: 0.306; 2048-49: 0.308; 2049-50: 0.31
35BL | Unmeasured households - properties (excl. void) | Input | 000's | 2 | 2019-20: 1.83; 2020-21: 1.736; 2021-22: 1.655; 2022-23: 1.56; 2023-24: 1.468; 2024-25: 1.38; 2025-26: 1.308; 2026-27: 1.239; 2027-28: 1.172; 2028-29: 1.108; 2029-30: 1.046; 2030-31: 0.986; 2031-32: 0.929; 2032-33: 0.873; 2033-34: 0.82; 2034-35: 0.769; 2035-36: 0.719; 2036-37: 0.671; 2037-38: 0.625; 2038-39: 0.581; 2039-40: 0.538; 2040-41: 0.496; 2041-42: 0.457; 2042-43: 0.418; 2043-44: 0.381; 2044-45: 0.346; 2045-46: 0.332; 2046-47: 0.32; 2047-48: 0.308; 2048-49: 0.296; 2049-50: 0.296
35.1BL | Unmeasured household void properties | Input | 000's | 2 | 2019-20: 0.031; 2020-21: 0.03; 2021-22: 0.029; 2022-23: 0.027; 2023-24: 0.026; 2024-25: 0.025; 2025-26: 0.024; 2026-27: 0.022; 2027-28: 0.021; 2028-29: 0.02; 2029-30: 0.019; 2030-31: 0.018; 2031-32: 0.017; 2032-33: 0.016; 2033-34: 0.015; 2034-35: 0.014; 2035-36: 0.013; 2036-37: 0.012; 2037-38: 0.011; 2038-39: 0.01; 2039-40: 0.01; 2040-41: 0.009; 2041-42: 0.008; 2042-43: 0.007; 2043-44: 0.007; 2044-45: 0.006; 2045-46: 0.006; 2046-47: 0.006; 2047-48: 0.005; 2048-49: 0.005; 2049-50: 0.005
36BL | Total Resource Zone Properties (incl. voids) | sum (31BL:34BL) + 34.7BL + 35BL + 35.1BL | 000's | 2 | 2019-20: 15.911; 2020-21: 15.937; 2021-22: 15.986; 2022-23: 16.082; 2023-24: 16.116; 2024-25: 16.223; 2025-26: 16.363; 2026-27: 16.554; 2027-28: 16.729; 2028-29: 16.872; 2029-30: 17.004; 2030-31: 17.127; 2031-32: 17.247; 2032-33: 17.368; 2033-34: 17.488; 2034-35: 17.606; 2035-36: 17.717; 2036-37: 17.832; 2037-38: 17.949; 2038-39: 18.066; 2039-40: 18.186; 2040-41: 18.305; 2041-42: 18.427; 2042-43: 18.547; 2043-44: 18.666; 2044-45: 18.784; 2045-46: 18.9; 2046-47: 19.017; 2047-48: 19.131; 2048-49: 19.244; 2049-50: 19.353
37BL | Measured Non Household - Population | Input | 000's | 2 | 2019-20: 0.234; 2020-21: 0.239; 2021-22: 0.243; 2022-23: 0.248; 2023-24: 0.253; 2024-25: 0.258; 2025-26: 0.261; 2026-27: 0.267; 2027-28: 0.273; 2028-29: 0.278; 2029-30: 0.284; 2030-31: 0.29; 2031-32: 0.3; 2032-33: 0.308; 2033-34: 0.314; 2034-35: 0.319; 2035-36: 0.323; 2036-37: 0.328; 2037-38: 0.333; 2038-39: 0.338; 2039-40: 0.343; 2040-41: 0.348; 2041-42: 0.355; 2042-43: 0.361; 2043-44: 0.369; 2044-45: 0.376; 2045-46: 0.384; 2046-47: 0.393; 2047-48: 0.401; 2048-49: 0.41; 2049-50: 0.418
38BL | Unmeasured Non Household - Population | Input | 000's | 2 | 2019-20: 0.001; 2020-21: 0.001; 2021-22: 0.001; 2022-23: 0.001; 2023-24: 0.001; 2024-25: 0.001; 2025-26: 0.001; 2026-27: 0.001; 2027-28: 0.001; 2028-29: 0.001; 2029-30: 0.001; 2030-31: 0.001; 2031-32: 0.001; 2032-33: 0.001; 2033-34: 0.001; 2034-35: 0.001; 2035-36: 0.001; 2036-37: 0.001; 2037-38: 0.001; 2038-39: 0.001; 2039-40: 0.001; 2040-41: 0.001; 2041-42: 0.001; 2042-43: 0.001; 2043-44: 0.001; 2044-45: 0.002; 2045-46: 0.002; 2046-47: 0.002; 2047-48: 0.002; 2048-49: 0.002; 2049-50: 0.002
39BL | Measured Household - Population | Input | 000's | 2 | 2019-20: 28.086; 2020-21: 28.479; 2021-22: 28.877; 2022-23: 29.332; 2023-24: 29.652; 2024-25: 30.093; 2025-26: 30.524; 2026-27: 31.086; 2027-28: 31.609; 2028-29: 32.024; 2029-30: 32.396; 2030-31: 32.747; 2031-32: 33.09; 2032-33: 33.444; 2033-34: 33.802; 2034-35: 34.161; 2035-36: 34.497; 2036-37: 34.821; 2037-38: 35.16; 2038-39: 35.507; 2039-40: 35.877; 2040-41: 36.234; 2041-42: 36.598; 2042-43: 36.974; 2043-44: 37.343; 2044-45: 37.712; 2045-46: 37.986; 2046-47: 38.256; 2047-48: 38.528; 2048-49: 38.799; 2049-50: 39.017
40BL | Unmeasured Household - Population | Input | 000's | 2 | 2019-20: 7.022; 2020-21: 6.724; 2021-22: 6.46; 2022-23: 6.156; 2023-24: 5.865; 2024-25: 5.58; 2025-26: 5.342; 2026-27: 5.112; 2027-28: 4.89; 2028-29: 4.673; 2029-30: 4.462; 2030-31: 4.257; 2031-32: 4.059; 2032-33: 3.868; 2033-34: 3.683; 2034-35: 3.504; 2035-36: 3.329; 2036-37: 3.159; 2037-38: 2.994; 2038-39: 2.834; 2039-40: 2.679; 2040-41: 2.527; 2041-42: 2.379; 2042-43: 2.234; 2043-44: 2.092; 2044-45: 1.953; 2045-46: 1.9; 2046-47: 1.849; 2047-48: 1.8; 2048-49: 1.752; 2049-50: 1.752
41BL | Total Resource Zone Population | sum (37BL:40BL) | 000's | 2 | 2019-20: 35.343; 2020-21: 35.443; 2021-22: 35.581; 2022-23: 35.737; 2023-24: 35.771; 2024-25: 35.932; 2025-26: 36.128; 2026-27: 36.466; 2027-28: 36.773; 2028-29: 36.976; 2029-30: 37.143; 2030-31: 37.295; 2031-32: 37.45; 2032-33: 37.621; 2033-34: 37.8; 2034-35: 37.985; 2035-36: 38.15; 2036-37: 38.309; 2037-38: 38.488; 2038-39: 38.68; 2039-40: 38.9; 2040-41: 39.11; 2041-42: 39.333; 2042-43: 39.57; 2043-44: 39.805; 2044-45: 40.043; 2045-46: 40.272; 2046-47: 40.5; 2047-48: 40.731; 2048-49: 40.963; 2049-50: 41.189
42BL | Average household occupancy rate (excl. voids) | (39BL + 40BL) / (34BL + 35BL) | h/prop | 1 | 2019-20: 2.3916; 2020-21: 2.3975; 2021-22: 2.4026; 2022-23: 2.4008; 2023-24: 2.4009; 2024-25: 2.3982; 2025-26: 2.3923; 2026-27: 2.3873; 2027-28: 2.3831; 2028-29: 2.3767; 2029-30: 2.37; 2030-31: 2.363; 2031-32: 2.3561; 2032-33: 2.3502; 2033-34: 2.3453; 2034-35: 2.341; 2035-36: 2.3364; 2036-37: 2.3311; 2037-38: 2.3266; 2038-39: 2.3227; 2039-40: 2.3206; 2040-41: 2.3177; 2041-42: 2.3152; 2042-43: 2.3138; 2043-44: 2.3124; 2044-45: 2.3112; 2045-46: 2.3098; 2046-47: 2.3082; 2047-48: 2.3071; 2048-49: 2.3064; 2049-50: 2.3058
43BL | Total Household Metering penetration (excl. voids) | 34BL / (34BL + 35BL) | % | 1 | 2019-20: 87.53%; 2020-21: 88.18%; 2021-22: 88.75%; 2022-23: 89.45%; 2023-24: 90.08%; 2024-25: 90.72%; 2025-26: 91.28%; 2026-27: 91.83%; 2027-28: 92.35%; 2028-29: 92.82%; 2029-30: 93.27%; 2030-31: 93.7%; 2031-32: 94.11%; 2032-33: 94.5%; 2033-34: 94.87%; 2034-35: 95.22%; 2035-36: 95.56%; 2036-37: 95.88%; 2037-38: 96.19%; 2038-39: 96.48%; 2039-40: 96.76%; 2040-41: 97.03%; 2041-42: 97.29%; 2042-43: 97.53%; 2043-44: 97.77%; 2044-45: 97.98%; 2045-46: 98.08%; 2046-47: 98.16%; 2047-48: 98.24%; 2048-49: 98.32%; 2049-50: 98.33%
44BL | Total Household Metering penetration (incl. voids) | (34BL) / (34BL + 34.7BL + 35BL + 35.1BL) | % | 1 | 2019-20: 86.06%; 2020-21: 86.67%; 2021-22: 87.22%; 2022-23: 87.89%; 2023-24: 88.49%; 2024-25: 89.11%; 2025-26: 89.65%; 2026-27: 90.2%; 2027-28: 90.71%; 2028-29: 91.18%; 2029-30: 91.62%; 2030-31: 92.05%; 2031-32: 92.44%; 2032-33: 92.83%; 2033-34: 93.2%; 2034-35: 93.54%; 2035-36: 93.88%; 2036-37: 94.19%; 2037-38: 94.49%; 2038-39: 94.79%; 2039-40: 95.06%; 2040-41: 95.33%; 2041-42: 95.58%; 2042-43: 95.82%; 2043-44: 96.05%; 2044-45: 96.27%; 2045-46: 96.36%; 2046-47: 96.44%; 2047-48: 96.52%; 2048-49: 96.6%; 2049-50: 96.6%
45BL | Distribution input | sum (12BL:15BL) +21BL + 22BL + 27BL + 28BL | Ml/d | 2 | 2019-20: 9.78; 2020-21: 9.71; 2021-22: 9.67; 2022-23: 9.59; 2023-24: 9.55; 2024-25: 9.44; 2025-26: 9.43; 2026-27: 9.45; 2027-28: 9.46; 2028-29: 9.47; 2029-30: 9.46; 2030-31: 9.47; 2031-32: 9.46; 2032-33: 9.49; 2033-34: 9.55; 2034-35: 9.63; 2035-36: 9.7; 2036-37: 9.74; 2037-38: 9.79; 2038-39: 9.84; 2039-40: 9.89; 2040-41: 9.93; 2041-42: 9.95; 2042-43: 9.98; 2043-44: 10.01; 2044-45: 10.04; 2045-46: 10.07; 2046-47: 10.1; 2047-48: 10.13; 2048-49: 10.16; 2049-50: 10.19
46BL | Target headroom (climate change component) | Input | Ml/d | 2 | 2019-20: 0.00053606; 2020-21: 0.00053606; 2021-22: 0.00053606; 2022-23: 0.00053606; 2023-24: 0.00053606; 2024-25: 0.00053606; 2025-26: 0.00053606; 2026-27: 0.00084855; 2027-28: 6.7021e-05; 2028-29: 0.0013359; 2029-30: 0.00057063; 2030-31: 0.0012726; 2031-32: 0.0014004; 2032-33: 0.0004336; 2033-34: 0.00048254; 2034-35: 0.0011543; 2035-36: 0.0012772; 2036-37: 0.0019598; 2037-38: 0.003028; 2038-39: 0.0019353; 2039-40: 0; 2040-41: 0; 2041-42: 0; 2042-43: 0; 2043-44: 0; 2044-45: 0; 2045-46: 0; 2046-47: 0; 2047-48: 0; 2048-49: 0; 2049-50: 0
47BL | Target headroom (All other components) | Input | Ml/d | 2 | 2019-20: 0.44571; 2020-21: 0.44571; 2021-22: 0.44571; 2022-23: 0.44571; 2023-24: 0.44571; 2024-25: 0.44571; 2025-26: 0.44571; 2026-27: 0.449; 2027-28: 0.43896; 2028-29: 0.44982; 2029-30: 0.56359; 2030-31: 0.56358; 2031-32: 0.58341; 2032-33: 0.60505; 2033-34: 0.62274; 2034-35: 0.6565; 2035-36: 0.52371; 2036-37: 0.46525; 2037-38: 0.48641; 2038-39: 0.51091; 2039-40: 0.3797; 2040-41: 0.39056; 2041-42: 0.40464; 2042-43: 0.41953; 2043-44: 0.4277; 2044-45: 0.44206; 2045-46: 0.36989; 2046-47: 0.36691; 2047-48: 0.37519; 2048-49: 0.38415; 2049-50: 0.38354
48BL | Target Headroom | 46BL + 47BL | Ml/d | 2 | 2019-20: 0.44624; 2020-21: 0.44624; 2021-22: 0.44624; 2022-23: 0.44624; 2023-24: 0.44624; 2024-25: 0.44624; 2025-26: 0.44624; 2026-27: 0.44985; 2027-28: 0.43903; 2028-29: 0.45116; 2029-30: 0.56417; 2030-31: 0.56485; 2031-32: 0.58481; 2032-33: 0.60549; 2033-34: 0.62323; 2034-35: 0.65765; 2035-36: 0.52499; 2036-37: 0.46721; 2037-38: 0.48944; 2038-39: 0.51284; 2039-40: 0.3797; 2040-41: 0.39056; 2041-42: 0.40464; 2042-43: 0.41953; 2043-44: 0.4277; 2044-45: 0.44206; 2045-46: 0.36989; 2046-47: 0.36691; 2047-48: 0.37519; 2048-49: 0.38415; 2049-50: 0.38354
49BL | Available Headroom | 11BL - 45BL | Ml/d | 2 | 2019-20: 3.11; 2020-21: 3.18; 2021-22: 3.22; 2022-23: 3.3; 2023-24: 3.34; 2024-25: 3.45; 2025-26: 0.45; 2026-27: 0.45; 2027-28: 0.45; 2028-29: 0.45; 2029-30: 0.56; 2030-31: 0.08; 2031-32: 0.08; 2032-33: 0.04; 2033-34: -0.04; 2034-35: -0.13; 2035-36: -0.17; 2036-37: -4.249; 2037-38: -4.299; 2038-39: -4.349; 2039-40: -4.399; 2040-41: -4.439; 2041-42: -4.459; 2042-43: -4.489; 2043-44: -4.519; 2044-45: -4.549; 2045-46: -4.579; 2046-47: -4.609; 2047-48: -4.639; 2048-49: -4.669; 2049-50: -4.699
49.1BL | Available non-potable balance (if applicable) | 1.1BL -12.1BL | Ml/d | 2 | 2019-20: 0; 2020-21: 0; 2021-22: 0; 2022-23: 0; 2023-24: 0; 2024-25: 0; 2025-26: 0; 2026-27: 0; 2027-28: 0; 2028-29: 0; 2029-30: 0; 2030-31: 0; 2031-32: 0; 2032-33: 0; 2033-34: 0; 2034-35: 0; 2035-36: 0; 2036-37: 0; 2037-38: 0; 2038-39: 0; 2039-40: 0; 2040-41: 0; 2041-42: 0; 2042-43: 0; 2043-44: 0; 2044-45: 0; 2045-46: 0; 2046-47: 0; 2047-48: 0; 2048-49: 0; 2049-50: 0
50BL | Supply Demand Balance | 49BL - 48BL | Ml/d | 2 | 2019-20: 2.6638; 2020-21: 2.7338; 2021-22: 2.7738; 2022-23: 2.8538; 2023-24: 2.8938; 2024-25: 3.0038; 2025-26: 0.0037586; 2026-27: 0.00014672; 2027-28: 0.010974; 2028-29: -0.0011584; 2029-30: -0.0041656; 2030-31: -0.48485; 2031-32: -0.50481; 2032-33: -0.56549; 2033-34: -0.66323; 2034-35: -0.78765; 2035-36: -0.69499; 2036-37: -4.7162; 2037-38: -4.7884; 2038-39: -4.8618; 2039-40: -4.7787; 2040-41: -4.8296; 2041-42: -4.8636; 2042-43: -4.9085; 2043-44: -4.9467; 2044-45: -4.9911; 2045-46: -4.9489; 2046-47: -4.9759; 2047-48: -5.0142; 2048-49: -5.0531; 2049-50: -5.0825
Table 3b: DYAA - Final plan Options | Back to top of sheet |  |  |  | 2019-20: 0.1
WRMP24 reference | Option type | Cat ID | Unit | Decimal places | 2019-20 | 2020-21 | 2021-22 | 2022-23 | 2023-24 | 2024-25 | 2025-26 | 2026-27 | 2027-28 | 2028-29 | 2029-30 | 2030-31 | 2031-32 | 2032-33 | 2033-34 | 2034-35 | 2035-36 | 2036-37 | 2037-38 | 2038-39 | 2039-40 | 2040-41 | 2041-42 | 2042-43 | 2043-44 | 2044-45 | 2045-46 | 2046-47 | 2047-48 | 2048-49 | 2049-50 | 2050-51 | 2051-52 | 2052-53 | 2053-54 | 2054-55 | 2055-56 | 2056-57 | 2057-58 | 2058-59 | 2059-60 | 2060-61 | 2061-62 | 2062-63 | 2063-64 | 2064-65 | 2065-66 | 2066-67 | 2067-68 | 2068-69 | 2069-70 | 2070-71 | 2071-72 | 2072-73 | 2073-74 | 2074-75 | 2075-76 | 2076-77 | 2077-78 | 2078-79 | 2079-80 | 2080-81 | 2081-82 | 2082-83 | 2083-84 | 2084-85 | 2085-86 | 2086-87 | 2087-88 | 2088-89 | 2089-90 | 2090-91 | 2091-92 | 2092-93 | 2093-94 | 2094-95 | 2095-96 | 2096-97 | 2097-98 | 2098-99 | 2099-100
1.11FP | Non potable supplies input reductions as -ve and increases as +ve | RSNPS | Ml/d | 2 | 0.1 2019-20: 0; 0.1 2020-21: 0; 0.1 2021-22: 0; 0.1 2022-23: 0; 0.1 2023-24: 0; 0.1 2024-25: 0; 0.1 2025-26: 0; 0.1 2026-27: 0; 0.1 2027-28: 0; 0.1 2028-29: 0; 0.1 2029-30: 0; 0.1 2030-31: 0; 0.1 2031-32: 0; 0.1 2032-33: 0; 0.1 2033-34: 0; 0.1 2034-35: 0; 0.1 2035-36: 0; 0.1 2036-37: 0; 0.1 2037-38: 0; 0.1 2038-39: 0; 0.1 2039-40: 0; 0.1 2040-41: 0; 0.1 2041-42: 0; 0.1 2042-43: 0; 0.1 2043-44: 0; 0.1 2044-45: 0; 0.1 2045-46: 0; 0.1 2046-47: 0; 0.1 2047-48: 0; 0.1 2048-49: 0; 0.1 2049-50: 0
2.1FP | Raw water imports input reductions as -ve | RSRWI | Ml/d | 2 | 0.1 2019-20: 0; 0.1 2020-21: 0; 0.1 2021-22: 0; 0.1 2022-23: 0; 0.1 2023-24: 0; 0.1 2024-25: 0; 0.1 2025-26: 0; 0.1 2026-27: 0; 0.1 2027-28: 0; 0.1 2028-29: 0; 0.1 2029-30: 0; 0.1 2030-31: 0; 0.1 2031-32: 0; 0.1 2032-33: 0; 0.1 2033-34: 0; 0.1 2034-35: 0; 0.1 2035-36: 0; 0.1 2036-37: 0; 0.1 2037-38: 0; 0.1 2038-39: 0; 0.1 2039-40: 0; 0.1 2040-41: 0; 0.1 2041-42: 0; 0.1 2042-43: 0; 0.1 2043-44: 0; 0.1 2044-45: 0; 0.1 2045-46: 0; 0.1 2046-47: 0; 0.1 2047-48: 0; 0.1 2048-49: 0; 0.1 2049-50: 0
3.1FP | Potable water imports input reductions as -ve | RSPWI | Ml/d | 2 | 0.1 2019-20: 0; 0.1 2020-21: 0; 0.1 2021-22: 0; 0.1 2022-23: 0; 0.1 2023-24: 0; 0.1 2024-25: 0; 0.1 2025-26: -0.469; 0.1 2026-27: -0.489; 0.1 2027-28: -0.499; 0.1 2028-29: -0.509; 0.1 2029-30: -0.609; 0.1 2030-31: 0.32; 0.1 2031-32: 0.22; 0.1 2032-33: 1.381; 0.1 2033-34: 1.401; 0.1 2034-35: 1.411; 0.1 2035-36: 1.5; 0.1 2036-37: 9.83; 0.1 2037-38: 9.64; 0.1 2038-39: 9.57; 0.1 2039-40: 9.22; 0.1 2040-41: 9.15; 0.1 2041-42: 9.08; 0.1 2042-43: 8.9; 0.1 2043-44: 8.81; 0.1 2044-45: 8.66; 0.1 2045-46: 8.44; 0.1 2046-47: 8.36; 0.1 2047-48: 8.31; 0.1 2048-49: 8.28; 0.1 2049-50: 8.24
4.1FP | Raw water exports input reductions as +ve and increases as -ve | RSRWE | Ml/d | 2 | 0.1 2019-20: 0; 0.1 2020-21: 0; 0.1 2021-22: 0; 0.1 2022-23: 0; 0.1 2023-24: 0; 0.1 2024-25: 0; 0.1 2025-26: 0; 0.1 2026-27: 0; 0.1 2027-28: 0; 0.1 2028-29: 0; 0.1 2029-30: 0; 0.1 2030-31: 0; 0.1 2031-32: 0; 0.1 2032-33: 0; 0.1 2033-34: 0; 0.1 2034-35: 0; 0.1 2035-36: 0; 0.1 2036-37: 0; 0.1 2037-38: 0; 0.1 2038-39: 0; 0.1 2039-40: 0; 0.1 2040-41: 0; 0.1 2041-42: 0; 0.1 2042-43: 0; 0.1 2043-44: 0; 0.1 2044-45: 0; 0.1 2045-46: 0; 0.1 2046-47: 0; 0.1 2047-48: 0; 0.1 2048-49: 0; 0.1 2049-50: 0
5.1FP | Potable water exports input reductions as +ve and increases as -ve | RSPWE | Ml/d | 2 | 0.1 2019-20: 0; 0.1 2020-21: 0; 0.1 2021-22: 0; 0.1 2022-23: 0; 0.1 2023-24: 0; 0.1 2024-25: 0; 0.1 2025-26: 0; 0.1 2026-27: 0; 0.1 2027-28: 0; 0.1 2028-29: 0; 0.1 2029-30: 0; 0.1 2030-31: -1.37; 0.1 2031-32: -1.28; 0.1 2032-33: -2.411; 0.1 2033-34: -2.381; 0.1 2034-35: -2.331; 0.1 2035-36: -1.37; 0.1 2036-37: -5.731; 0.1 2037-38: -5.531; 0.1 2038-39: -5.461; 0.1 2039-40: -5.261; 0.1 2040-41: -5.211; 0.1 2041-42: -5.161; 0.1 2042-43: -5.001; 0.1 2043-44: -4.941; 0.1 2044-45: -4.791; 0.1 2045-46: -4.651; 0.1 2046-47: -4.581; 0.1 2047-48: -4.531; 0.1 2048-49: -4.501; 0.1 2049-50: -4.471
6.2FP | DO benefit from increase raw water abstractions | RSRWA | Ml/d | 2 | 0.1 2019-20: 0; 0.1 2020-21: 0; 0.1 2021-22: 0; 0.1 2022-23: 0; 0.1 2023-24: 0; 0.1 2024-25: 0; 0.1 2025-26: 0; 0.1 2026-27: 0; 0.1 2027-28: 0; 0.1 2028-29: 0; 0.1 2029-30: 0; 0.1 2030-31: 0; 0.1 2031-32: 0; 0.1 2032-33: 0; 0.1 2033-34: 0; 0.1 2034-35: 0; 0.1 2035-36: 0; 0.1 2036-37: 0; 0.1 2037-38: 0; 0.1 2038-39: 0; 0.1 2039-40: 0; 0.1 2040-41: 0; 0.1 2041-42: 0; 0.1 2042-43: 0; 0.1 2043-44: 0; 0.1 2044-45: 0; 0.1 2045-46: 0; 0.1 2046-47: 0; 0.1 2047-48: 0; 0.1 2048-49: 0; 0.1 2049-50: 0
6.3FP | Other options to increase deployable output | RSIPO | Ml/d | 2 | 0.1 2019-20: 0; 0.1 2020-21: 0; 0.1 2021-22: 0; 0.1 2022-23: 0; 0.1 2023-24: 0; 0.1 2024-25: 0; 0.1 2025-26: 0.88; 0.1 2026-27: 0.88; 0.1 2027-28: 0.88; 0.1 2028-29: 0.88; 0.1 2029-30: 0.88; 0.1 2030-31: 1.27; 0.1 2031-32: 1.27; 0.1 2032-33: 1.27; 0.1 2033-34: 1.27; 0.1 2034-35: 1.27; 0.1 2035-36: 0.05; 0.1 2036-37: 0.05; 0.1 2037-38: 0.05; 0.1 2038-39: 0.05; 0.1 2039-40: 0.05; 0.1 2040-41: 0.05; 0.1 2041-42: 0.05; 0.1 2042-43: 0.05; 0.1 2043-44: 0.05; 0.1 2044-45: 0.05; 0.1 2045-46: 0.05; 0.1 2046-47: 0.05; 0.1 2047-48: 0.05; 0.1 2048-49: 0.05; 0.1 2049-50: 0.05
7.01FP | DO benefit from supply side drought measures | RSDPS | Ml/d | 2 | 0.1 2019-20: 0; 0.1 2020-21: 0; 0.1 2021-22: 0; 0.1 2022-23: 0; 0.1 2023-24: 0; 0.1 2024-25: 0; 0.1 2025-26: 0; 0.1 2026-27: 0; 0.1 2027-28: 0; 0.1 2028-29: 0; 0.1 2029-30: 0; 0.1 2030-31: 0; 0.1 2031-32: 0; 0.1 2032-33: 0; 0.1 2033-34: 0; 0.1 2034-35: 0; 0.1 2035-36: 0; 0.1 2036-37: 0; 0.1 2037-38: 0; 0.1 2038-39: 0; 0.1 2039-40: 0; 0.1 2040-41: 0; 0.1 2041-42: 0; 0.1 2042-43: 0; 0.1 2043-44: 0; 0.1 2044-45: 0; 0.1 2045-46: 0; 0.1 2046-47: 0; 0.1 2047-48: 0; 0.1 2048-49: 0; 0.1 2049-50: 0
7.02FP | Benefit from demand side drought measures | RSDPD | Ml/d | 2 | 0.1 2019-20: 0; 0.1 2020-21: 0; 0.1 2021-22: 0; 0.1 2022-23: 0; 0.1 2023-24: 0; 0.1 2024-25: 0; 0.1 2025-26: 0; 0.1 2026-27: 0; 0.1 2027-28: 0; 0.1 2028-29: 0; 0.1 2029-30: 0; 0.1 2030-31: 0; 0.1 2031-32: 0; 0.1 2032-33: 0; 0.1 2033-34: 0; 0.1 2034-35: 0; 0.1 2035-36: 0; 0.1 2036-37: 0; 0.1 2037-38: 0; 0.1 2038-39: 0; 0.1 2039-40: 0; 0.1 2040-41: 0; 0.1 2041-42: 0; 0.1 2042-43: 0; 0.1 2043-44: 0; 0.1 2044-45: 0; 0.1 2045-46: 0; 0.1 2046-47: 0; 0.1 2047-48: 0; 0.1 2048-49: 0; 0.1 2049-50: 0
8.1FP | Reduce raw water losses and operational use input as -ve | RSLOU | Ml/d | 2 | 0.1 2019-20: 0; 0.1 2020-21: 0; 0.1 2021-22: 0; 0.1 2022-23: 0; 0.1 2023-24: 0; 0.1 2024-25: 0; 0.1 2025-26: 0; 0.1 2026-27: 0; 0.1 2027-28: 0; 0.1 2028-29: 0; 0.1 2029-30: 0; 0.1 2030-31: 0; 0.1 2031-32: 0; 0.1 2032-33: 0; 0.1 2033-34: 0; 0.1 2034-35: 0; 0.1 2035-36: 0; 0.1 2036-37: 0; 0.1 2037-38: 0; 0.1 2038-39: 0; 0.1 2039-40: 0; 0.1 2040-41: 0; 0.1 2041-42: 0; 0.1 2042-43: 0; 0.1 2043-44: 0; 0.1 2044-45: 0; 0.1 2045-46: 0; 0.1 2046-47: 0; 0.1 2047-48: 0; 0.1 2048-49: 0; 0.1 2049-50: 0
8.2FP | Reduce treatment works losses input as -ve | PSTWL | Ml/d | 2 | 0.1 2019-20: 0; 0.1 2020-21: 0; 0.1 2021-22: 0; 0.1 2022-23: 0; 0.1 2023-24: 0; 0.1 2024-25: 0; 0.1 2025-26: 0; 0.1 2026-27: 0; 0.1 2027-28: 0; 0.1 2028-29: 0; 0.1 2029-30: 0; 0.1 2030-31: 0; 0.1 2031-32: 0; 0.1 2032-33: 0; 0.1 2033-34: 0; 0.1 2034-35: 0; 0.1 2035-36: 0; 0.1 2036-37: 0; 0.1 2037-38: 0; 0.1 2038-39: 0; 0.1 2039-40: 0; 0.1 2040-41: 0; 0.1 2041-42: 0; 0.1 2042-43: 0; 0.1 2043-44: 0; 0.1 2044-45: 0; 0.1 2045-46: 0; 0.1 2046-47: 0; 0.1 2047-48: 0; 0.1 2048-49: 0; 0.1 2049-50: 0
9.1FP | Reduce outages input as -ve | PSROU | Ml/d | 2 | 0.1 2019-20: 0; 0.1 2020-21: 0; 0.1 2021-22: 0; 0.1 2022-23: 0; 0.1 2023-24: 0; 0.1 2024-25: 0; 0.1 2025-26: 0; 0.1 2026-27: 0; 0.1 2027-28: 0; 0.1 2028-29: 0; 0.1 2029-30: 0; 0.1 2030-31: 0; 0.1 2031-32: 0; 0.1 2032-33: 0; 0.1 2033-34: 0; 0.1 2034-35: 0; 0.1 2035-36: 0; 0.1 2036-37: 0; 0.1 2037-38: 0; 0.1 2038-39: 0; 0.1 2039-40: 0; 0.1 2040-41: 0; 0.1 2041-42: 0; 0.1 2042-43: 0; 0.1 2043-44: 0; 0.1 2044-45: 0; 0.1 2045-46: 0; 0.1 2046-47: 0; 0.1 2047-48: 0; 0.1 2048-49: 0; 0.1 2049-50: 0
12.2FP | Change volume delivered to measured non households input reductions as -ve, line to include both measured non-household consumption and USPL options | CVMNH | Ml/d | 2 | 0.1 2019-20: 0; 0.1 2020-21: 0; 0.1 2021-22: 0; 0.1 2022-23: 0; 0.1 2023-24: 0; 0.1 2024-25: 0; 0.1 2025-26: -0.02; 0.1 2026-27: -0.04; 0.1 2027-28: -0.06; 0.1 2028-29: -0.08; 0.1 2029-30: -0.1; 0.1 2030-31: -0.12; 0.1 2031-32: -0.13; 0.1 2032-33: -0.15; 0.1 2033-34: -0.17; 0.1 2034-35: -0.19; 0.1 2035-36: -0.21; 0.1 2036-37: -0.22; 0.1 2037-38: -0.24; 0.1 2038-39: -0.26; 0.1 2039-40: -0.28; 0.1 2040-41: -0.3; 0.1 2041-42: -0.31; 0.1 2042-43: -0.33; 0.1 2043-44: -0.35; 0.1 2044-45: -0.37; 0.1 2045-46: -0.39; 0.1 2046-47: -0.41; 0.1 2047-48: -0.43; 0.1 2048-49: -0.44; 0.1 2049-50: -0.46
13.1FP | Change volume delivered to unmeasured non households input reductions as -ve, line to include both unmeasured non-household consumption and USPL options | CVUNH | Ml/d | 2 | 0.1 2019-20: 0; 0.1 2020-21: 0; 0.1 2021-22: 0; 0.1 2022-23: 0; 0.1 2023-24: 0; 0.1 2024-25: 0; 0.1 2025-26: 0; 0.1 2026-27: 0; 0.1 2027-28: 0; 0.1 2028-29: 0; 0.1 2029-30: 0; 0.1 2030-31: 0; 0.1 2031-32: 0; 0.1 2032-33: 0; 0.1 2033-34: 0; 0.1 2034-35: 0; 0.1 2035-36: 0; 0.1 2036-37: 0; 0.1 2037-38: 0; 0.1 2038-39: 0; 0.1 2039-40: 0; 0.1 2040-41: 0; 0.1 2041-42: 0; 0.1 2042-43: 0; 0.1 2043-44: 0; 0.1 2044-45: 0; 0.1 2045-46: 0; 0.1 2046-47: 0; 0.1 2047-48: 0; 0.1 2048-49: 0; 0.1 2049-50: 0
14.1FP | Change volume delivered to measured households input reductions as -ve, line to include both measured household consumption and USPL options | CVMHH | Ml/d | 2 | 0.1 2019-20: 0; 0.1 2020-21: 0; 0.1 2021-22: 0; 0.1 2022-23: 0; 0.1 2023-24: 0; 0.1 2024-25: 0; 0.1 2025-26: -0.03; 0.1 2026-27: -0.05; 0.1 2027-28: -0.06; 0.1 2028-29: -0.09; 0.1 2029-30: -0.11; 0.1 2030-31: -0.14; 0.1 2031-32: -0.16; 0.1 2032-33: -0.18; 0.1 2033-34: -0.2; 0.1 2034-35: -0.25; 0.1 2035-36: -0.29; 0.1 2036-37: -0.34; 0.1 2037-38: -0.38; 0.1 2038-39: -0.43; 0.1 2039-40: -0.48; 0.1 2040-41: -0.53; 0.1 2041-42: -0.57; 0.1 2042-43: -0.62; 0.1 2043-44: -0.67; 0.1 2044-45: -0.69; 0.1 2045-46: -0.71; 0.1 2046-47: -0.73; 0.1 2047-48: -0.75; 0.1 2048-49: -0.77; 0.1 2049-50: -0.79
15.1FP | Change volume delivered to unmeasured households input reductions as -ve, line to include both unmeasured household consumption and USPL options | CVUHH | Ml/d | 2 | 0.1 2019-20: 0; 0.1 2020-21: 0; 0.1 2021-22: 0; 0.1 2022-23: 0; 0.1 2023-24: 0; 0.1 2024-25: 0; 0.1 2025-26: 0; 0.1 2026-27: 0; 0.1 2027-28: 0; 0.1 2028-29: 0; 0.1 2029-30: 0; 0.1 2030-31: 0; 0.1 2031-32: 0; 0.1 2032-33: 0; 0.1 2033-34: 0; 0.1 2034-35: 0; 0.1 2035-36: 0; 0.1 2036-37: 0; 0.1 2037-38: 0; 0.1 2038-39: 0; 0.1 2039-40: 0; 0.1 2040-41: 0; 0.1 2041-42: 0; 0.1 2042-43: 0; 0.1 2043-44: 0; 0.1 2044-45: 0; 0.1 2045-46: 0; 0.1 2046-47: 0; 0.1 2047-48: 0; 0.1 2048-49: 0; 0.1 2049-50: 0
21.1FP | Options to reduce water taken unbilled input as -ve | CSWTU | Ml/d | 2 | 0.1 2019-20: 0; 0.1 2020-21: 0; 0.1 2021-22: 0; 0.1 2022-23: 0; 0.1 2023-24: 0; 0.1 2024-25: 0; 0.1 2025-26: 0; 0.1 2026-27: 0; 0.1 2027-28: 0; 0.1 2028-29: 0; 0.1 2029-30: 0; 0.1 2030-31: 0; 0.1 2031-32: 0; 0.1 2032-33: 0; 0.1 2033-34: 0; 0.1 2034-35: 0; 0.1 2035-36: 0; 0.1 2036-37: 0; 0.1 2037-38: 0; 0.1 2038-39: 0; 0.1 2039-40: 0; 0.1 2040-41: 0; 0.1 2041-42: 0; 0.1 2042-43: 0; 0.1 2043-44: 0; 0.1 2044-45: 0; 0.1 2045-46: 0; 0.1 2046-47: 0; 0.1 2047-48: 0; 0.1 2048-49: 0; 0.1 2049-50: 0
22.1FP | Reduce distribution system operational use (DSOU) input as -ve | DSDOU | Ml/d | 2 | 0.1 2019-20: 0; 0.1 2020-21: 0; 0.1 2021-22: 0; 0.1 2022-23: 0; 0.1 2023-24: 0; 0.1 2024-25: 0; 0.1 2025-26: 0; 0.1 2026-27: 0; 0.1 2027-28: 0; 0.1 2028-29: 0; 0.1 2029-30: 0; 0.1 2030-31: 0; 0.1 2031-32: 0; 0.1 2032-33: 0; 0.1 2033-34: 0; 0.1 2034-35: 0; 0.1 2035-36: 0; 0.1 2036-37: 0; 0.1 2037-38: 0; 0.1 2038-39: 0; 0.1 2039-40: 0; 0.1 2040-41: 0; 0.1 2041-42: 0; 0.1 2042-43: 0; 0.1 2043-44: 0; 0.1 2044-45: 0; 0.1 2045-46: 0; 0.1 2046-47: 0; 0.1 2047-48: 0; 0.1 2048-49: 0; 0.1 2049-50: 0
23.1FP | Options impacting on measured Non Household - USPL input reductions as -ve | CUMNH | Ml/d | 2 | 0.1 2019-20: 0; 0.1 2020-21: 0; 0.1 2021-22: 0; 0.1 2022-23: 0; 0.1 2023-24: 0; 0.1 2024-25: 0; 0.1 2025-26: 0; 0.1 2026-27: 0; 0.1 2027-28: 0; 0.1 2028-29: 0; 0.1 2029-30: 0; 0.1 2030-31: 0; 0.1 2031-32: 0; 0.1 2032-33: 0; 0.1 2033-34: 0; 0.1 2034-35: 0; 0.1 2035-36: 0; 0.1 2036-37: 0; 0.1 2037-38: 0; 0.1 2038-39: 0; 0.1 2039-40: 0; 0.1 2040-41: 0; 0.1 2041-42: 0; 0.1 2042-43: 0; 0.1 2043-44: 0; 0.1 2044-45: 0; 0.1 2045-46: -0.01; 0.1 2046-47: -0.01; 0.1 2047-48: -0.01; 0.1 2048-49: -0.01; 0.1 2049-50: -0.01
24.1FP | Options impacting on unmeasured Non Household - USPL input reductions as -ve | CUUNH | Ml/d | 2 | 0.1 2019-20: 0; 0.1 2020-21: 0; 0.1 2021-22: 0; 0.1 2022-23: 0; 0.1 2023-24: 0; 0.1 2024-25: 0; 0.1 2025-26: 0; 0.1 2026-27: 0; 0.1 2027-28: 0; 0.1 2028-29: 0; 0.1 2029-30: 0; 0.1 2030-31: 0; 0.1 2031-32: 0; 0.1 2032-33: 0; 0.1 2033-34: 0; 0.1 2034-35: 0; 0.1 2035-36: 0; 0.1 2036-37: 0; 0.1 2037-38: 0; 0.1 2038-39: 0; 0.1 2039-40: 0; 0.1 2040-41: 0; 0.1 2041-42: 0; 0.1 2042-43: 0; 0.1 2043-44: 0; 0.1 2044-45: 0; 0.1 2045-46: 0; 0.1 2046-47: 0; 0.1 2047-48: 0; 0.1 2048-49: 0; 0.1 2049-50: 0
25.1FP | Options impacting on measured Household - USPL input reductions as -ve | CUMHH | Ml/d | 2 | 0.1 2019-20: 0; 0.1 2020-21: 0; 0.1 2021-22: 0; 0.1 2022-23: 0; 0.1 2023-24: 0; 0.1 2024-25: 0; 0.1 2025-26: -0.01; 0.1 2026-27: -0.01; 0.1 2027-28: -0.01; 0.1 2028-29: -0.01; 0.1 2029-30: -0.01; 0.1 2030-31: -0.01; 0.1 2031-32: -0.01; 0.1 2032-33: -0.01; 0.1 2033-34: -0.02; 0.1 2034-35: -0.02; 0.1 2035-36: -0.02; 0.1 2036-37: -0.02; 0.1 2037-38: -0.02; 0.1 2038-39: -0.02; 0.1 2039-40: -0.02; 0.1 2040-41: -0.02; 0.1 2041-42: -0.02; 0.1 2042-43: -0.02; 0.1 2043-44: -0.02; 0.1 2044-45: -0.02; 0.1 2045-46: -0.02; 0.1 2046-47: -0.03; 0.1 2047-48: -0.03; 0.1 2048-49: -0.03; 0.1 2049-50: -0.03
26.1FP | Options impacting on unmeasured Household - USPL input reductions as -ve | CUUHH | Ml/d | 2 | 0.1 2019-20: 0; 0.1 2020-21: 0; 0.1 2021-22: 0; 0.1 2022-23: 0; 0.1 2023-24: 0; 0.1 2024-25: 0; 0.1 2025-26: 0; 0.1 2026-27: 0; 0.1 2027-28: 0; 0.1 2028-29: 0; 0.1 2029-30: 0; 0.1 2030-31: 0; 0.1 2031-32: 0; 0.1 2032-33: 0; 0.1 2033-34: 0; 0.1 2034-35: 0; 0.1 2035-36: 0; 0.1 2036-37: 0; 0.1 2037-38: 0; 0.1 2038-39: 0; 0.1 2039-40: 0; 0.1 2040-41: 0; 0.1 2041-42: 0; 0.1 2042-43: 0; 0.1 2043-44: 0; 0.1 2044-45: 0; 0.1 2045-46: 0; 0.1 2046-47: 0; 0.1 2047-48: 0; 0.1 2048-49: 0; 0.1 2049-50: 0
27.1FP | Options impacting on Void properties - USPL input reductions as -ve | CUVPP | Ml/d | 2 | 0.1 2019-20: 0; 0.1 2020-21: 0; 0.1 2021-22: 0; 0.1 2022-23: 0; 0.1 2023-24: 0; 0.1 2024-25: 0; 0.1 2025-26: 0; 0.1 2026-27: 0; 0.1 2027-28: 0; 0.1 2028-29: 0; 0.1 2029-30: 0; 0.1 2030-31: 0; 0.1 2031-32: 0; 0.1 2032-33: 0; 0.1 2033-34: 0; 0.1 2034-35: 0; 0.1 2035-36: 0; 0.1 2036-37: 0; 0.1 2037-38: 0; 0.1 2038-39: 0; 0.1 2039-40: 0; 0.1 2040-41: 0; 0.1 2041-42: 0; 0.1 2042-43: 0; 0.1 2043-44: 0; 0.1 2044-45: 0; 0.1 2045-46: 0; 0.1 2046-47: 0; 0.1 2047-48: 0; 0.1 2048-49: 0; 0.1 2049-50: 0
28.1FP | Reduce distribution losses input as -ve | DSRDL | Ml/d | 2 | 0.1 2019-20: 0; 0.1 2020-21: 0; 0.1 2021-22: 0; 0.1 2022-23: 0; 0.1 2023-24: 0; 0.1 2024-25: 0; 0.1 2025-26: 0; 0.1 2026-27: 0; 0.1 2027-28: 0; 0.1 2028-29: 0; 0.1 2029-30: 0; 0.1 2030-31: 0; 0.1 2031-32: 0; 0.1 2032-33: 0; 0.1 2033-34: 0; 0.1 2034-35: 0; 0.1 2035-36: -0.01; 0.1 2036-37: -0.01; 0.1 2037-38: -0.01; 0.1 2038-39: -0.01; 0.1 2039-40: -0.01; 0.1 2040-41: -0.01; 0.1 2041-42: -0.01; 0.1 2042-43: -0.01; 0.1 2043-44: -0.01; 0.1 2044-45: -0.01; 0.1 2045-46: -0.01; 0.1 2046-47: -0.01; 0.1 2047-48: -0.01; 0.1 2048-49: -0.01; 0.1 2049-50: -0.01
Table 3c: DYAA - Final plan | Back to top of sheet
WRMP24 reference | Component | Derivation | Unit | Decimal places | 2019-20 | 2020-21 | 2021-22 | 2022-23 | 2023-24 | 2024-25 | 2025-26 | 2026-27 | 2027-28 | 2028-29 | 2029-30 | 2030-31 | 2031-32 | 2032-33 | 2033-34 | 2034-35 | 2035-36 | 2036-37 | 2037-38 | 2038-39 | 2039-40 | 2040-41 | 2041-42 | 2042-43 | 2043-44 | 2044-45 | 2045-46 | 2046-47 | 2047-48 | 2048-49 | 2049-50 | 2050-51 | 2051-52 | 2052-53 | 2053-54 | 2054-55 | 2055-56 | 2056-57 | 2057-58 | 2058-59 | 2059-60 | 2060-61 | 2061-62 | 2062-63 | 2063-64 | 2064-65 | 2065-66 | 2066-67 | 2067-68 | 2068-69 | 2069-70 | 2070-71 | 2071-72 | 2072-73 | 2073-74 | 2074-75 | 2075-76 | 2076-77 | 2077-78 | 2078-79 | 2079-80 | 2080-81 | 2081-82 | 2082-83 | 2083-84 | 2084-85 | 2085-86 | 2086-87 | 2087-88 | 2088-89 | 2089-90 | 2090-91 | 2091-92 | 2092-93 | 2093-94 | 2094-95 | 2095-96 | 2096-97 | 2097-98 | 2098-99 | 2099-100
1FP | Raw water abstracted | Input | Ml/d | 2 | 2019-20: 0; 2020-21: 0; 2021-22: 0; 2022-23: 0; 2023-24: 0; 2024-25: 0; 2025-26: 0; 2026-27: 0; 2027-28: 0; 2028-29: 0; 2029-30: 0; 2030-31: 0; 2031-32: 0; 2032-33: 0; 2033-34: 0; 2034-35: 0; 2035-36: 0; 2036-37: 0; 2037-38: 0; 2038-39: 0; 2039-40: 0; 2040-41: 0; 2041-42: 0; 2042-43: 0; 2043-44: 0; 2044-45: 0; 2045-46: 0; 2046-47: 0; 2047-48: 0; 2048-49: 0; 2049-50: 0
1.1FP | Non-potable water supplies | 1.1BL + 1.11FP | Ml/d | 2 | 2019-20: 0; 2020-21: 0; 2021-22: 0; 2022-23: 0; 2023-24: 0; 2024-25: 0; 2025-26: 0; 2026-27: 0; 2027-28: 0; 2028-29: 0; 2029-30: 0; 2030-31: 0; 2031-32: 0; 2032-33: 0; 2033-34: 0; 2034-35: 0; 2035-36: 0; 2036-37: 0; 2037-38: 0; 2038-39: 0; 2039-40: 0; 2040-41: 0; 2041-42: 0; 2042-43: 0; 2043-44: 0; 2044-45: 0; 2045-46: 0; 2046-47: 0; 2047-48: 0; 2048-49: 0; 2049-50: 0
2FP | Raw water imported | 2BL + 2.1FP | Ml/d | 2 | 2019-20: 0.25; 2020-21: 0.25; 2021-22: 0.25; 2022-23: 0.25; 2023-24: 0.25; 2024-25: 0.25; 2025-26: 0.72; 2026-27: 0.74; 2027-28: 0.75; 2028-29: 0.76; 2029-30: 0.86; 2030-31: 1.6; 2031-32: 1.59; 2032-33: 1.58; 2033-34: 1.56; 2034-35: 1.55; 2035-36: 1.57; 2036-37: 0.251; 2037-38: 0.251; 2038-39: 0.251; 2039-40: 0.251; 2040-41: 0.251; 2041-42: 0.251; 2042-43: 0.251; 2043-44: 0.251; 2044-45: 0.251; 2045-46: 0.251; 2046-47: 0.251; 2047-48: 0.251; 2048-49: 0.251; 2049-50: 0.251
3FP | Potable water imported | 3BL + 3.1FP | Ml/d | 2 | 2019-20: 0; 2020-21: 0; 2021-22: 0; 2022-23: 0; 2023-24: 0; 2024-25: 0; 2025-26: -0.469; 2026-27: -0.489; 2027-28: -0.499; 2028-29: -0.509; 2029-30: -0.609; 2030-31: 0.32; 2031-32: 0.22; 2032-33: 1.381; 2033-34: 1.401; 2034-35: 1.411; 2035-36: 1.5; 2036-37: 9.83; 2037-38: 9.64; 2038-39: 9.57; 2039-40: 9.22; 2040-41: 9.15; 2041-42: 9.08; 2042-43: 8.9; 2043-44: 8.81; 2044-45: 8.66; 2045-46: 8.44; 2046-47: 8.36; 2047-48: 8.31; 2048-49: 8.28; 2049-50: 8.24
4FP | Raw water exported enter as -ve | 4BL + 4.1FP | Ml/d | 2 | 2019-20: 0; 2020-21: 0; 2021-22: 0; 2022-23: 0; 2023-24: 0; 2024-25: 0; 2025-26: 0; 2026-27: 0; 2027-28: 0; 2028-29: 0; 2029-30: 0; 2030-31: 0; 2031-32: 0; 2032-33: 0; 2033-34: 0; 2034-35: 0; 2035-36: 0; 2036-37: 0; 2037-38: 0; 2038-39: 0; 2039-40: 0; 2040-41: 0; 2041-42: 0; 2042-43: 0; 2043-44: 0; 2044-45: 0; 2045-46: 0; 2046-47: 0; 2047-48: 0; 2048-49: 0; 2049-50: 0
5FP | Potable water exported enter as -ve | 5BL + 5.1FP | Ml/d | 2 | 2019-20: 0; 2020-21: 0; 2021-22: 0; 2022-23: 0; 2023-24: 0; 2024-25: 0; 2025-26: 0; 2026-27: 0; 2027-28: 0; 2028-29: 0; 2029-30: 0; 2030-31: -1.37; 2031-32: -1.28; 2032-33: -2.411; 2033-34: -2.381; 2034-35: -2.331; 2035-36: -1.37; 2036-37: -5.731; 2037-38: -5.531; 2038-39: -5.461; 2039-40: -5.261; 2040-41: -5.211; 2041-42: -5.161; 2042-43: -5.001; 2043-44: -4.941; 2044-45: -4.791; 2045-46: -4.651; 2046-47: -4.581; 2047-48: -4.531; 2048-49: -4.501; 2049-50: -4.471
6.1FP | Deployable Output post forecast changes | 6.1BL + 6.2FP + 6.3FP +7.01FP +7.02FP | Ml/d | 2 | 2019-20: 12.89; 2020-21: 12.89; 2021-22: 12.89; 2022-23: 12.89; 2023-24: 12.89; 2024-25: 12.89; 2025-26: 10.29; 2026-27: 10.29; 2027-28: 10.29; 2028-29: 10.29; 2029-30: 10.29; 2030-31: 9.46; 2031-32: 9.46; 2032-33: 9.46; 2033-34: 9.46; 2034-35: 9.46; 2035-36: 8.24; 2036-37: 5.52; 2037-38: 5.52; 2038-39: 5.52; 2039-40: 5.52; 2040-41: 5.52; 2041-42: 5.52; 2042-43: 5.52; 2043-44: 5.52; 2044-45: 5.52; 2045-46: 5.52; 2046-47: 5.52; 2047-48: 5.52; 2048-49: 5.52; 2049-50: 5.52
8FP | Raw water losses, treatment works losses and operational use | 8BL + 8.1FP + 8.2FP | Ml/d | 2 | 2019-20: 0.18; 2020-21: 0.18; 2021-22: 0.18; 2022-23: 0.18; 2023-24: 0.18; 2024-25: 0.18; 2025-26: 0.18; 2026-27: 0.18; 2027-28: 0.18; 2028-29: 0.18; 2029-30: 0.18; 2030-31: 0.18; 2031-32: 0.18; 2032-33: 0.18; 2033-34: 0.18; 2034-35: 0.18; 2035-36: 0.18; 2036-37: 0.18; 2037-38: 0.18; 2038-39: 0.18; 2039-40: 0.18; 2040-41: 0.18; 2041-42: 0.18; 2042-43: 0.18; 2043-44: 0.18; 2044-45: 0.18; 2045-46: 0.18; 2046-47: 0.18; 2047-48: 0.18; 2048-49: 0.18; 2049-50: 0.18
9FP | Total Outage Allowance | 9BL + 9.1FP | Ml/d | 2 | 2019-20: 0.07; 2020-21: 0.07; 2021-22: 0.07; 2022-23: 0.07; 2023-24: 0.07; 2024-25: 0.07; 2025-26: 0.07; 2026-27: 0.07; 2027-28: 0.07; 2028-29: 0.07; 2029-30: 0.07; 2030-31: 0.06; 2031-32: 0.06; 2032-33: 0.06; 2033-34: 0.06; 2034-35: 0.06; 2035-36: 0.05; 2036-37: 0.05; 2037-38: 0.05; 2038-39: 0.05; 2039-40: 0.05; 2040-41: 0.05; 2041-42: 0.05; 2042-43: 0.05; 2043-44: 0.05; 2044-45: 0.05; 2045-46: 0.05; 2046-47: 0.05; 2047-48: 0.05; 2048-49: 0.05; 2049-50: 0.05
10FP | Water Available For Use (own sources) | (6.1FP) - (8FP + 9FP) | Ml/d | 2 | 2019-20: 12.64; 2020-21: 12.64; 2021-22: 12.64; 2022-23: 12.64; 2023-24: 12.64; 2024-25: 12.64; 2025-26: 10.04; 2026-27: 10.04; 2027-28: 10.04; 2028-29: 10.04; 2029-30: 10.04; 2030-31: 9.22; 2031-32: 9.22; 2032-33: 9.22; 2033-34: 9.22; 2034-35: 9.22; 2035-36: 8.01; 2036-37: 5.29; 2037-38: 5.29; 2038-39: 5.29; 2039-40: 5.29; 2040-41: 5.29; 2041-42: 5.29; 2042-43: 5.29; 2043-44: 5.29; 2044-45: 5.29; 2045-46: 5.29; 2046-47: 5.29; 2047-48: 5.29; 2048-49: 5.29; 2049-50: 5.29
11FP | Total Water Available For Use | 10FP + sum (2FP:5FP) | Ml/d | 2 | 2019-20: 12.89; 2020-21: 12.89; 2021-22: 12.89; 2022-23: 12.89; 2023-24: 12.89; 2024-25: 12.89; 2025-26: 10.291; 2026-27: 10.291; 2027-28: 10.291; 2028-29: 10.291; 2029-30: 10.291; 2030-31: 9.77; 2031-32: 9.75; 2032-33: 9.77; 2033-34: 9.8; 2034-35: 9.85; 2035-36: 9.71; 2036-37: 9.64; 2037-38: 9.65; 2038-39: 9.65; 2039-40: 9.5; 2040-41: 9.48; 2041-42: 9.46; 2042-43: 9.44; 2043-44: 9.41; 2044-45: 9.41; 2045-46: 9.33; 2046-47: 9.32; 2047-48: 9.32; 2048-49: 9.32; 2049-50: 9.31
12FP | Water delivered measured non-household | 12BL + 12.2FP | Ml/d | 2 | 2019-20: 3.55; 2020-21: 3.56; 2021-22: 3.57; 2022-23: 3.58; 2023-24: 3.6; 2024-25: 3.6; 2025-26: 3.59; 2026-27: 3.58; 2027-28: 3.58; 2028-29: 3.57; 2029-30: 3.56; 2030-31: 3.55; 2031-32: 3.54; 2032-33: 3.53; 2033-34: 3.56; 2034-35: 3.58; 2035-36: 3.61; 2036-37: 3.63; 2037-38: 3.63; 2038-39: 3.63; 2039-40: 3.63; 2040-41: 3.62; 2041-42: 3.62; 2042-43: 3.6; 2043-44: 3.58; 2044-45: 3.56; 2045-46: 3.54; 2046-47: 3.52; 2047-48: 3.5; 2048-49: 3.5; 2049-50: 3.48
12.1FP | Non-potable water consumption | Input | Ml/d | 2 | 2019-20: 0; 2020-21: 0; 2021-22: 0; 2022-23: 0; 2023-24: 0; 2024-25: 0; 2025-26: 0; 2026-27: 0; 2027-28: 0; 2028-29: 0; 2029-30: 0; 2030-31: 0; 2031-32: 0; 2032-33: 0; 2033-34: 0; 2034-35: 0; 2035-36: 0; 2036-37: 0; 2037-38: 0; 2038-39: 0; 2039-40: 0; 2040-41: 0; 2041-42: 0; 2042-43: 0; 2043-44: 0; 2044-45: 0; 2045-46: 0; 2046-47: 0; 2047-48: 0; 2048-49: 0; 2049-50: 0
13FP | Water delivered unmeasured non-household | 13BL + 13.1FP | Ml/d | 2 | 2019-20: 0.01; 2020-21: 0.01; 2021-22: 0.01; 2022-23: 0.01; 2023-24: 0.01; 2024-25: 0.01; 2025-26: 0.01; 2026-27: 0.01; 2027-28: 0.02; 2028-29: 0.02; 2029-30: 0.02; 2030-31: 0.02; 2031-32: 0.02; 2032-33: 0.02; 2033-34: 0.02; 2034-35: 0.02; 2035-36: 0.02; 2036-37: 0.02; 2037-38: 0.02; 2038-39: 0.02; 2039-40: 0.02; 2040-41: 0.02; 2041-42: 0.02; 2042-43: 0.02; 2043-44: 0.02; 2044-45: 0.02; 2045-46: 0.02; 2046-47: 0.02; 2047-48: 0.02; 2048-49: 0.02; 2049-50: 0.02
14FP | Water delivered measured household | 14BL + 14.1FP | Ml/d | 2 | 2019-20: 3.89; 2020-21: 3.87; 2021-22: 3.85; 2022-23: 3.84; 2023-24: 3.84; 2024-25: 3.79; 2025-26: 3.78; 2026-27: 3.79; 2027-28: 3.82; 2028-29: 3.81; 2029-30: 3.8; 2030-31: 3.79; 2031-32: 3.79; 2032-33: 3.81; 2033-34: 3.84; 2034-35: 3.83; 2035-36: 3.83; 2036-37: 3.82; 2037-38: 3.83; 2038-39: 3.83; 2039-40: 3.83; 2040-41: 3.83; 2041-42: 3.83; 2042-43: 3.83; 2043-44: 3.83; 2044-45: 3.85; 2045-46: 3.87; 2046-47: 3.88; 2047-48: 3.9; 2048-49: 3.91; 2049-50: 3.92
15FP | Water delivered unmeasured household | 15BL + 15.1FP | Ml/d | 2 | 2019-20: 0.93; 2020-21: 0.89; 2021-22: 0.85; 2022-23: 0.81; 2023-24: 0.77; 2024-25: 0.73; 2025-26: 0.7; 2026-27: 0.66; 2027-28: 0.63; 2028-29: 0.6; 2029-30: 0.57; 2030-31: 0.55; 2031-32: 0.52; 2032-33: 0.5; 2033-34: 0.47; 2034-35: 0.45; 2035-36: 0.43; 2036-37: 0.4; 2037-38: 0.38; 2038-39: 0.36; 2039-40: 0.34; 2040-41: 0.32; 2041-42: 0.3; 2042-43: 0.28; 2043-44: 0.26; 2044-45: 0.25; 2045-46: 0.24; 2046-47: 0.23; 2047-48: 0.23; 2048-49: 0.22; 2049-50: 0.22
16FP | Percentage of consumption driven by climate change | 16BL | % | 1 | 2019-20: 0%; 2020-21: 0%; 2021-22: 0%; 2022-23: 0.1%; 2023-24: 0.1%; 2024-25: 0.1%; 2025-26: 0.1%; 2026-27: 0.1%; 2027-28: 0.1%; 2028-29: 0.2%; 2029-30: 0.2%; 2030-31: 0.2%; 2031-32: 0.2%; 2032-33: 0.3%; 2033-34: 0.3%; 2034-35: 0.3%; 2035-36: 0.4%; 2036-37: 0.4%; 2037-38: 0.4%; 2038-39: 0.5%; 2039-40: 0.5%; 2040-41: 0.6%; 2041-42: 0.6%; 2042-43: 0.6%; 2043-44: 0.7%; 2044-45: 0.7%; 2045-46: 0.8%; 2046-47: 0.8%; 2047-48: 0.8%; 2048-49: 0.8%; 2049-50: 0.9%
17FP | Volume of consumption driven by climate change | 16FP * (12FP + sum(13FP:15FP) - sum (23FP:26FP)) | Ml/d | 2 | 2019-20: 0; 2020-21: 0; 2021-22: 0; 2022-23: 0.00798; 2023-24: 0.00797; 2024-25: 0.00789; 2025-26: 0.00785; 2026-27: 0.00783; 2027-28: 0.00784; 2028-29: 0.0156; 2029-30: 0.0155; 2030-31: 0.01544; 2031-32: 0.01538; 2032-33: 0.02304; 2033-34: 0.02313; 2034-35: 0.02313; 2035-36: 0.03088; 2036-37: 0.0308; 2037-38: 0.03072; 2038-39: 0.0383; 2039-40: 0.03825; 2040-41: 0.04572; 2041-42: 0.0456; 2042-43: 0.0453; 2043-44: 0.05257; 2044-45: 0.0525; 2045-46: 0.06008; 2046-47: 0.06; 2047-48: 0.06; 2048-49: 0.05992; 2049-50: 0.06732
18FP | Measured Household - PCC | ((14FP - 25FP) * 1,000,000) / (39FP * 1000) | l/h/d | 1 | 2019-20: 131.7382; 2020-21: 129.218; 2021-22: 127.0908; 2022-23: 124.7784; 2023-24: 123.4318; 2024-25: 120.2938; 2025-26: 118.5952; 2026-27: 117.0945; 2027-28: 116.1062; 2028-29: 114.6015; 2029-30: 112.9769; 2030-31: 111.4606; 2031-32: 110.6074; 2032-33: 110.0347; 2033-34: 109.7568; 2034-35: 108.3106; 2035-36: 107.2557; 2036-37: 105.9705; 2037-38: 104.9488; 2038-39: 103.9232; 2039-40: 102.8514; 2040-41: 101.8381; 2041-42: 100.8252; 2042-43: 99.5294; 2043-44: 98.5459; 2044-45: 98.112; 2045-46: 97.9308; 2046-47: 97.7624; 2047-48: 97.5914; 2048-49: 96.9097; 2049-50: 96.6245
19FP | Unmeasured Household - PCC | ((15FP - 26FP) * 1,000,000) / (40FP * 1000) | l/h/d | 1 | 2019-20: 121.0481; 2020-21: 121.9512; 2021-22: 120.743; 2022-23: 120.2079; 2023-24: 121.0571; 2024-25: 120.0717; 2025-26: 119.8053; 2026-27: 119.3271; 2027-28: 118.6094; 2028-29: 117.6974; 2029-30: 116.5397; 2030-31: 119.8027; 2031-32: 118.2557; 2032-33: 118.9245; 2033-34: 116.7526; 2034-35: 119.863; 2035-36: 120.1562; 2036-37: 117.1257; 2037-38: 116.9005; 2038-39: 116.4432; 2039-40: 119.4476; 2040-41: 118.7178; 2041-42: 117.6965; 2042-43: 116.3832; 2043-44: 114.7228; 2044-45: 117.7675; 2045-46: 121.0526; 2046-47: 118.9832; 2047-48: 122.2222; 2048-49: 119.863; 2049-50: 119.863
20FP | Average Household - PCC | (((14FP - 25FP) + (15FP - 26FP)) * 1,000,000)/ ((39FP + 40FP) * 1,000) | l/h/d | 1 | 2019-20: 129.6001; 2020-21: 127.83; 2021-22: 125.9303; 2022-23: 123.9856; 2023-24: 123.0397; 2024-25: 120.259; 2025-26: 118.7754; 2026-27: 117.4098; 2027-28: 116.4415; 2028-29: 114.9958; 2029-30: 113.4082; 2030-31: 112.4203; 2031-32: 111.4431; 2032-33: 110.9563; 2033-34: 110.4442; 2034-35: 109.3854; 2035-36: 108.3911; 2036-37: 106.8984; 2037-38: 105.8867; 2038-39: 104.8486; 2039-40: 104.0046; 2040-41: 102.9385; 2041-42: 101.8549; 2042-43: 100.4897; 2043-44: 99.4041; 2044-45: 99.0798; 2045-46: 99.0322; 2046-47: 98.7408; 2047-48: 98.6907; 2048-49: 97.9014; 2049-50: 97.6232
21FP | Water taken unbilled | 21BL + 21.1FP | Ml/d | 2 | 2019-20: 0.2; 2020-21: 0.2; 2021-22: 0.22; 2022-23: 0.2; 2023-24: 0.2; 2024-25: 0.2; 2025-26: 0.19; 2026-27: 0.21; 2027-28: 0.17; 2028-29: 0.18; 2029-30: 0.18; 2030-31: 0.18; 2031-32: 0.18; 2032-33: 0.18; 2033-34: 0.17; 2034-35: 0.19; 2035-36: 0.19; 2036-37: 0.19; 2037-38: 0.19; 2038-39: 0.19; 2039-40: 0.19; 2040-41: 0.19; 2041-42: 0.18; 2042-43: 0.18; 2043-44: 0.18; 2044-45: 0.18; 2045-46: 0.18; 2046-47: 0.19; 2047-48: 0.18; 2048-49: 0.18; 2049-50: 0.18
22FP | Distribution system operational use | 22BL + 22.1FP | Ml/d | 2 | 2019-20: 0.05; 2020-21: 0.05; 2021-22: 0.05; 2022-23: 0.05; 2023-24: 0.05; 2024-25: 0.05; 2025-26: 0.05; 2026-27: 0.05; 2027-28: 0.05; 2028-29: 0.05; 2029-30: 0.05; 2030-31: 0.05; 2031-32: 0.05; 2032-33: 0.05; 2033-34: 0.05; 2034-35: 0.05; 2035-36: 0.05; 2036-37: 0.05; 2037-38: 0.05; 2038-39: 0.05; 2039-40: 0.05; 2040-41: 0.05; 2041-42: 0.05; 2042-43: 0.05; 2043-44: 0.05; 2044-45: 0.05; 2045-46: 0.05; 2046-47: 0.05; 2047-48: 0.05; 2048-49: 0.05; 2049-50: 0.05
23FP | Measured Non Household - USPL | 23BL + 23.1FP | Ml/d | 2 | 2019-20: 0.01; 2020-21: 0.01; 2021-22: 0.01; 2022-23: 0.01; 2023-24: 0.01; 2024-25: 0.01; 2025-26: 0.01; 2026-27: 0.01; 2027-28: 0.01; 2028-29: 0.01; 2029-30: 0.01; 2030-31: 0.01; 2031-32: 0.01; 2032-33: 0.01; 2033-34: 0.01; 2034-35: 0.01; 2035-36: 0.01; 2036-37: 0.01; 2037-38: 0.01; 2038-39: 0.01; 2039-40: 0.01; 2040-41: 0.01; 2041-42: 0.01; 2042-43: 0.01; 2043-44: 0.01; 2044-45: 0.01; 2045-46: 0; 2046-47: 0; 2047-48: 0; 2048-49: 0; 2049-50: 0
24FP | Unmeasured Non Household - USPL | 24BL + 24.1FP | Ml/d | 2 | 2019-20: 0; 2020-21: 0; 2021-22: 0; 2022-23: 0; 2023-24: 0; 2024-25: 0; 2025-26: 0; 2026-27: 0; 2027-28: 0; 2028-29: 0; 2029-30: 0; 2030-31: 0; 2031-32: 0; 2032-33: 0; 2033-34: 0; 2034-35: 0; 2035-36: 0; 2036-37: 0; 2037-38: 0; 2038-39: 0; 2039-40: 0; 2040-41: 0; 2041-42: 0; 2042-43: 0; 2043-44: 0; 2044-45: 0; 2045-46: 0; 2046-47: 0; 2047-48: 0; 2048-49: 0; 2049-50: 0
25FP | Measured Household - USPL | 25BL + 25.1FP | Ml/d | 2 | 2019-20: 0.19; 2020-21: 0.19; 2021-22: 0.18; 2022-23: 0.18; 2023-24: 0.18; 2024-25: 0.17; 2025-26: 0.16; 2026-27: 0.15; 2027-28: 0.15; 2028-29: 0.14; 2029-30: 0.14; 2030-31: 0.14; 2031-32: 0.13; 2032-33: 0.13; 2033-34: 0.13; 2034-35: 0.13; 2035-36: 0.13; 2036-37: 0.13; 2037-38: 0.14; 2038-39: 0.14; 2039-40: 0.14; 2040-41: 0.14; 2041-42: 0.14; 2042-43: 0.15; 2043-44: 0.15; 2044-45: 0.15; 2045-46: 0.15; 2046-47: 0.14; 2047-48: 0.14; 2048-49: 0.15; 2049-50: 0.15
26FP | Unmeasured Household - USPL | 26BL + 26.1BL | Ml/d | 2 | 2019-20: 0.08; 2020-21: 0.07; 2021-22: 0.07; 2022-23: 0.07; 2023-24: 0.06; 2024-25: 0.06; 2025-26: 0.06; 2026-27: 0.05; 2027-28: 0.05; 2028-29: 0.05; 2029-30: 0.05; 2030-31: 0.04; 2031-32: 0.04; 2032-33: 0.04; 2033-34: 0.04; 2034-35: 0.03; 2035-36: 0.03; 2036-37: 0.03; 2037-38: 0.03; 2038-39: 0.03; 2039-40: 0.02; 2040-41: 0.02; 2041-42: 0.02; 2042-43: 0.02; 2043-44: 0.02; 2044-45: 0.02; 2045-46: 0.01; 2046-47: 0.01; 2047-48: 0.01; 2048-49: 0.01; 2049-50: 0.01
27FP | Void Properties - USPL | 27BL + 27.1FP | Ml/d | 2 | 2019-20: 0.01; 2020-21: 0.01; 2021-22: 0.01; 2022-23: 0.01; 2023-24: 0.01; 2024-25: 0.01; 2025-26: 0.01; 2026-27: 0.01; 2027-28: 0.02; 2028-29: 0.02; 2029-30: 0.02; 2030-31: 0.02; 2031-32: 0.02; 2032-33: 0.02; 2033-34: 0.02; 2034-35: 0.02; 2035-36: 0.02; 2036-37: 0.02; 2037-38: 0.02; 2038-39: 0.02; 2039-40: 0.02; 2040-41: 0.02; 2041-42: 0.02; 2042-43: 0.02; 2043-44: 0.02; 2044-45: 0.02; 2045-46: 0.02; 2046-47: 0.02; 2047-48: 0.02; 2048-49: 0.02; 2049-50: 0.02
28FP | Distribution losses | 28BL + 28.1FP | Ml/d | 2 | 2019-20: 1.14; 2020-21: 1.12; 2021-22: 1.11; 2022-23: 1.09; 2023-24: 1.07; 2024-25: 1.05; 2025-26: 1.05; 2026-27: 1.05; 2027-28: 1.05; 2028-29: 1.05; 2029-30: 1.05; 2030-31: 1.05; 2031-32: 1.05; 2032-33: 1.05; 2033-34: 1.05; 2034-35: 1.05; 2035-36: 1.04; 2036-37: 1.04; 2037-38: 1.04; 2038-39: 1.04; 2039-40: 1.04; 2040-41: 1.04; 2041-42: 1.04; 2042-43: 1.04; 2043-44: 1.04; 2044-45: 1.04; 2045-46: 1.04; 2046-47: 1.04; 2047-48: 1.04; 2048-49: 1.04; 2049-50: 1.04
29FP | Total Leakage | sum (23FP:28FP) | Ml/d | 2 | 2019-20: 1.43; 2020-21: 1.4; 2021-22: 1.38; 2022-23: 1.36; 2023-24: 1.33; 2024-25: 1.3; 2025-26: 1.29; 2026-27: 1.27; 2027-28: 1.28; 2028-29: 1.27; 2029-30: 1.27; 2030-31: 1.26; 2031-32: 1.25; 2032-33: 1.25; 2033-34: 1.25; 2034-35: 1.24; 2035-36: 1.23; 2036-37: 1.23; 2037-38: 1.24; 2038-39: 1.24; 2039-40: 1.23; 2040-41: 1.23; 2041-42: 1.23; 2042-43: 1.24; 2043-44: 1.24; 2044-45: 1.24; 2045-46: 1.22; 2046-47: 1.21; 2047-48: 1.21; 2048-49: 1.22; 2049-50: 1.22
30FP | Leakage/property | (29FP * 1,000,000) / (36FP * 1,000) | l/prop/d | 2 | 2019-20: 89.8749; 2020-21: 87.8459; 2021-22: 86.3255; 2022-23: 84.5666; 2023-24: 82.5267; 2024-25: 80.1331; 2025-26: 78.8364; 2026-27: 76.7186; 2027-28: 76.5138; 2028-29: 75.2726; 2029-30: 74.6883; 2030-31: 73.5681; 2031-32: 72.4764; 2032-33: 71.9714; 2033-34: 71.4776; 2034-35: 70.4305; 2035-36: 69.4248; 2036-37: 68.9771; 2037-38: 69.0846; 2038-39: 68.6372; 2039-40: 67.6344; 2040-41: 67.1948; 2041-42: 66.7499; 2042-43: 66.8572; 2043-44: 66.4309; 2044-45: 66.0136; 2045-46: 64.5503; 2046-47: 63.6273; 2047-48: 63.2481; 2048-49: 63.3964; 2049-50: 63.0393
31FP | Measured Non Household - properties | Input | 000's | 2 | 2019-20: 0.976; 2020-21: 0.995; 2021-22: 1.016; 2022-23: 1.034; 2023-24: 1.053; 2024-25: 1.075; 2025-26: 1.095; 2026-27: 1.113; 2027-28: 1.131; 2028-29: 1.148; 2029-30: 1.166; 2030-31: 1.18; 2031-32: 1.191; 2032-33: 1.202; 2033-34: 1.213; 2034-35: 1.223; 2035-36: 1.232; 2036-37: 1.242; 2037-38: 1.251; 2038-39: 1.259; 2039-40: 1.268; 2040-41: 1.277; 2041-42: 1.286; 2042-43: 1.294; 2043-44: 1.302; 2044-45: 1.311; 2045-46: 1.319; 2046-47: 1.327; 2047-48: 1.335; 2048-49: 1.344; 2049-50: 1.352
32FP | Unmeasured Non Household - properties | Input | 000's | 2 | 2019-20: 0.004; 2020-21: 0.004; 2021-22: 0.004; 2022-23: 0.004; 2023-24: 0.004; 2024-25: 0.004; 2025-26: 0.004; 2026-27: 0.004; 2027-28: 0.005; 2028-29: 0.005; 2029-30: 0.005; 2030-31: 0.005; 2031-32: 0.005; 2032-33: 0.005; 2033-34: 0.005; 2034-35: 0.005; 2035-36: 0.005; 2036-37: 0.005; 2037-38: 0.005; 2038-39: 0.005; 2039-40: 0.005; 2040-41: 0.005; 2041-42: 0.005; 2042-43: 0.005; 2043-44: 0.005; 2044-45: 0.005; 2045-46: 0.005; 2046-47: 0.005; 2047-48: 0.005; 2048-49: 0.005; 2049-50: 0.005
33FP | All void non-households - properties | Input | 000's | 2 | 2019-20: 0; 2020-21: 0; 2021-22: 0; 2022-23: 0; 2023-24: 0; 2024-25: 0; 2025-26: 0; 2026-27: 0; 2027-28: 0; 2028-29: 0; 2029-30: 0; 2030-31: 0; 2031-32: 0; 2032-33: 0; 2033-34: 0; 2034-35: 0; 2035-36: 0; 2036-37: 0; 2037-38: 0; 2038-39: 0; 2039-40: 0; 2040-41: 0; 2041-42: 0; 2042-43: 0; 2043-44: 0; 2044-45: 0; 2045-46: 0; 2046-47: 0; 2047-48: 0; 2048-49: 0; 2049-50: 0
34FP | Measured households - properties (excl. void) | Year before + sum (34.1BL:34.6BL) | 000's | 2 | 2019-20: 12.85; 2020-21: 12.947; 2021-22: 13.053; 2022-23: 13.222; 2023-24: 13.325; 2024-25: 13.495; 2025-26: 13.684; 2026-27: 13.924; 2027-28: 14.144; 2028-29: 14.332; 2029-30: 14.506; 2030-31: 14.674; 2031-32: 14.838; 2032-33: 15.003; 2033-34: 15.163; 2034-35: 15.32; 2035-36: 15.471; 2036-37: 15.622; 2037-38: 15.774; 2038-39: 15.926; 2039-40: 16.077; 2040-41: 16.228; 2041-42: 16.378; 2042-43: 16.527; 2043-44: 16.673; 2044-45: 16.816; 2045-46: 16.936; 2046-47: 17.055; 2047-48: 17.172; 2048-49: 17.286; 2049-50: 17.385
34.1FP | New build properties - properties | Input (new builds in each year) | 000's | 2 | 2019-20: -0.031; 2020-21: -0.015; 2021-22: 0.001; 2022-23: 0.073; 2023-24: 0.012; 2024-25: 0.082; 2025-26: 0.117; 2026-27: 0.17; 2027-28: 0.154; 2028-29: 0.124; 2029-30: 0.112; 2030-31: 0.108; 2031-32: 0.106; 2032-33: 0.11; 2033-34: 0.108; 2034-35: 0.106; 2035-36: 0.102; 2036-37: 0.103; 2037-38: 0.106; 2038-39: 0.107; 2039-40: 0.108; 2040-41: 0.11; 2041-42: 0.111; 2042-43: 0.111; 2043-44: 0.109; 2044-45: 0.107; 2045-46: 0.107; 2046-47: 0.106; 2047-48: 0.105; 2048-49: 0.102; 2049-50: 0.099
34.2FP | Meter optants - properties | Input (meter optants in each year) | 000's | 2 | 2019-20: 0.078; 2020-21: 0.074; 2021-22: 0.068; 2022-23: 0.06; 2023-24: 0.057; 2024-25: 0.055; 2025-26: 0.04; 2026-27: 0.039; 2027-28: 0.037; 2028-29: 0.036; 2029-30: 0.035; 2030-31: 0.034; 2031-32: 0.033; 2032-33: 0.032; 2033-34: 0.03; 2034-35: 0.029; 2035-36: 0.028; 2036-37: 0.028; 2037-38: 0.027; 2038-39: 0.026; 2039-40: 0.025; 2040-41: 0.024; 2041-42: 0.023; 2042-43: 0.022; 2043-44: 0.022; 2044-45: 0.021; 2045-46: 0; 2046-47: 0; 2047-48: 0; 2048-49: 0; 2049-50: 0
34.3FP | Compulsory metering - properties | Input (compulsory meters in each year) | 000's | 2 | 2019-20: 0; 2020-21: 0; 2021-22: 0; 2022-23: 0; 2023-24: 0; 2024-25: 0; 2025-26: 0; 2026-27: 0; 2027-28: 0; 2028-29: 0; 2029-30: 0; 2030-31: 0; 2031-32: 0; 2032-33: 0; 2033-34: 0; 2034-35: 0; 2035-36: 0; 2036-37: 0; 2037-38: 0; 2038-39: 0; 2039-40: 0; 2040-41: 0; 2041-42: 0; 2042-43: 0; 2043-44: 0; 2044-45: 0; 2045-46: 0; 2046-47: 0; 2047-48: 0; 2048-49: 0; 2049-50: 0
34.4FP | Metering on change of occupancy - properties | Input (change of occupancy meters in each year) | 000's | 2 | 2019-20: 0.038; 2020-21: 0.036; 2021-22: 0.035; 2022-23: 0.034; 2023-24: 0.032; 2024-25: 0.031; 2025-26: 0.03; 2026-27: 0.029; 2027-28: 0.027; 2028-29: 0.026; 2029-30: 0.025; 2030-31: 0.024; 2031-32: 0.023; 2032-33: 0.022; 2033-34: 0.021; 2034-35: 0.021; 2035-36: 0.02; 2036-37: 0.019; 2037-38: 0.018; 2038-39: 0.018; 2039-40: 0.017; 2040-41: 0.016; 2041-42: 0.015; 2042-43: 0.015; 2043-44: 0.014; 2044-45: 0.014; 2045-46: 0.013; 2046-47: 0.013; 2047-48: 0.012; 2048-49: 0.012; 2049-50: 0
34.5FP | Selective metering - properties | Input (selective meters in each year) | 000's | 2 | 2019-20: 0.002; 2020-21: 0.002; 2021-22: 0.002; 2022-23: 0.002; 2023-24: 0.002; 2024-25: 0.002; 2025-26: 0.002; 2026-27: 0.002; 2027-28: 0.002; 2028-29: 0.002; 2029-30: 0.002; 2030-31: 0.002; 2031-32: 0.002; 2032-33: 0.001; 2033-34: 0.001; 2034-35: 0.001; 2035-36: 0.001; 2036-37: 0.001; 2037-38: 0.001; 2038-39: 0.001; 2039-40: 0.001; 2040-41: 0.001; 2041-42: 0.001; 2042-43: 0.001; 2043-44: 0.001; 2044-45: 0.001; 2045-46: 0; 2046-47: 0; 2047-48: 0; 2048-49: 0; 2049-50: 0
34.6FP | Other changes to existing metering - properties | Input (other changes to meters in each year) | 000's | 2 | 2019-20: 0; 2020-21: 0; 2021-22: 0; 2022-23: 0; 2023-24: 0; 2024-25: 0; 2025-26: 0; 2026-27: 0; 2027-28: 0; 2028-29: 0; 2029-30: 0; 2030-31: 0; 2031-32: 0; 2032-33: 0; 2033-34: 0; 2034-35: 0; 2035-36: 0; 2036-37: 0; 2037-38: 0; 2038-39: 0; 2039-40: 0; 2040-41: 0; 2041-42: 0; 2042-43: 0; 2043-44: 0; 2044-45: 0; 2045-46: 0; 2046-47: 0; 2047-48: 0; 2048-49: 0; 2049-50: 0
34.7FP | Measured household void properties | Input | 000's | 2 | 2019-20: 0.22; 2020-21: 0.225; 2021-22: 0.229; 2022-23: 0.235; 2023-24: 0.24; 2024-25: 0.244; 2025-26: 0.248; 2026-27: 0.252; 2027-28: 0.256; 2028-29: 0.259; 2029-30: 0.262; 2030-31: 0.264; 2031-32: 0.267; 2032-33: 0.269; 2033-34: 0.272; 2034-35: 0.275; 2035-36: 0.277; 2036-37: 0.28; 2037-38: 0.283; 2038-39: 0.285; 2039-40: 0.288; 2040-41: 0.29; 2041-42: 0.293; 2042-43: 0.296; 2043-44: 0.298; 2044-45: 0.3; 2045-46: 0.302; 2046-47: 0.304; 2047-48: 0.306; 2048-49: 0.308; 2049-50: 0.31
35FP | Unmeasured households - properties (excl. void) | Input | 000's | 2 | 2019-20: 1.83; 2020-21: 1.736; 2021-22: 1.655; 2022-23: 1.56; 2023-24: 1.468; 2024-25: 1.38; 2025-26: 1.308; 2026-27: 1.239; 2027-28: 1.172; 2028-29: 1.108; 2029-30: 1.046; 2030-31: 0.986; 2031-32: 0.929; 2032-33: 0.873; 2033-34: 0.82; 2034-35: 0.769; 2035-36: 0.719; 2036-37: 0.671; 2037-38: 0.625; 2038-39: 0.581; 2039-40: 0.538; 2040-41: 0.496; 2041-42: 0.457; 2042-43: 0.418; 2043-44: 0.381; 2044-45: 0.346; 2045-46: 0.332; 2046-47: 0.32; 2047-48: 0.308; 2048-49: 0.296; 2049-50: 0.296
35.1FP | Unmeasured household void properties | Input | 000's | 2 | 2019-20: 0.031; 2020-21: 0.03; 2021-22: 0.029; 2022-23: 0.027; 2023-24: 0.026; 2024-25: 0.025; 2025-26: 0.024; 2026-27: 0.022; 2027-28: 0.021; 2028-29: 0.02; 2029-30: 0.019; 2030-31: 0.018; 2031-32: 0.017; 2032-33: 0.016; 2033-34: 0.015; 2034-35: 0.014; 2035-36: 0.013; 2036-37: 0.012; 2037-38: 0.011; 2038-39: 0.01; 2039-40: 0.01; 2040-41: 0.009; 2041-42: 0.008; 2042-43: 0.007; 2043-44: 0.007; 2044-45: 0.006; 2045-46: 0.006; 2046-47: 0.006; 2047-48: 0.005; 2048-49: 0.005; 2049-50: 0.005
36FP | Total Resource Zone Properties (incl. voids) | sum (31FP:34FP) + 34.7FP + 35BL + 35.1BL | 000's | 2 | 2019-20: 15.911; 2020-21: 15.937; 2021-22: 15.986; 2022-23: 16.082; 2023-24: 16.116; 2024-25: 16.223; 2025-26: 16.363; 2026-27: 16.554; 2027-28: 16.729; 2028-29: 16.872; 2029-30: 17.004; 2030-31: 17.127; 2031-32: 17.247; 2032-33: 17.368; 2033-34: 17.488; 2034-35: 17.606; 2035-36: 17.717; 2036-37: 17.832; 2037-38: 17.949; 2038-39: 18.066; 2039-40: 18.186; 2040-41: 18.305; 2041-42: 18.427; 2042-43: 18.547; 2043-44: 18.666; 2044-45: 18.784; 2045-46: 18.9; 2046-47: 19.017; 2047-48: 19.131; 2048-49: 19.244; 2049-50: 19.353
37FP | Measured Non Household - Population | Input | 000's | 2 | 2019-20: 0.234; 2020-21: 0.239; 2021-22: 0.243; 2022-23: 0.248; 2023-24: 0.253; 2024-25: 0.258; 2025-26: 0.261; 2026-27: 0.267; 2027-28: 0.273; 2028-29: 0.278; 2029-30: 0.284; 2030-31: 0.29; 2031-32: 0.3; 2032-33: 0.308; 2033-34: 0.314; 2034-35: 0.319; 2035-36: 0.323; 2036-37: 0.328; 2037-38: 0.333; 2038-39: 0.338; 2039-40: 0.343; 2040-41: 0.348; 2041-42: 0.355; 2042-43: 0.361; 2043-44: 0.369; 2044-45: 0.376; 2045-46: 0.384; 2046-47: 0.393; 2047-48: 0.401; 2048-49: 0.41; 2049-50: 0.418
38FP | Unmeasured Non Household - Population | Input | 000's | 2 | 2019-20: 0.001; 2020-21: 0.001; 2021-22: 0.001; 2022-23: 0.001; 2023-24: 0.001; 2024-25: 0.001; 2025-26: 0.001; 2026-27: 0.001; 2027-28: 0.001; 2028-29: 0.001; 2029-30: 0.001; 2030-31: 0.001; 2031-32: 0.001; 2032-33: 0.001; 2033-34: 0.001; 2034-35: 0.001; 2035-36: 0.001; 2036-37: 0.001; 2037-38: 0.001; 2038-39: 0.001; 2039-40: 0.001; 2040-41: 0.001; 2041-42: 0.001; 2042-43: 0.001; 2043-44: 0.001; 2044-45: 0.002; 2045-46: 0.002; 2046-47: 0.002; 2047-48: 0.002; 2048-49: 0.002; 2049-50: 0.002
39FP | Measured Household - Population | Input | 000's | 2 | 2019-20: 28.086; 2020-21: 28.479; 2021-22: 28.877; 2022-23: 29.332; 2023-24: 29.652; 2024-25: 30.093; 2025-26: 30.524; 2026-27: 31.086; 2027-28: 31.609; 2028-29: 32.024; 2029-30: 32.396; 2030-31: 32.747; 2031-32: 33.09; 2032-33: 33.444; 2033-34: 33.802; 2034-35: 34.161; 2035-36: 34.497; 2036-37: 34.821; 2037-38: 35.16; 2038-39: 35.507; 2039-40: 35.877; 2040-41: 36.234; 2041-42: 36.598; 2042-43: 36.974; 2043-44: 37.343; 2044-45: 37.712; 2045-46: 37.986; 2046-47: 38.256; 2047-48: 38.528; 2048-49: 38.799; 2049-50: 39.017
40FP | Unmeasured Household - Population | Input | 000's | 2 | 2019-20: 7.022; 2020-21: 6.724; 2021-22: 6.46; 2022-23: 6.156; 2023-24: 5.865; 2024-25: 5.58; 2025-26: 5.342; 2026-27: 5.112; 2027-28: 4.89; 2028-29: 4.673; 2029-30: 4.462; 2030-31: 4.257; 2031-32: 4.059; 2032-33: 3.868; 2033-34: 3.683; 2034-35: 3.504; 2035-36: 3.329; 2036-37: 3.159; 2037-38: 2.994; 2038-39: 2.834; 2039-40: 2.679; 2040-41: 2.527; 2041-42: 2.379; 2042-43: 2.234; 2043-44: 2.092; 2044-45: 1.953; 2045-46: 1.9; 2046-47: 1.849; 2047-48: 1.8; 2048-49: 1.752; 2049-50: 1.752
41FP | Total Resource Zone Population | sum (37FP:40FP) | 000's | 2 | 2019-20: 35.343; 2020-21: 35.443; 2021-22: 35.581; 2022-23: 35.737; 2023-24: 35.771; 2024-25: 35.932; 2025-26: 36.128; 2026-27: 36.466; 2027-28: 36.773; 2028-29: 36.976; 2029-30: 37.143; 2030-31: 37.295; 2031-32: 37.45; 2032-33: 37.621; 2033-34: 37.8; 2034-35: 37.985; 2035-36: 38.15; 2036-37: 38.309; 2037-38: 38.488; 2038-39: 38.68; 2039-40: 38.9; 2040-41: 39.11; 2041-42: 39.333; 2042-43: 39.57; 2043-44: 39.805; 2044-45: 40.043; 2045-46: 40.272; 2046-47: 40.5; 2047-48: 40.731; 2048-49: 40.963; 2049-50: 41.189
42FP | Average household occupancy rate (excl. voids) | (39FP + 40FP) / (34FP + 35FP) | h/prop | 1 | 2019-20: 2.3916; 2020-21: 2.3975; 2021-22: 2.4026; 2022-23: 2.4008; 2023-24: 2.4009; 2024-25: 2.3982; 2025-26: 2.3923; 2026-27: 2.3873; 2027-28: 2.3831; 2028-29: 2.3767; 2029-30: 2.37; 2030-31: 2.363; 2031-32: 2.3561; 2032-33: 2.3502; 2033-34: 2.3453; 2034-35: 2.341; 2035-36: 2.3364; 2036-37: 2.3311; 2037-38: 2.3266; 2038-39: 2.3227; 2039-40: 2.3206; 2040-41: 2.3177; 2041-42: 2.3152; 2042-43: 2.3138; 2043-44: 2.3124; 2044-45: 2.3112; 2045-46: 2.3098; 2046-47: 2.3082; 2047-48: 2.3071; 2048-49: 2.3064; 2049-50: 2.3058
43FP | Total Household Metering penetration (excl. voids) | 34FP / (34FP + 35FP) | % | 1 | 2019-20: 87.53%; 2020-21: 88.18%; 2021-22: 88.75%; 2022-23: 89.45%; 2023-24: 90.08%; 2024-25: 90.72%; 2025-26: 91.28%; 2026-27: 91.83%; 2027-28: 92.35%; 2028-29: 92.82%; 2029-30: 93.27%; 2030-31: 93.7%; 2031-32: 94.11%; 2032-33: 94.5%; 2033-34: 94.87%; 2034-35: 95.22%; 2035-36: 95.56%; 2036-37: 95.88%; 2037-38: 96.19%; 2038-39: 96.48%; 2039-40: 96.76%; 2040-41: 97.03%; 2041-42: 97.29%; 2042-43: 97.53%; 2043-44: 97.77%; 2044-45: 97.98%; 2045-46: 98.08%; 2046-47: 98.16%; 2047-48: 98.24%; 2048-49: 98.32%; 2049-50: 98.33%
44FP | Total Household Metering penetration (incl. voids) | (34FP) / (34FP + 34.7FP + 35FP + 35.1FP) | % | 1 | 2019-20: 86.06%; 2020-21: 86.67%; 2021-22: 87.22%; 2022-23: 87.89%; 2023-24: 88.49%; 2024-25: 89.11%; 2025-26: 89.65%; 2026-27: 90.2%; 2027-28: 90.71%; 2028-29: 91.18%; 2029-30: 91.62%; 2030-31: 92.05%; 2031-32: 92.44%; 2032-33: 92.83%; 2033-34: 93.2%; 2034-35: 93.54%; 2035-36: 93.88%; 2036-37: 94.19%; 2037-38: 94.49%; 2038-39: 94.79%; 2039-40: 95.06%; 2040-41: 95.33%; 2041-42: 95.58%; 2042-43: 95.82%; 2043-44: 96.05%; 2044-45: 96.27%; 2045-46: 96.36%; 2046-47: 96.44%; 2047-48: 96.52%; 2048-49: 96.6%; 2049-50: 96.6%
45FP | Distribution input | sum (12FP:15FP) + 21FP + 22FP + 27FP + 28FP | Ml/d | 2 | 2019-20: 9.78; 2020-21: 9.71; 2021-22: 9.67; 2022-23: 9.59; 2023-24: 9.55; 2024-25: 9.44; 2025-26: 9.38; 2026-27: 9.36; 2027-28: 9.34; 2028-29: 9.3; 2029-30: 9.25; 2030-31: 9.21; 2031-32: 9.17; 2032-33: 9.16; 2033-34: 9.18; 2034-35: 9.19; 2035-36: 9.19; 2036-37: 9.17; 2037-38: 9.16; 2038-39: 9.14; 2039-40: 9.12; 2040-41: 9.09; 2041-42: 9.06; 2042-43: 9.02; 2043-44: 8.98; 2044-45: 8.97; 2045-46: 8.96; 2046-47: 8.95; 2047-48: 8.94; 2048-49: 8.94; 2049-50: 8.93
46FP | Target headroom (climate change component) | Input | Ml/d | 2 | 2019-20: 0.00053606; 2020-21: 0.00053606; 2021-22: 0.00053606; 2022-23: 0.00053606; 2023-24: 0.00053606; 2024-25: 0.00053606; 2025-26: 0.00053606; 2026-27: 0.00084855; 2027-28: 6.7021e-05; 2028-29: 0.0013359; 2029-30: 0.00057063; 2030-31: 0.0012726; 2031-32: 0.0014004; 2032-33: 0.0004336; 2033-34: 0.00048254; 2034-35: 0.0011543; 2035-36: 0.0012772; 2036-37: 0.0019598; 2037-38: 0.003028; 2038-39: 0.0019353; 2039-40: 0; 2040-41: 0; 2041-42: 0; 2042-43: 0; 2043-44: 0; 2044-45: 0; 2045-46: 0; 2046-47: 0; 2047-48: 0; 2048-49: 0; 2049-50: 0
47FP | Target headroom (All other components) | Input | Ml/d | 2 | 2019-20: 0.44571; 2020-21: 0.44571; 2021-22: 0.44571; 2022-23: 0.44571; 2023-24: 0.44571; 2024-25: 0.44571; 2025-26: 0.44571; 2026-27: 0.449; 2027-28: 0.43896; 2028-29: 0.44982; 2029-30: 0.56359; 2030-31: 0.56358; 2031-32: 0.58341; 2032-33: 0.60505; 2033-34: 0.62274; 2034-35: 0.6565; 2035-36: 0.52371; 2036-37: 0.46525; 2037-38: 0.48641; 2038-39: 0.51091; 2039-40: 0.3797; 2040-41: 0.39056; 2041-42: 0.40464; 2042-43: 0.41953; 2043-44: 0.4277; 2044-45: 0.44206; 2045-46: 0.36989; 2046-47: 0.36691; 2047-48: 0.37519; 2048-49: 0.38415; 2049-50: 0.38354
48FP | Target Headroom | 46FP + 47FP | Ml/d | 2 | 2019-20: 0.44624; 2020-21: 0.44624; 2021-22: 0.44624; 2022-23: 0.44624; 2023-24: 0.44624; 2024-25: 0.44624; 2025-26: 0.44624; 2026-27: 0.44985; 2027-28: 0.43903; 2028-29: 0.45116; 2029-30: 0.56417; 2030-31: 0.56485; 2031-32: 0.58481; 2032-33: 0.60549; 2033-34: 0.62323; 2034-35: 0.65765; 2035-36: 0.52499; 2036-37: 0.46721; 2037-38: 0.48944; 2038-39: 0.51284; 2039-40: 0.3797; 2040-41: 0.39056; 2041-42: 0.40464; 2042-43: 0.41953; 2043-44: 0.4277; 2044-45: 0.44206; 2045-46: 0.36989; 2046-47: 0.36691; 2047-48: 0.37519; 2048-49: 0.38415; 2049-50: 0.38354
49FP | Available Headroom | 11FP - 45FP | Ml/d | 2 | 2019-20: 3.11; 2020-21: 3.18; 2021-22: 3.22; 2022-23: 3.3; 2023-24: 3.34; 2024-25: 3.45; 2025-26: 0.911; 2026-27: 0.931; 2027-28: 0.951; 2028-29: 0.991; 2029-30: 1.041; 2030-31: 0.56; 2031-32: 0.58; 2032-33: 0.61; 2033-34: 0.62; 2034-35: 0.66; 2035-36: 0.52; 2036-37: 0.47; 2037-38: 0.49; 2038-39: 0.51; 2039-40: 0.38; 2040-41: 0.39; 2041-42: 0.4; 2042-43: 0.42; 2043-44: 0.43; 2044-45: 0.44; 2045-46: 0.37; 2046-47: 0.37; 2047-48: 0.38; 2048-49: 0.38; 2049-50: 0.38
49.1FP | Available non-potable balance (if applicable) | 1.1FP - 12.1FP | Ml/d | 2 | 2019-20: 0; 2020-21: 0; 2021-22: 0; 2022-23: 0; 2023-24: 0; 2024-25: 0; 2025-26: 0; 2026-27: 0; 2027-28: 0; 2028-29: 0; 2029-30: 0; 2030-31: 0; 2031-32: 0; 2032-33: 0; 2033-34: 0; 2034-35: 0; 2035-36: 0; 2036-37: 0; 2037-38: 0; 2038-39: 0; 2039-40: 0; 2040-41: 0; 2041-42: 0; 2042-43: 0; 2043-44: 0; 2044-45: 0; 2045-46: 0; 2046-47: 0; 2047-48: 0; 2048-49: 0; 2049-50: 0
50FP | Supply Demand Balance | 49FP - 48FP | Ml/d | 2 | 2019-20: 2.6638; 2020-21: 2.7338; 2021-22: 2.7738; 2022-23: 2.8538; 2023-24: 2.8938; 2024-25: 3.0038; 2025-26: 0.46476; 2026-27: 0.48115; 2027-28: 0.51197; 2028-29: 0.53984; 2029-30: 0.47683; 2030-31: -0.0048483; 2031-32: -0.0048075; 2032-33: 0.0045126; 2033-34: -0.0032268; 2034-35: 0.0023451; 2035-36: -0.004989; 2036-37: 0.0027897; 2037-38: 0.00056243; 2038-39: -0.0028449; 2039-40: 0.00030465; 2040-41: -0.00055846; 2041-42: -0.0046409; 2042-43: 0.00046521; 2043-44: 0.0022953; 2044-45: -0.0020609; 2045-46: 0.00011227; 2046-47: 0.003089; 2047-48: 0.0048119; 2048-49: -0.0041495; 2049-50: -0.0035419
Water Company | Anglian Water | Version | V3.1
WRZ | AWSSUT | Planning Scenario | DYCP
Table 3d: DYCP - Baseline | Back to top of sheet
WRMP24 reference | Component | Derivation | Unit | Decimal places | 2019-20 | 2020-21 | 2021-22 | 2022-23 | 2023-24 | 2024-25 | 2025-26 | 2026-27 | 2027-28 | 2028-29 | 2029-30 | 2030-31 | 2031-32 | 2032-33 | 2033-34 | 2034-35 | 2035-36 | 2036-37 | 2037-38 | 2038-39 | 2039-40 | 2040-41 | 2041-42 | 2042-43 | 2043-44 | 2044-45 | 2045-46 | 2046-47 | 2047-48 | 2048-49 | 2049-50 | 2050-51 | 2051-52 | 2052-53 | 2053-54 | 2054-55 | 2055-56 | 2056-57 | 2057-58 | 2058-59 | 2059-60 | 2060-61 | 2061-62 | 2062-63 | 2063-64 | 2064-65 | 2065-66 | 2066-67 | 2067-68 | 2068-69 | 2069-70 | 2070-71 | 2071-72 | 2072-73 | 2073-74 | 2074-75 | 2075-76 | 2076-77 | 2077-78 | 2078-79 | 2079-80 | 2080-81 | 2081-82 | 2082-83 | 2083-84 | 2084-85 | 2085-86 | 2086-87 | 2087-88 | 2088-89 | 2089-90 | 2090-91 | 2091-92 | 2092-93 | 2093-94 | 2094-95 | 2095-96 | 2096-97 | 2097-98 | 2098-99 | 2099-100
1BL | Raw water abstracted | Input | Ml/d | 2 | 2019-20: 0; 2020-21: 0; 2021-22: 0; 2022-23: 0; 2023-24: 0; 2024-25: 0; 2025-26: 0; 2026-27: 0; 2027-28: 0; 2028-29: 0; 2029-30: 0; 2030-31: 0; 2031-32: 0; 2032-33: 0; 2033-34: 0; 2034-35: 0; 2035-36: 0; 2036-37: 0; 2037-38: 0; 2038-39: 0; 2039-40: 0; 2040-41: 0; 2041-42: 0; 2042-43: 0; 2043-44: 0; 2044-45: 0; 2045-46: 0; 2046-47: 0; 2047-48: 0; 2048-49: 0; 2049-50: 0
1.1BL | Non-potable water supplies | Input | Ml/d | 2 | 2019-20: 0; 2020-21: 0; 2021-22: 0; 2022-23: 0; 2023-24: 0; 2024-25: 0; 2025-26: 0; 2026-27: 0; 2027-28: 0; 2028-29: 0; 2029-30: 0; 2030-31: 0; 2031-32: 0; 2032-33: 0; 2033-34: 0; 2034-35: 0; 2035-36: 0; 2036-37: 0; 2037-38: 0; 2038-39: 0; 2039-40: 0; 2040-41: 0; 2041-42: 0; 2042-43: 0; 2043-44: 0; 2044-45: 0; 2045-46: 0; 2046-47: 0; 2047-48: 0; 2048-49: 0; 2049-50: 0
2BL | Raw water imported | Input | Ml/d | 2 | 2019-20: 0; 2020-21: 0; 2021-22: 0; 2022-23: 0; 2023-24: 0; 2024-25: 0; 2025-26: 0; 2026-27: 0; 2027-28: 0; 2028-29: 0; 2029-30: 0; 2030-31: 0; 2031-32: 0; 2032-33: 0; 2033-34: 0; 2034-35: 0; 2035-36: 0; 2036-37: 0; 2037-38: 0; 2038-39: 0; 2039-40: 0; 2040-41: 0; 2041-42: 0; 2042-43: 0; 2043-44: 0; 2044-45: 0; 2045-46: 0; 2046-47: 0; 2047-48: 0; 2048-49: 0; 2049-50: 0
3BL | Potable water imported | Input | Ml/d | 2 | 2019-20: 0; 2020-21: 0; 2021-22: 0; 2022-23: 0; 2023-24: 0; 2024-25: 0; 2025-26: 0; 2026-27: 0; 2027-28: 0; 2028-29: 0; 2029-30: 0; 2030-31: 0; 2031-32: 0; 2032-33: 0; 2033-34: 0; 2034-35: 0; 2035-36: 0; 2036-37: 0; 2037-38: 0; 2038-39: 0; 2039-40: 0; 2040-41: 0; 2041-42: 0; 2042-43: 0; 2043-44: 0; 2044-45: 0; 2045-46: 0; 2046-47: 0; 2047-48: 0; 2048-49: 0; 2049-50: 0
4BL | Raw water exported enter as -ve | Input | Ml/d | 2 | 2019-20: 0; 2020-21: 0; 2021-22: 0; 2022-23: 0; 2023-24: 0; 2024-25: 0; 2025-26: 0; 2026-27: 0; 2027-28: 0; 2028-29: 0; 2029-30: 0; 2030-31: 0; 2031-32: 0; 2032-33: 0; 2033-34: 0; 2034-35: 0; 2035-36: 0; 2036-37: 0; 2037-38: 0; 2038-39: 0; 2039-40: 0; 2040-41: 0; 2041-42: 0; 2042-43: 0; 2043-44: 0; 2044-45: 0; 2045-46: 0; 2046-47: 0; 2047-48: 0; 2048-49: 0; 2049-50: 0
5BL | Potable water exported enter as -ve | Input | Ml/d | 2 | 2019-20: 0; 2020-21: 0; 2021-22: 0; 2022-23: 0; 2023-24: 0; 2024-25: 0; 2025-26: 0; 2026-27: 0; 2027-28: 0; 2028-29: 0; 2029-30: 0; 2030-31: 0; 2031-32: 0; 2032-33: 0; 2033-34: 0; 2034-35: 0; 2035-36: 0; 2036-37: 0; 2037-38: 0; 2038-39: 0; 2039-40: 0; 2040-41: 0; 2041-42: 0; 2042-43: 0; 2043-44: 0; 2044-45: 0; 2045-46: 0; 2046-47: 0; 2047-48: 0; 2048-49: 0; 2049-50: 0
6BL | Deployable Output before forecast changes | Input | Ml/d | 2 | 2019-20: 17.9; 2020-21: 17.9; 2021-22: 17.9; 2022-23: 17.9; 2023-24: 17.9; 2024-25: 17.9; 2025-26: 17.9; 2026-27: 17.9; 2027-28: 17.9; 2028-29: 17.9; 2029-30: 17.9; 2030-31: 17.9; 2031-32: 17.9; 2032-33: 17.9; 2033-34: 17.9; 2034-35: 17.9; 2035-36: 17.9; 2036-37: 17.9; 2037-38: 17.9; 2038-39: 17.9; 2039-40: 17.9; 2040-41: 17.9; 2041-42: 17.9; 2042-43: 17.9; 2043-44: 17.9; 2044-45: 17.9; 2045-46: 17.9; 2046-47: 17.9; 2047-48: 17.9; 2048-49: 17.9; 2049-50: 17.9
6.1BL | Deployable Output post forecast changes | 6BL + 7BL | Ml/d | 2 | 2019-20: 17.9; 2020-21: 17.9; 2021-22: 17.9; 2022-23: 17.9; 2023-24: 17.9; 2024-25: 17.9; 2025-26: 17.9; 2026-27: 17.9; 2027-28: 17.9; 2028-29: 17.9; 2029-30: 17.9; 2030-31: 17.9; 2031-32: 17.9; 2032-33: 17.9; 2033-34: 17.9; 2034-35: 17.9; 2035-36: 17.9; 2036-37: 17.9; 2037-38: 17.9; 2038-39: 17.9; 2039-40: 17.9; 2040-41: 17.9; 2041-42: 17.9; 2042-43: 17.9; 2043-44: 17.9; 2044-45: 17.9; 2045-46: 14.69; 2046-47: 14.69; 2047-48: 14.69; 2048-49: 14.69; 2049-50: 14.69
7BL | Baseline forecast changes to Deployable Output | sum (7.1BL:7.6BL) | Ml/d | 2 | 2019-20: 0; 2020-21: 0; 2021-22: 0; 2022-23: 0; 2023-24: 0; 2024-25: 0; 2025-26: 0; 2026-27: 0; 2027-28: 0; 2028-29: 0; 2029-30: 0; 2030-31: 0; 2031-32: 0; 2032-33: 0; 2033-34: 0; 2034-35: 0; 2035-36: 0; 2036-37: 0; 2037-38: 0; 2038-39: 0; 2039-40: 0; 2040-41: 0; 2041-42: 0; 2042-43: 0; 2043-44: 0; 2044-45: 0; 2045-46: -3.21; 2046-47: -3.21; 2047-48: -3.21; 2048-49: -3.21; 2049-50: -3.21
7.1BL | Change in DO due to climate change | Input | Ml/d | 2 | 2019-20: 0; 2020-21: 0; 2021-22: 0; 2022-23: 0; 2023-24: 0; 2024-25: 0; 2025-26: 0; 2026-27: 0; 2027-28: 0; 2028-29: 0; 2029-30: 0; 2030-31: 0; 2031-32: 0; 2032-33: 0; 2033-34: 0; 2034-35: 0; 2035-36: 0; 2036-37: 0; 2037-38: 0; 2038-39: 0; 2039-40: 0; 2040-41: 0; 2041-42: 0; 2042-43: 0; 2043-44: 0; 2044-45: 0; 2045-46: 0; 2046-47: 0; 2047-48: 0; 2048-49: 0; 2049-50: 0
7.2BL | Total confirmed DO reductions to restore sustainable abstraction enter as -ve | Input | Ml/d | 2 | 2019-20: 0; 2020-21: 0; 2021-22: 0; 2022-23: 0; 2023-24: 0; 2024-25: 0; 2025-26: 0; 2026-27: 0; 2027-28: 0; 2028-29: 0; 2029-30: 0; 2030-31: 0; 2031-32: 0; 2032-33: 0; 2033-34: 0; 2034-35: 0; 2035-36: 0; 2036-37: 0; 2037-38: 0; 2038-39: 0; 2039-40: 0; 2040-41: 0; 2041-42: 0; 2042-43: 0; 2043-44: 0; 2044-45: 0; 2045-46: 0; 2046-47: 0; 2047-48: 0; 2048-49: 0; 2049-50: 0
7.3BL | Total expected DO reductions to restore sustainable abstraction (Environmental Destination) (excl. any confirmed reductions) enter as -ve | Input | Ml/d | 2 | 2019-20: 0; 2020-21: 0; 2021-22: 0; 2022-23: 0; 2023-24: 0; 2024-25: 0; 2025-26: 0; 2026-27: 0; 2027-28: 0; 2028-29: 0; 2029-30: 0; 2030-31: 0; 2031-32: 0; 2032-33: 0; 2033-34: 0; 2034-35: 0; 2035-36: 0; 2036-37: 0; 2037-38: 0; 2038-39: 0; 2039-40: 0; 2040-41: 0; 2041-42: 0; 2042-43: 0; 2043-44: 0; 2044-45: 0; 2045-46: -3.21; 2046-47: -3.21; 2047-48: -3.21; 2048-49: -3.21; 2049-50: -3.21
7.4BL | Change in DO from prolonged Outage reduction enter as -ve | Input | Ml/d | 2 | 2019-20: 0; 2020-21: 0; 2021-22: 0; 2022-23: 0; 2023-24: 0; 2024-25: 0; 2025-26: 0; 2026-27: 0; 2027-28: 0; 2028-29: 0; 2029-30: 0; 2030-31: 0; 2031-32: 0; 2032-33: 0; 2033-34: 0; 2034-35: 0; 2035-36: 0; 2036-37: 0; 2037-38: 0; 2038-39: 0; 2039-40: 0; 2040-41: 0; 2041-42: 0; 2042-43: 0; 2043-44: 0; 2044-45: 0; 2045-46: 0; 2046-47: 0; 2047-48: 0; 2048-49: 0; 2049-50: 0
7.5BL | Change in DO from drought measures | Zero for baseline | Ml/d | 2 | 2019-20: 0; 2020-21: 0; 2021-22: 0; 2022-23: 0; 2023-24: 0; 2024-25: 0; 2025-26: 0; 2026-27: 0; 2027-28: 0; 2028-29: 0; 2029-30: 0; 2030-31: 0; 2031-32: 0; 2032-33: 0; 2033-34: 0; 2034-35: 0; 2035-36: 0; 2036-37: 0; 2037-38: 0; 2038-39: 0; 2039-40: 0; 2040-41: 0; 2041-42: 0; 2042-43: 0; 2043-44: 0; 2044-45: 0; 2045-46: 0; 2046-47: 0; 2047-48: 0; 2048-49: 0; 2049-50: 0
7.6BL | Total other changes to DO (specify e.g. Nitrates) | Input | Ml/d | 2 | 2019-20: 0; 2020-21: 0; 2021-22: 0; 2022-23: 0; 2023-24: 0; 2024-25: 0; 2025-26: 0; 2026-27: 0; 2027-28: 0; 2028-29: 0; 2029-30: 0; 2030-31: 0; 2031-32: 0; 2032-33: 0; 2033-34: 0; 2034-35: 0; 2035-36: 0; 2036-37: 0; 2037-38: 0; 2038-39: 0; 2039-40: 0; 2040-41: 0; 2041-42: 0; 2042-43: 0; 2043-44: 0; 2044-45: 0; 2045-46: 0; 2046-47: 0; 2047-48: 0; 2048-49: 0; 2049-50: 0
8BL | Raw water losses, treatment works losses and operational use | Input | Ml/d | 2 | 2019-20: 0.25; 2020-21: 0.25; 2021-22: 0.25; 2022-23: 0.25; 2023-24: 0.25; 2024-25: 0.25; 2025-26: 0.25; 2026-27: 0.25; 2027-28: 0.25; 2028-29: 0.25; 2029-30: 0.25; 2030-31: 0.25; 2031-32: 0.25; 2032-33: 0.25; 2033-34: 0.25; 2034-35: 0.25; 2035-36: 0.25; 2036-37: 0.25; 2037-38: 0.25; 2038-39: 0.25; 2039-40: 0.25; 2040-41: 0.25; 2041-42: 0.25; 2042-43: 0.25; 2043-44: 0.25; 2044-45: 0.25; 2045-46: 0.25; 2046-47: 0.25; 2047-48: 0.25; 2048-49: 0.25; 2049-50: 0.25
9BL | Total Outage Allowance | Input | Ml/d | 2 | 2019-20: 0.12; 2020-21: 0.12; 2021-22: 0.12; 2022-23: 0.12; 2023-24: 0.12; 2024-25: 0.12; 2025-26: 0.12; 2026-27: 0.12; 2027-28: 0.12; 2028-29: 0.12; 2029-30: 0.12; 2030-31: 0.12; 2031-32: 0.12; 2032-33: 0.12; 2033-34: 0.12; 2034-35: 0.12; 2035-36: 0.12; 2036-37: 0.12; 2037-38: 0.12; 2038-39: 0.12; 2039-40: 0.12; 2040-41: 0.12; 2041-42: 0.12; 2042-43: 0.12; 2043-44: 0.12; 2044-45: 0.12; 2045-46: 0.12; 2046-47: 0.12; 2047-48: 0.12; 2048-49: 0.12; 2049-50: 0.12
10BL | Water Available For Use (own sources) | (6BL + 7BL) - (8BL + 9BL) | Ml/d | 2 | 2019-20: 17.53; 2020-21: 17.53; 2021-22: 17.53; 2022-23: 17.53; 2023-24: 17.53; 2024-25: 17.53; 2025-26: 17.53; 2026-27: 17.53; 2027-28: 17.53; 2028-29: 17.53; 2029-30: 17.53; 2030-31: 17.53; 2031-32: 17.53; 2032-33: 17.53; 2033-34: 17.53; 2034-35: 17.53; 2035-36: 17.53; 2036-37: 17.53; 2037-38: 17.53; 2038-39: 17.53; 2039-40: 17.53; 2040-41: 17.53; 2041-42: 17.53; 2042-43: 17.53; 2043-44: 17.53; 2044-45: 17.53; 2045-46: 14.32; 2046-47: 14.32; 2047-48: 14.32; 2048-49: 14.32; 2049-50: 14.32
11BL | Total Water Available For Use | 10BL + sum (2BL:5BL) | Ml/d | 2 | 2019-20: 17.53; 2020-21: 17.53; 2021-22: 17.53; 2022-23: 17.53; 2023-24: 17.53; 2024-25: 17.53; 2025-26: 17.53; 2026-27: 17.53; 2027-28: 17.53; 2028-29: 17.53; 2029-30: 17.53; 2030-31: 17.53; 2031-32: 17.53; 2032-33: 17.53; 2033-34: 17.53; 2034-35: 17.53; 2035-36: 17.53; 2036-37: 17.53; 2037-38: 17.53; 2038-39: 17.53; 2039-40: 17.53; 2040-41: 17.53; 2041-42: 17.53; 2042-43: 17.53; 2043-44: 17.53; 2044-45: 17.53; 2045-46: 14.32; 2046-47: 14.32; 2047-48: 14.32; 2048-49: 14.32; 2049-50: 14.32
12BL | Water delivered measured non-household | Input Note - consumption & uspl | Ml/d | 2 | 2019-20: 4.71; 2020-21: 4.72; 2021-22: 4.74; 2022-23: 4.74; 2023-24: 4.77; 2024-25: 4.78; 2025-26: 4.79; 2026-27: 4.8; 2027-28: 4.82; 2028-29: 4.84; 2029-30: 4.85; 2030-31: 4.86; 2031-32: 4.87; 2032-33: 4.88; 2033-34: 4.94; 2034-35: 5; 2035-36: 5.06; 2036-37: 5.1; 2037-38: 5.13; 2038-39: 5.16; 2039-40: 5.18; 2040-41: 5.2; 2041-42: 5.2; 2042-43: 5.21; 2043-44: 5.21; 2044-45: 5.21; 2045-46: 5.21; 2046-47: 5.21; 2047-48: 5.22; 2048-49: 5.22; 2049-50: 5.22
12.1BL | Non-potable water consumption | Input | Ml/d | 2 | 2019-20: 0; 2020-21: 0; 2021-22: 0; 2022-23: 0; 2023-24: 0; 2024-25: 0; 2025-26: 0; 2026-27: 0; 2027-28: 0; 2028-29: 0; 2029-30: 0; 2030-31: 0; 2031-32: 0; 2032-33: 0; 2033-34: 0; 2034-35: 0; 2035-36: 0; 2036-37: 0; 2037-38: 0; 2038-39: 0; 2039-40: 0; 2040-41: 0; 2041-42: 0; 2042-43: 0; 2043-44: 0; 2044-45: 0; 2045-46: 0; 2046-47: 0; 2047-48: 0; 2048-49: 0; 2049-50: 0
13BL | Water delivered unmeasured non-household | Input Note - consumption & uspl | Ml/d | 2 | 2019-20: 0.01; 2020-21: 0.01; 2021-22: 0.01; 2022-23: 0.01; 2023-24: 0.01; 2024-25: 0.01; 2025-26: 0.01; 2026-27: 0.01; 2027-28: 0.01; 2028-29: 0.01; 2029-30: 0.01; 2030-31: 0.01; 2031-32: 0.01; 2032-33: 0.01; 2033-34: 0.02; 2034-35: 0.02; 2035-36: 0.02; 2036-37: 0.02; 2037-38: 0.02; 2038-39: 0.02; 2039-40: 0.02; 2040-41: 0.02; 2041-42: 0.02; 2042-43: 0.02; 2043-44: 0.02; 2044-45: 0.02; 2045-46: 0.02; 2046-47: 0.02; 2047-48: 0.02; 2048-49: 0.02; 2049-50: 0.02
14BL | Water delivered measured household | Input Note - consumption & uspl | Ml/d | 2 | 2019-20: 4.98; 2020-21: 4.96; 2021-22: 4.94; 2022-23: 4.93; 2023-24: 4.93; 2024-25: 4.87; 2025-26: 4.89; 2026-27: 4.95; 2027-28: 4.99; 2028-29: 5.02; 2029-30: 5.04; 2030-31: 5.07; 2031-32: 5.1; 2032-33: 5.16; 2033-34: 5.22; 2034-35: 5.28; 2035-36: 5.33; 2036-37: 5.39; 2037-38: 5.46; 2038-39: 5.53; 2039-40: 5.6; 2040-41: 5.66; 2041-42: 5.72; 2042-43: 5.79; 2043-44: 5.85; 2044-45: 5.92; 2045-46: 5.97; 2046-47: 6.02; 2047-48: 6.07; 2048-49: 6.12; 2049-50: 6.16
15BL | Water delivered unmeasured household | Input Note - consumption & uspl | Ml/d | 2 | 2019-20: 1.25; 2020-21: 1.19; 2021-22: 1.14; 2022-23: 1.08; 2023-24: 1.03; 2024-25: 0.97; 2025-26: 0.93; 2026-27: 0.89; 2027-28: 0.85; 2028-29: 0.81; 2029-30: 0.77; 2030-31: 0.73; 2031-32: 0.7; 2032-33: 0.66; 2033-34: 0.63; 2034-35: 0.6; 2035-36: 0.57; 2036-37: 0.54; 2037-38: 0.51; 2038-39: 0.49; 2039-40: 0.46; 2040-41: 0.43; 2041-42: 0.41; 2042-43: 0.38; 2043-44: 0.36; 2044-45: 0.34; 2045-46: 0.33; 2046-47: 0.32; 2047-48: 0.31; 2048-49: 0.3; 2049-50: 0.3
16BL | Percentage of consumption driven by climate change | Input | % | 1 | 2019-20: 0%; 2020-21: 0%; 2021-22: 0%; 2022-23: 0.1%; 2023-24: 0.1%; 2024-25: 0.1%; 2025-26: 0.1%; 2026-27: 0.1%; 2027-28: 0.1%; 2028-29: 0.2%; 2029-30: 0.2%; 2030-31: 0.2%; 2031-32: 0.2%; 2032-33: 0.3%; 2033-34: 0.3%; 2034-35: 0.3%; 2035-36: 0.4%; 2036-37: 0.4%; 2037-38: 0.4%; 2038-39: 0.5%; 2039-40: 0.5%; 2040-41: 0.6%; 2041-42: 0.6%; 2042-43: 0.6%; 2043-44: 0.7%; 2044-45: 0.7%; 2045-46: 0.8%; 2046-47: 0.8%; 2047-48: 0.8%; 2048-49: 0.8%; 2049-50: 0.9%
17BL | Volume of consumption driven by climate change | 16BL * (12BL + sum(13BL:15BL) - sum (23BL:26BL)) | Ml/d | 2 | 2019-20: 0; 2020-21: 0; 2021-22: 0; 2022-23: 0.0105; 2023-24: 0.01049; 2024-25: 0.01039; 2025-26: 0.01038; 2026-27: 0.01043; 2027-28: 0.01045; 2028-29: 0.02094; 2029-30: 0.02092; 2030-31: 0.02094; 2031-32: 0.02098; 2032-33: 0.03156; 2033-34: 0.03183; 2034-35: 0.03213; 2035-36: 0.04316; 2036-37: 0.04344; 2037-38: 0.04368; 2038-39: 0.055; 2039-40: 0.05535; 2040-41: 0.06672; 2041-42: 0.06696; 2042-43: 0.0672; 2043-44: 0.07868; 2044-45: 0.07903; 2045-46: 0.09072; 2046-47: 0.09104; 2047-48: 0.09144; 2048-49: 0.09168; 2049-50: 0.1035
18BL | Measured Household - PCC | ((14BL - 25BL) * 1,000,000) / (39BL *1,000) | l/h/d | 1 | 2019-20: 170.5476; 2020-21: 167.4918; 2021-22: 164.8371; 2022-23: 161.9392; 2023-24: 160.1916; 2024-25: 156.1825; 2025-26: 154.6324; 2026-27: 154.0887; 2027-28: 152.8046; 2028-29: 152.0734; 2029-30: 150.9446; 2030-31: 150.2428; 2031-32: 149.8942; 2032-33: 150.1017; 2033-34: 149.9911; 2034-35: 150.1712; 2035-36: 150.158; 2036-37: 150.4839; 2037-38: 150.7395; 2038-39: 151.2378; 2039-40: 151.6292; 2040-41: 151.7911; 2041-42: 151.9209; 2042-43: 151.9987; 2043-44: 152.1035; 2044-45: 152.4714; 2045-46: 152.6878; 2046-47: 152.9172; 2047-48: 153.1354; 2048-49: 153.0967; 2049-50: 153.2665
19BL | Unmeasured Household - PCC | ((15BL - 26BL) * 1,000,000) / (40BL *1,000) | l/h/d | 1 | 2019-20: 166.6192; 2020-21: 166.5675; 2021-22: 165.6347; 2022-23: 164.0676; 2023-24: 165.3879; 2024-25: 163.0824; 2025-26: 162.8604; 2026-27: 164.3192; 2027-28: 163.5992; 2028-29: 162.6364; 2029-30: 161.3626; 2030-31: 162.086; 2031-32: 162.6016; 2032-33: 160.2896; 2033-34: 160.1955; 2034-35: 162.6712; 2035-36: 162.2109; 2036-37: 161.4435; 2037-38: 160.3206; 2038-39: 162.3147; 2039-40: 164.2404; 2040-41: 162.2477; 2041-42: 163.9344; 2042-43: 161.1459; 2043-44: 162.5239; 2044-45: 163.8505; 2045-46: 168.4211; 2046-47: 167.6582; 2047-48: 166.6667; 2048-49: 165.5251; 2049-50: 165.5251
20BL | Average Household - PCC | (((14BL - 25BL) + (15BL - 26BL)) * 1,000,000) / ((39BL + 40BL) *1,000) | l/h/d | 1 | 2019-20: 169.7619; 2020-21: 167.3153; 2021-22: 164.9829; 2022-23: 162.3084; 2023-24: 161.0496; 2024-25: 157.2618; 2025-26: 155.8579; 2026-27: 155.5335; 2027-28: 154.2508; 2028-29: 153.4185; 2029-30: 152.2058; 2030-31: 151.6052; 2031-32: 151.2827; 2032-33: 151.1578; 2033-34: 150.9937; 2034-35: 151.3341; 2035-36: 151.2187; 2036-37: 151.3955; 2037-38: 151.4913; 2038-39: 152.0565; 2039-40: 152.5054; 2040-41: 152.4728; 2041-42: 152.6541; 2042-43: 152.5199; 2043-44: 152.6563; 2044-45: 153.0316; 2045-46: 153.4373; 2046-47: 153.5968; 2047-48: 153.7393; 2048-49: 153.6337; 2049-50: 153.7933
21BL | Water taken unbilled | Input | Ml/d | 2 | 2019-20: 0.2; 2020-21: 0.2; 2021-22: 0.22; 2022-23: 0.2; 2023-24: 0.2; 2024-25: 0.2; 2025-26: 0.19; 2026-27: 0.21; 2027-28: 0.17; 2028-29: 0.18; 2029-30: 0.18; 2030-31: 0.18; 2031-32: 0.18; 2032-33: 0.18; 2033-34: 0.17; 2034-35: 0.19; 2035-36: 0.19; 2036-37: 0.19; 2037-38: 0.19; 2038-39: 0.19; 2039-40: 0.19; 2040-41: 0.19; 2041-42: 0.18; 2042-43: 0.18; 2043-44: 0.18; 2044-45: 0.18; 2045-46: 0.18; 2046-47: 0.19; 2047-48: 0.18; 2048-49: 0.18; 2049-50: 0.18
22BL | Distribution system operational use | Input | Ml/d | 2 | 2019-20: 0.05; 2020-21: 0.05; 2021-22: 0.05; 2022-23: 0.05; 2023-24: 0.05; 2024-25: 0.05; 2025-26: 0.05; 2026-27: 0.05; 2027-28: 0.05; 2028-29: 0.05; 2029-30: 0.05; 2030-31: 0.05; 2031-32: 0.05; 2032-33: 0.05; 2033-34: 0.05; 2034-35: 0.05; 2035-36: 0.05; 2036-37: 0.05; 2037-38: 0.05; 2038-39: 0.05; 2039-40: 0.05; 2040-41: 0.05; 2041-42: 0.05; 2042-43: 0.05; 2043-44: 0.05; 2044-45: 0.05; 2045-46: 0.05; 2046-47: 0.05; 2047-48: 0.05; 2048-49: 0.05; 2049-50: 0.05
23BL | Measured Non Household - USPL | Input | Ml/d | 2 | 2019-20: 0.01; 2020-21: 0.01; 2021-22: 0.01; 2022-23: 0.01; 2023-24: 0.01; 2024-25: 0.01; 2025-26: 0.01; 2026-27: 0.01; 2027-28: 0.01; 2028-29: 0.01; 2029-30: 0.01; 2030-31: 0.01; 2031-32: 0.01; 2032-33: 0.01; 2033-34: 0.01; 2034-35: 0.01; 2035-36: 0.01; 2036-37: 0.01; 2037-38: 0.01; 2038-39: 0.01; 2039-40: 0.01; 2040-41: 0.01; 2041-42: 0.01; 2042-43: 0.01; 2043-44: 0.01; 2044-45: 0.01; 2045-46: 0.01; 2046-47: 0.01; 2047-48: 0.01; 2048-49: 0.01; 2049-50: 0.01
24BL | Unmeasured Non Household - USPL | Input | Ml/d | 2 | 2019-20: 0; 2020-21: 0; 2021-22: 0; 2022-23: 0; 2023-24: 0; 2024-25: 0; 2025-26: 0; 2026-27: 0; 2027-28: 0; 2028-29: 0; 2029-30: 0; 2030-31: 0; 2031-32: 0; 2032-33: 0; 2033-34: 0; 2034-35: 0; 2035-36: 0; 2036-37: 0; 2037-38: 0; 2038-39: 0; 2039-40: 0; 2040-41: 0; 2041-42: 0; 2042-43: 0; 2043-44: 0; 2044-45: 0; 2045-46: 0; 2046-47: 0; 2047-48: 0; 2048-49: 0; 2049-50: 0
25BL | Measured Household - USPL | Input | Ml/d | 2 | 2019-20: 0.19; 2020-21: 0.19; 2021-22: 0.18; 2022-23: 0.18; 2023-24: 0.18; 2024-25: 0.17; 2025-26: 0.17; 2026-27: 0.16; 2027-28: 0.16; 2028-29: 0.15; 2029-30: 0.15; 2030-31: 0.15; 2031-32: 0.14; 2032-33: 0.14; 2033-34: 0.15; 2034-35: 0.15; 2035-36: 0.15; 2036-37: 0.15; 2037-38: 0.16; 2038-39: 0.16; 2039-40: 0.16; 2040-41: 0.16; 2041-42: 0.16; 2042-43: 0.17; 2043-44: 0.17; 2044-45: 0.17; 2045-46: 0.17; 2046-47: 0.17; 2047-48: 0.17; 2048-49: 0.18; 2049-50: 0.18
26BL | Unmeasured Household - USPL | Input | Ml/d | 2 | 2019-20: 0.08; 2020-21: 0.07; 2021-22: 0.07; 2022-23: 0.07; 2023-24: 0.06; 2024-25: 0.06; 2025-26: 0.06; 2026-27: 0.05; 2027-28: 0.05; 2028-29: 0.05; 2029-30: 0.05; 2030-31: 0.04; 2031-32: 0.04; 2032-33: 0.04; 2033-34: 0.04; 2034-35: 0.03; 2035-36: 0.03; 2036-37: 0.03; 2037-38: 0.03; 2038-39: 0.03; 2039-40: 0.02; 2040-41: 0.02; 2041-42: 0.02; 2042-43: 0.02; 2043-44: 0.02; 2044-45: 0.02; 2045-46: 0.01; 2046-47: 0.01; 2047-48: 0.01; 2048-49: 0.01; 2049-50: 0.01
27BL | Void Properties - USPL | Input | Ml/d | 2 | 2019-20: 0.01; 2020-21: 0.01; 2021-22: 0.01; 2022-23: 0.01; 2023-24: 0.01; 2024-25: 0.01; 2025-26: 0.01; 2026-27: 0.01; 2027-28: 0.02; 2028-29: 0.02; 2029-30: 0.02; 2030-31: 0.02; 2031-32: 0.02; 2032-33: 0.02; 2033-34: 0.02; 2034-35: 0.02; 2035-36: 0.02; 2036-37: 0.02; 2037-38: 0.02; 2038-39: 0.02; 2039-40: 0.02; 2040-41: 0.02; 2041-42: 0.02; 2042-43: 0.02; 2043-44: 0.02; 2044-45: 0.02; 2045-46: 0.02; 2046-47: 0.02; 2047-48: 0.02; 2048-49: 0.02; 2049-50: 0.02
28BL | Distribution losses | Input | Ml/d | 2 | 2019-20: 1.14; 2020-21: 1.12; 2021-22: 1.11; 2022-23: 1.09; 2023-24: 1.07; 2024-25: 1.05; 2025-26: 1.05; 2026-27: 1.05; 2027-28: 1.05; 2028-29: 1.05; 2029-30: 1.05; 2030-31: 1.05; 2031-32: 1.05; 2032-33: 1.05; 2033-34: 1.05; 2034-35: 1.05; 2035-36: 1.05; 2036-37: 1.05; 2037-38: 1.05; 2038-39: 1.05; 2039-40: 1.05; 2040-41: 1.05; 2041-42: 1.05; 2042-43: 1.05; 2043-44: 1.05; 2044-45: 1.05; 2045-46: 1.05; 2046-47: 1.05; 2047-48: 1.05; 2048-49: 1.05; 2049-50: 1.05
29BL | Total Leakage | sum (23BL:28BL) | Ml/d | 2 | 2019-20: 1.43; 2020-21: 1.4; 2021-22: 1.38; 2022-23: 1.36; 2023-24: 1.33; 2024-25: 1.3; 2025-26: 1.3; 2026-27: 1.28; 2027-28: 1.29; 2028-29: 1.28; 2029-30: 1.28; 2030-31: 1.27; 2031-32: 1.26; 2032-33: 1.26; 2033-34: 1.27; 2034-35: 1.26; 2035-36: 1.26; 2036-37: 1.26; 2037-38: 1.27; 2038-39: 1.27; 2039-40: 1.26; 2040-41: 1.26; 2041-42: 1.26; 2042-43: 1.27; 2043-44: 1.27; 2044-45: 1.27; 2045-46: 1.26; 2046-47: 1.26; 2047-48: 1.26; 2048-49: 1.27; 2049-50: 1.27
30BL | Leakage/property | (29BL * 1,000,000) / (36BL * 1,000) | l/prop/d | 2 | 2019-20: 89.8749; 2020-21: 87.8459; 2021-22: 86.3255; 2022-23: 84.5666; 2023-24: 82.5267; 2024-25: 80.1331; 2025-26: 79.4475; 2026-27: 77.3227; 2027-28: 77.1116; 2028-29: 75.8653; 2029-30: 75.2764; 2030-31: 74.1519; 2031-32: 73.0562; 2032-33: 72.5472; 2033-34: 72.6212; 2034-35: 71.5665; 2035-36: 71.1181; 2036-37: 70.6595; 2037-38: 70.756; 2038-39: 70.2978; 2039-40: 69.2841; 2040-41: 68.8337; 2041-42: 68.3779; 2042-43: 68.4747; 2043-44: 68.0381; 2044-45: 67.6107; 2045-46: 66.6667; 2046-47: 66.2565; 2047-48: 65.8617; 2048-49: 65.9946; 2049-50: 65.6229
31BL | Measured Non Household - properties | Input | 000's | 2 | 2019-20: 0.976; 2020-21: 0.995; 2021-22: 1.016; 2022-23: 1.034; 2023-24: 1.053; 2024-25: 1.075; 2025-26: 1.095; 2026-27: 1.113; 2027-28: 1.131; 2028-29: 1.148; 2029-30: 1.166; 2030-31: 1.18; 2031-32: 1.191; 2032-33: 1.202; 2033-34: 1.213; 2034-35: 1.223; 2035-36: 1.232; 2036-37: 1.242; 2037-38: 1.251; 2038-39: 1.259; 2039-40: 1.268; 2040-41: 1.277; 2041-42: 1.286; 2042-43: 1.294; 2043-44: 1.302; 2044-45: 1.311; 2045-46: 1.319; 2046-47: 1.327; 2047-48: 1.335; 2048-49: 1.344; 2049-50: 1.352
32BL | Unmeasured Non Household - properties | Input | 000's | 2 | 2019-20: 0.004; 2020-21: 0.004; 2021-22: 0.004; 2022-23: 0.004; 2023-24: 0.004; 2024-25: 0.004; 2025-26: 0.004; 2026-27: 0.004; 2027-28: 0.005; 2028-29: 0.005; 2029-30: 0.005; 2030-31: 0.005; 2031-32: 0.005; 2032-33: 0.005; 2033-34: 0.005; 2034-35: 0.005; 2035-36: 0.005; 2036-37: 0.005; 2037-38: 0.005; 2038-39: 0.005; 2039-40: 0.005; 2040-41: 0.005; 2041-42: 0.005; 2042-43: 0.005; 2043-44: 0.005; 2044-45: 0.005; 2045-46: 0.005; 2046-47: 0.005; 2047-48: 0.005; 2048-49: 0.005; 2049-50: 0.005
33BL | All void non-households - properties | Input | 000's | 2 | 2019-20: 0; 2020-21: 0; 2021-22: 0; 2022-23: 0; 2023-24: 0; 2024-25: 0; 2025-26: 0; 2026-27: 0; 2027-28: 0; 2028-29: 0; 2029-30: 0; 2030-31: 0; 2031-32: 0; 2032-33: 0; 2033-34: 0; 2034-35: 0; 2035-36: 0; 2036-37: 0; 2037-38: 0; 2038-39: 0; 2039-40: 0; 2040-41: 0; 2041-42: 0; 2042-43: 0; 2043-44: 0; 2044-45: 0; 2045-46: 0; 2046-47: 0; 2047-48: 0; 2048-49: 0; 2049-50: 0
34BL | Measured households - properties (excl. void) | Year before + sum (34.1BL:34.6BL) | 000's | 2 | 2019-20: 12.85; 2020-21: 12.947; 2021-22: 13.053; 2022-23: 13.222; 2023-24: 13.325; 2024-25: 13.495; 2025-26: 13.684; 2026-27: 13.924; 2027-28: 14.144; 2028-29: 14.332; 2029-30: 14.506; 2030-31: 14.674; 2031-32: 14.838; 2032-33: 15.003; 2033-34: 15.163; 2034-35: 15.32; 2035-36: 15.471; 2036-37: 15.622; 2037-38: 15.774; 2038-39: 15.926; 2039-40: 16.077; 2040-41: 16.228; 2041-42: 16.378; 2042-43: 16.527; 2043-44: 16.673; 2044-45: 16.816; 2045-46: 16.936; 2046-47: 17.055; 2047-48: 17.172; 2048-49: 17.286; 2049-50: 17.385
34.1BL | New build properties - properties | Input (new builds in each year) | 000's | 2 | 2019-20: -0.031; 2020-21: -0.015; 2021-22: 0.001; 2022-23: 0.073; 2023-24: 0.012; 2024-25: 0.082; 2025-26: 0.117; 2026-27: 0.17; 2027-28: 0.154; 2028-29: 0.124; 2029-30: 0.112; 2030-31: 0.108; 2031-32: 0.106; 2032-33: 0.11; 2033-34: 0.108; 2034-35: 0.106; 2035-36: 0.102; 2036-37: 0.103; 2037-38: 0.106; 2038-39: 0.107; 2039-40: 0.108; 2040-41: 0.11; 2041-42: 0.111; 2042-43: 0.111; 2043-44: 0.109; 2044-45: 0.107; 2045-46: 0.107; 2046-47: 0.106; 2047-48: 0.105; 2048-49: 0.102; 2049-50: 0.099
34.2BL | Meter optants - properties | Input (meter optants in each year) | 000's | 2 | 2019-20: 0.078; 2020-21: 0.074; 2021-22: 0.068; 2022-23: 0.06; 2023-24: 0.057; 2024-25: 0.055; 2025-26: 0.04; 2026-27: 0.039; 2027-28: 0.037; 2028-29: 0.036; 2029-30: 0.035; 2030-31: 0.034; 2031-32: 0.033; 2032-33: 0.032; 2033-34: 0.03; 2034-35: 0.029; 2035-36: 0.028; 2036-37: 0.028; 2037-38: 0.027; 2038-39: 0.026; 2039-40: 0.025; 2040-41: 0.024; 2041-42: 0.023; 2042-43: 0.022; 2043-44: 0.022; 2044-45: 0.021; 2045-46: 0; 2046-47: 0; 2047-48: 0; 2048-49: 0; 2049-50: 0
34.3BL | Compulsory metering - properties | Input (compulsory meters in each year) | 000's | 2 | 2019-20: 0; 2020-21: 0; 2021-22: 0; 2022-23: 0; 2023-24: 0; 2024-25: 0; 2025-26: 0; 2026-27: 0; 2027-28: 0; 2028-29: 0; 2029-30: 0; 2030-31: 0; 2031-32: 0; 2032-33: 0; 2033-34: 0; 2034-35: 0; 2035-36: 0; 2036-37: 0; 2037-38: 0; 2038-39: 0; 2039-40: 0; 2040-41: 0; 2041-42: 0; 2042-43: 0; 2043-44: 0; 2044-45: 0; 2045-46: 0; 2046-47: 0; 2047-48: 0; 2048-49: 0; 2049-50: 0
34.4BL | Metering on change of occupancy - properties | Input (change of occupancy meters in each year) | 000's | 2 | 2019-20: 0.038; 2020-21: 0.036; 2021-22: 0.035; 2022-23: 0.034; 2023-24: 0.032; 2024-25: 0.031; 2025-26: 0.03; 2026-27: 0.029; 2027-28: 0.027; 2028-29: 0.026; 2029-30: 0.025; 2030-31: 0.024; 2031-32: 0.023; 2032-33: 0.022; 2033-34: 0.021; 2034-35: 0.021; 2035-36: 0.02; 2036-37: 0.019; 2037-38: 0.018; 2038-39: 0.018; 2039-40: 0.017; 2040-41: 0.016; 2041-42: 0.015; 2042-43: 0.015; 2043-44: 0.014; 2044-45: 0.014; 2045-46: 0.013; 2046-47: 0.013; 2047-48: 0.012; 2048-49: 0.012; 2049-50: 0
34.5BL | Selective metering - properties | Input (selective meters in each year) | 000's | 2 | 2019-20: 0.002; 2020-21: 0.002; 2021-22: 0.002; 2022-23: 0.002; 2023-24: 0.002; 2024-25: 0.002; 2025-26: 0.002; 2026-27: 0.002; 2027-28: 0.002; 2028-29: 0.002; 2029-30: 0.002; 2030-31: 0.002; 2031-32: 0.002; 2032-33: 0.001; 2033-34: 0.001; 2034-35: 0.001; 2035-36: 0.001; 2036-37: 0.001; 2037-38: 0.001; 2038-39: 0.001; 2039-40: 0.001; 2040-41: 0.001; 2041-42: 0.001; 2042-43: 0.001; 2043-44: 0.001; 2044-45: 0.001; 2045-46: 0; 2046-47: 0; 2047-48: 0; 2048-49: 0; 2049-50: 0
34.6BL | Other changes to existing metering - properties | Input (other changes to meters in each year) | 000's | 2 | 2019-20: 0; 2020-21: 0; 2021-22: 0; 2022-23: 0; 2023-24: 0; 2024-25: 0; 2025-26: 0; 2026-27: 0; 2027-28: 0; 2028-29: 0; 2029-30: 0; 2030-31: 0; 2031-32: 0; 2032-33: 0; 2033-34: 0; 2034-35: 0; 2035-36: 0; 2036-37: 0; 2037-38: 0; 2038-39: 0; 2039-40: 0; 2040-41: 0; 2041-42: 0; 2042-43: 0; 2043-44: 0; 2044-45: 0; 2045-46: 0; 2046-47: 0; 2047-48: 0; 2048-49: 0; 2049-50: 0
34.7BL | Measured household void properties | Input | 000's | 2 | 2019-20: 0.22; 2020-21: 0.225; 2021-22: 0.229; 2022-23: 0.235; 2023-24: 0.24; 2024-25: 0.244; 2025-26: 0.248; 2026-27: 0.252; 2027-28: 0.256; 2028-29: 0.259; 2029-30: 0.262; 2030-31: 0.264; 2031-32: 0.267; 2032-33: 0.269; 2033-34: 0.272; 2034-35: 0.275; 2035-36: 0.277; 2036-37: 0.28; 2037-38: 0.283; 2038-39: 0.285; 2039-40: 0.288; 2040-41: 0.29; 2041-42: 0.293; 2042-43: 0.296; 2043-44: 0.298; 2044-45: 0.3; 2045-46: 0.302; 2046-47: 0.304; 2047-48: 0.306; 2048-49: 0.308; 2049-50: 0.31
35BL | Unmeasured households - properties (excl. void) | Input | 000's | 2 | 2019-20: 1.83; 2020-21: 1.736; 2021-22: 1.655; 2022-23: 1.56; 2023-24: 1.468; 2024-25: 1.38; 2025-26: 1.308; 2026-27: 1.239; 2027-28: 1.172; 2028-29: 1.108; 2029-30: 1.046; 2030-31: 0.986; 2031-32: 0.929; 2032-33: 0.873; 2033-34: 0.82; 2034-35: 0.769; 2035-36: 0.719; 2036-37: 0.671; 2037-38: 0.625; 2038-39: 0.581; 2039-40: 0.538; 2040-41: 0.496; 2041-42: 0.457; 2042-43: 0.418; 2043-44: 0.381; 2044-45: 0.346; 2045-46: 0.332; 2046-47: 0.32; 2047-48: 0.308; 2048-49: 0.296; 2049-50: 0.296
35.1BL | Unmeasured household void properties | Input | 000's | 2 | 2019-20: 0.031; 2020-21: 0.03; 2021-22: 0.029; 2022-23: 0.027; 2023-24: 0.026; 2024-25: 0.025; 2025-26: 0.024; 2026-27: 0.022; 2027-28: 0.021; 2028-29: 0.02; 2029-30: 0.019; 2030-31: 0.018; 2031-32: 0.017; 2032-33: 0.016; 2033-34: 0.015; 2034-35: 0.014; 2035-36: 0.013; 2036-37: 0.012; 2037-38: 0.011; 2038-39: 0.01; 2039-40: 0.01; 2040-41: 0.009; 2041-42: 0.008; 2042-43: 0.007; 2043-44: 0.007; 2044-45: 0.006; 2045-46: 0.006; 2046-47: 0.006; 2047-48: 0.005; 2048-49: 0.005; 2049-50: 0.005
36BL | Total Resource Zone Properties (incl. voids) | sum (31BL:34BL) + 34.7BL + 35BL + 35.1BL | 000's | 2 | 2019-20: 15.911; 2020-21: 15.937; 2021-22: 15.986; 2022-23: 16.082; 2023-24: 16.116; 2024-25: 16.223; 2025-26: 16.363; 2026-27: 16.554; 2027-28: 16.729; 2028-29: 16.872; 2029-30: 17.004; 2030-31: 17.127; 2031-32: 17.247; 2032-33: 17.368; 2033-34: 17.488; 2034-35: 17.606; 2035-36: 17.717; 2036-37: 17.832; 2037-38: 17.949; 2038-39: 18.066; 2039-40: 18.186; 2040-41: 18.305; 2041-42: 18.427; 2042-43: 18.547; 2043-44: 18.666; 2044-45: 18.784; 2045-46: 18.9; 2046-47: 19.017; 2047-48: 19.131; 2048-49: 19.244; 2049-50: 19.353
37BL | Measured Non Household - Population | Input | 000's | 2 | 2019-20: 0.234; 2020-21: 0.239; 2021-22: 0.243; 2022-23: 0.248; 2023-24: 0.253; 2024-25: 0.258; 2025-26: 0.261; 2026-27: 0.267; 2027-28: 0.273; 2028-29: 0.278; 2029-30: 0.284; 2030-31: 0.29; 2031-32: 0.3; 2032-33: 0.308; 2033-34: 0.314; 2034-35: 0.319; 2035-36: 0.323; 2036-37: 0.328; 2037-38: 0.333; 2038-39: 0.338; 2039-40: 0.343; 2040-41: 0.348; 2041-42: 0.355; 2042-43: 0.361; 2043-44: 0.369; 2044-45: 0.376; 2045-46: 0.384; 2046-47: 0.393; 2047-48: 0.401; 2048-49: 0.41; 2049-50: 0.418
38BL | Unmeasured Non Household - Population | Input | 000's | 2 | 2019-20: 0.001; 2020-21: 0.001; 2021-22: 0.001; 2022-23: 0.001; 2023-24: 0.001; 2024-25: 0.001; 2025-26: 0.001; 2026-27: 0.001; 2027-28: 0.001; 2028-29: 0.001; 2029-30: 0.001; 2030-31: 0.001; 2031-32: 0.001; 2032-33: 0.001; 2033-34: 0.001; 2034-35: 0.001; 2035-36: 0.001; 2036-37: 0.001; 2037-38: 0.001; 2038-39: 0.001; 2039-40: 0.001; 2040-41: 0.001; 2041-42: 0.001; 2042-43: 0.001; 2043-44: 0.001; 2044-45: 0.002; 2045-46: 0.002; 2046-47: 0.002; 2047-48: 0.002; 2048-49: 0.002; 2049-50: 0.002
39BL | Measured Household - Population | Input | 000's | 2 | 2019-20: 28.086; 2020-21: 28.479; 2021-22: 28.877; 2022-23: 29.332; 2023-24: 29.652; 2024-25: 30.093; 2025-26: 30.524; 2026-27: 31.086; 2027-28: 31.609; 2028-29: 32.024; 2029-30: 32.396; 2030-31: 32.747; 2031-32: 33.09; 2032-33: 33.444; 2033-34: 33.802; 2034-35: 34.161; 2035-36: 34.497; 2036-37: 34.821; 2037-38: 35.16; 2038-39: 35.507; 2039-40: 35.877; 2040-41: 36.234; 2041-42: 36.598; 2042-43: 36.974; 2043-44: 37.343; 2044-45: 37.712; 2045-46: 37.986; 2046-47: 38.256; 2047-48: 38.528; 2048-49: 38.799; 2049-50: 39.017
40BL | Unmeasured Household - Population | Input | 000's | 2 | 2019-20: 7.022; 2020-21: 6.724; 2021-22: 6.46; 2022-23: 6.156; 2023-24: 5.865; 2024-25: 5.58; 2025-26: 5.342; 2026-27: 5.112; 2027-28: 4.89; 2028-29: 4.673; 2029-30: 4.462; 2030-31: 4.257; 2031-32: 4.059; 2032-33: 3.868; 2033-34: 3.683; 2034-35: 3.504; 2035-36: 3.329; 2036-37: 3.159; 2037-38: 2.994; 2038-39: 2.834; 2039-40: 2.679; 2040-41: 2.527; 2041-42: 2.379; 2042-43: 2.234; 2043-44: 2.092; 2044-45: 1.953; 2045-46: 1.9; 2046-47: 1.849; 2047-48: 1.8; 2048-49: 1.752; 2049-50: 1.752
41BL | Total Resource Zone Population | sum (37BL:40BL) | 000's | 2 | 2019-20: 35.343; 2020-21: 35.443; 2021-22: 35.581; 2022-23: 35.737; 2023-24: 35.771; 2024-25: 35.932; 2025-26: 36.128; 2026-27: 36.466; 2027-28: 36.773; 2028-29: 36.976; 2029-30: 37.143; 2030-31: 37.295; 2031-32: 37.45; 2032-33: 37.621; 2033-34: 37.8; 2034-35: 37.985; 2035-36: 38.15; 2036-37: 38.309; 2037-38: 38.488; 2038-39: 38.68; 2039-40: 38.9; 2040-41: 39.11; 2041-42: 39.333; 2042-43: 39.57; 2043-44: 39.805; 2044-45: 40.043; 2045-46: 40.272; 2046-47: 40.5; 2047-48: 40.731; 2048-49: 40.963; 2049-50: 41.189
42BL | Average household occupancy rate (excl. voids) | (39BL + 40BL) / (34BL + 35BL) | h/prop | 1 | 2019-20: 2.3916; 2020-21: 2.3975; 2021-22: 2.4026; 2022-23: 2.4008; 2023-24: 2.4009; 2024-25: 2.3982; 2025-26: 2.3923; 2026-27: 2.3873; 2027-28: 2.3831; 2028-29: 2.3767; 2029-30: 2.37; 2030-31: 2.363; 2031-32: 2.3561; 2032-33: 2.3502; 2033-34: 2.3453; 2034-35: 2.341; 2035-36: 2.3364; 2036-37: 2.3311; 2037-38: 2.3266; 2038-39: 2.3227; 2039-40: 2.3206; 2040-41: 2.3177; 2041-42: 2.3152; 2042-43: 2.3138; 2043-44: 2.3124; 2044-45: 2.3112; 2045-46: 2.3098; 2046-47: 2.3082; 2047-48: 2.3071; 2048-49: 2.3064; 2049-50: 2.3058
43BL | Total Household Metering penetration (excl. voids) | 34BL / (34BL + 35BL) | % | 1 | 2019-20: 87.53%; 2020-21: 88.18%; 2021-22: 88.75%; 2022-23: 89.45%; 2023-24: 90.08%; 2024-25: 90.72%; 2025-26: 91.28%; 2026-27: 91.83%; 2027-28: 92.35%; 2028-29: 92.82%; 2029-30: 93.27%; 2030-31: 93.7%; 2031-32: 94.11%; 2032-33: 94.5%; 2033-34: 94.87%; 2034-35: 95.22%; 2035-36: 95.56%; 2036-37: 95.88%; 2037-38: 96.19%; 2038-39: 96.48%; 2039-40: 96.76%; 2040-41: 97.03%; 2041-42: 97.29%; 2042-43: 97.53%; 2043-44: 97.77%; 2044-45: 97.98%; 2045-46: 98.08%; 2046-47: 98.16%; 2047-48: 98.24%; 2048-49: 98.32%; 2049-50: 98.33%
44BL | Total Household Metering penetration (incl. voids) | (34BL) / (34BL + 34.7BL + 35BL + 35.1BL) | % | 1 | 2019-20: 86.06%; 2020-21: 86.67%; 2021-22: 87.22%; 2022-23: 87.89%; 2023-24: 88.49%; 2024-25: 89.11%; 2025-26: 89.65%; 2026-27: 90.2%; 2027-28: 90.71%; 2028-29: 91.18%; 2029-30: 91.62%; 2030-31: 92.05%; 2031-32: 92.44%; 2032-33: 92.83%; 2033-34: 93.2%; 2034-35: 93.54%; 2035-36: 93.88%; 2036-37: 94.19%; 2037-38: 94.49%; 2038-39: 94.79%; 2039-40: 95.06%; 2040-41: 95.33%; 2041-42: 95.58%; 2042-43: 95.82%; 2043-44: 96.05%; 2044-45: 96.27%; 2045-46: 96.36%; 2046-47: 96.44%; 2047-48: 96.52%; 2048-49: 96.6%; 2049-50: 96.6%
45BL | Distribution input | sum (12BL:15BL) +21BL + 22BL + 27BL + 28BL | Ml/d | 2 | 2019-20: 12.35; 2020-21: 12.26; 2021-22: 12.22; 2022-23: 12.11; 2023-24: 12.07; 2024-25: 11.94; 2025-26: 11.92; 2026-27: 11.97; 2027-28: 11.96; 2028-29: 11.98; 2029-30: 11.97; 2030-31: 11.97; 2031-32: 11.98; 2032-33: 12.01; 2033-34: 12.1; 2034-35: 12.21; 2035-36: 12.29; 2036-37: 12.36; 2037-38: 12.43; 2038-39: 12.51; 2039-40: 12.57; 2040-41: 12.62; 2041-42: 12.65; 2042-43: 12.7; 2043-44: 12.74; 2044-45: 12.79; 2045-46: 12.83; 2046-47: 12.88; 2047-48: 12.92; 2048-49: 12.96; 2049-50: 13
46BL | Target headroom (climate change component) | Input | Ml/d | 2 | 2019-20: 0.00067664; 2020-21: 0.00067664; 2021-22: 0.00067664; 2022-23: 0.00067664; 2023-24: 0.00067664; 2024-25: 0.00067664; 2025-26: 0.00067664; 2026-27: 0.0010716; 2027-28: 8.4744e-05; 2028-29: 0.0016893; 2029-30: 0.00072115; 2030-31: 0.0016084; 2031-32: 0.00177; 2032-33: 0.00054815; 2033-34: 0.0006108; 2034-35: 0.0014595; 2035-36: 0.0016149; 2036-37: 0.0024791; 2037-38: 0.0038312; 2038-39: 0.0024519; 2039-40: 0; 2040-41: 0; 2041-42: 0; 2042-43: 0; 2043-44: 0; 2044-45: 0; 2045-46: 0; 2046-47: 0; 2047-48: 0; 2048-49: 0; 2049-50: 0
47BL | Target headroom (All other components) | Input | Ml/d | 2 | 2019-20: 0.5626; 2020-21: 0.5626; 2021-22: 0.5626; 2022-23: 0.5626; 2023-24: 0.5626; 2024-25: 0.5626; 2025-26: 0.5626; 2026-27: 0.56701; 2027-28: 0.55504; 2028-29: 0.56881; 2029-30: 0.71226; 2030-31: 0.71227; 2031-32: 0.73737; 2032-33: 0.7649; 2033-34: 0.78827; 2034-35: 0.83009; 2035-36: 0.66219; 2036-37: 0.58854; 2037-38: 0.61545; 2038-39: 0.6473; 2039-40: 0.48086; 2040-41: 0.49497; 2041-42: 0.51272; 2042-43: 0.53163; 2043-44: 0.54201; 2044-45: 0.56034; 2045-46: 0.465; 2046-47: 0.46571; 2047-48: 0.47633; 2048-49: 0.48728; 2049-50: 0.48662
48BL | Target Headroom | 46BL + 47BL | Ml/d | 2 | 2019-20: 0.56327; 2020-21: 0.56327; 2021-22: 0.56327; 2022-23: 0.56327; 2023-24: 0.56327; 2024-25: 0.56327; 2025-26: 0.56327; 2026-27: 0.56808; 2027-28: 0.55513; 2028-29: 0.5705; 2029-30: 0.71298; 2030-31: 0.71388; 2031-32: 0.73914; 2032-33: 0.76545; 2033-34: 0.78888; 2034-35: 0.83155; 2035-36: 0.66381; 2036-37: 0.59102; 2037-38: 0.61928; 2038-39: 0.64975; 2039-40: 0.48086; 2040-41: 0.49497; 2041-42: 0.51272; 2042-43: 0.53163; 2043-44: 0.54201; 2044-45: 0.56034; 2045-46: 0.465; 2046-47: 0.46571; 2047-48: 0.47633; 2048-49: 0.48728; 2049-50: 0.48662
49BL | Available Headroom | 11BL - 45BL | Ml/d | 2 | 2019-20: 5.18; 2020-21: 5.27; 2021-22: 5.31; 2022-23: 5.42; 2023-24: 5.46; 2024-25: 5.59; 2025-26: 5.61; 2026-27: 5.56; 2027-28: 5.57; 2028-29: 5.55; 2029-30: 5.56; 2030-31: 5.56; 2031-32: 5.55; 2032-33: 5.52; 2033-34: 5.43; 2034-35: 5.32; 2035-36: 5.24; 2036-37: 5.17; 2037-38: 5.1; 2038-39: 5.02; 2039-40: 4.96; 2040-41: 4.91; 2041-42: 4.88; 2042-43: 4.83; 2043-44: 4.79; 2044-45: 4.74; 2045-46: 1.49; 2046-47: 1.44; 2047-48: 1.4; 2048-49: 1.36; 2049-50: 1.32
49.1BL | Available non-potable balance (if applicable) | 1.1BL -12.1BL | Ml/d | 2 | 2019-20: 0; 2020-21: 0; 2021-22: 0; 2022-23: 0; 2023-24: 0; 2024-25: 0; 2025-26: 0; 2026-27: 0; 2027-28: 0; 2028-29: 0; 2029-30: 0; 2030-31: 0; 2031-32: 0; 2032-33: 0; 2033-34: 0; 2034-35: 0; 2035-36: 0; 2036-37: 0; 2037-38: 0; 2038-39: 0; 2039-40: 0; 2040-41: 0; 2041-42: 0; 2042-43: 0; 2043-44: 0; 2044-45: 0; 2045-46: 0; 2046-47: 0; 2047-48: 0; 2048-49: 0; 2049-50: 0
50BL | Supply Demand Balance |  | Ml/d | 2 | 2019-20: 4.6167; 2020-21: 4.7067; 2021-22: 4.7467; 2022-23: 4.8567; 2023-24: 4.8967; 2024-25: 5.0267; 2025-26: 5.0467; 2026-27: 4.9919; 2027-28: 5.0149; 2028-29: 4.9795; 2029-30: 4.847; 2030-31: 4.8461; 2031-32: 4.8109; 2032-33: 4.7545; 2033-34: 4.6411; 2034-35: 4.4884; 2035-36: 4.5762; 2036-37: 4.579; 2037-38: 4.4807; 2038-39: 4.3702; 2039-40: 4.4791; 2040-41: 4.415; 2041-42: 4.3673; 2042-43: 4.2984; 2043-44: 4.248; 2044-45: 4.1797; 2045-46: 1.025; 2046-47: 0.97429; 2047-48: 0.92367; 2048-49: 0.87272; 2049-50: 0.83338
Table 3e: DYCP - Final plan Options | Back to top of sheet
WRMP24 reference | Option type | Cat ID | Unit | Decimal places | 2019-20 | 2020-21 | 2021-22 | 2022-23 | 2023-24 | 2024-25 | 2025-26 | 2026-27 | 2027-28 | 2028-29 | 2029-30 | 2030-31 | 2031-32 | 2032-33 | 2033-34 | 2034-35 | 2035-36 | 2036-37 | 2037-38 | 2038-39 | 2039-40 | 2040-41 | 2041-42 | 2042-43 | 2043-44 | 2044-45 | 2045-46 | 2046-47 | 2047-48 | 2048-49 | 2049-50 | 2050-51 | 2051-52 | 2052-53 | 2053-54 | 2054-55 | 2055-56 | 2056-57 | 2057-58 | 2058-59 | 2059-60 | 2060-61 | 2061-62 | 2062-63 | 2063-64 | 2064-65 | 2065-66 | 2066-67 | 2067-68 | 2068-69 | 2069-70 | 2070-71 | 2071-72 | 2072-73 | 2073-74 | 2074-75 | 2075-76 | 2076-77 | 2077-78 | 2078-79 | 2079-80 | 2080-81 | 2081-82 | 2082-83 | 2083-84 | 2084-85 | 2085-86 | 2086-87 | 2087-88 | 2088-89 | 2089-90 | 2090-91 | 2091-92 | 2092-93 | 2093-94 | 2094-95 | 2095-96 | 2096-97 | 2097-98 | 2098-99 | 2099-100
1.11FP | Non potable supplies input reductions as -ve and increases as +ve | RSNPS | Ml/d | 2 | 2019-20: 0; 2020-21: 0; 2021-22: 0; 2022-23: 0; 2023-24: 0; 2024-25: 0; 2025-26: 0; 2026-27: 0; 2027-28: 0; 2028-29: 0; 2029-30: 0; 2030-31: 0; 2031-32: 0; 2032-33: 0; 2033-34: 0; 2034-35: 0; 2035-36: 0; 2036-37: 0; 2037-38: 0; 2038-39: 0; 2039-40: 0; 2040-41: 0; 2041-42: 0; 2042-43: 0; 2043-44: 0; 2044-45: 0; 2045-46: 0; 2046-47: 0; 2047-48: 0; 2048-49: 0; 2049-50: 0
2.1FP | Raw water imports | RSRWI | Ml/d | 2 | 2019-20: 0; 2020-21: 0; 2021-22: 0; 2022-23: 0; 2023-24: 0; 2024-25: 0; 2025-26: 0; 2026-27: 0; 2027-28: 0; 2028-29: 0; 2029-30: 0; 2030-31: 0; 2031-32: 0; 2032-33: 0; 2033-34: 0; 2034-35: 0; 2035-36: 0; 2036-37: 0; 2037-38: 0; 2038-39: 0; 2039-40: 0; 2040-41: 0; 2041-42: 0; 2042-43: 0; 2043-44: 0; 2044-45: 0; 2045-46: 0; 2046-47: 0; 2047-48: 0; 2048-49: 0; 2049-50: 0
3.1FP | Potable water imports input reductions as -ve | RSPWI | Ml/d | 2 | 2019-20: 0; 2020-21: 0; 2021-22: 0; 2022-23: 0; 2023-24: 0; 2024-25: 0; 2025-26: 0; 2026-27: 0; 2027-28: 0; 2028-29: 0; 2029-30: 0; 2030-31: -0.27; 2031-32: -0.27; 2032-33: -0.27; 2033-34: -0.27; 2034-35: -0.27; 2035-36: -0.27; 2036-37: -0.27; 2037-38: -0.27; 2038-39: -0.27; 2039-40: -0.27; 2040-41: -0.27; 2041-42: -2.72; 2042-43: -2.73; 2043-44: -2.73; 2044-45: -2.63; 2045-46: -2.615; 2046-47: -2.63; 2047-48: -2.65; 2048-49: -2.65; 2049-50: -2.66
4.1FP | Raw water exports input reductions as +ve and increases as -ve | RSRWE | Ml/d | 2 | 2019-20: 0; 2020-21: 0; 2021-22: 0; 2022-23: 0; 2023-24: 0; 2024-25: 0; 2025-26: 0; 2026-27: 0; 2027-28: 0; 2028-29: 0; 2029-30: 0; 2030-31: 0; 2031-32: 0; 2032-33: 0; 2033-34: 0; 2034-35: 0; 2035-36: 0; 2036-37: 0; 2037-38: 0; 2038-39: 0; 2039-40: 0; 2040-41: 0; 2041-42: 0; 2042-43: 0; 2043-44: 0; 2044-45: 0; 2045-46: 0; 2046-47: 0; 2047-48: 0; 2048-49: 0; 2049-50: 0
5.1FP | Potable water exports input reductions as +ve and increases as -ve | RSPWE | Ml/d | 2 | 2019-20: 0; 2020-21: 0; 2021-22: 0; 2022-23: 0; 2023-24: 0; 2024-25: 0; 2025-26: 0.001; 2026-27: 0.001; 2027-28: 0.001; 2028-29: 0.001; 2029-30: 0.001; 2030-31: 0.001; 2031-32: 0.001; 2032-33: 4.51; 2033-34: 4.51; 2034-35: 2.711; 2035-36: 4.51; 2036-37: 4.51; 2037-38: 2.711; 2038-39: 2.711; 2039-40: 2.711; 2040-41: 4.51; 2041-42: 2.711; 2042-43: 2.711; 2043-44: 4.51; 2044-45: 5.22; 2045-46: 2.711; 2046-47: 4.51; 2047-48: 4.51; 2048-49: 2.711; 2049-50: 4.51
6.2FP | DO benefit from increase raw water abstractions | RSRWA | Ml/d | 2 | 2019-20: 0; 2020-21: 0; 2021-22: 0; 2022-23: 0; 2023-24: 0; 2024-25: 0; 2025-26: 0; 2026-27: 0; 2027-28: 0; 2028-29: 0; 2029-30: 0; 2030-31: 0; 2031-32: 0; 2032-33: 0; 2033-34: 0; 2034-35: 0; 2035-36: 0; 2036-37: 0; 2037-38: 0; 2038-39: 0; 2039-40: 0; 2040-41: 0; 2041-42: 0; 2042-43: 0; 2043-44: 0; 2044-45: 0; 2045-46: 0; 2046-47: 0; 2047-48: 0; 2048-49: 0; 2049-50: 0
6.3FP | Other options to increase deployable output | RSIPO | Ml/d | 2 | 2019-20: 0; 2020-21: 0; 2021-22: 0; 2022-23: 0; 2023-24: 0; 2024-25: 0; 2025-26: 0; 2026-27: 0; 2027-28: 0; 2028-29: 0; 2029-30: 0; 2030-31: 0.05; 2031-32: 0.05; 2032-33: 0.05; 2033-34: 0.05; 2034-35: 0.05; 2035-36: 0.05; 2036-37: 0.05; 2037-38: 0.05; 2038-39: 0.05; 2039-40: 0.05; 2040-41: 0.05; 2041-42: 0.05; 2042-43: 0.05; 2043-44: 0.05; 2044-45: 0.05; 2045-46: 0.05; 2046-47: 0.05; 2047-48: 0.05; 2048-49: 0.05; 2049-50: 0.05
7.01FP | DO benefit from supply side drought measures | RSDPS | Ml/d | 2 | 2019-20: 0; 2020-21: 0; 2021-22: 0; 2022-23: 0; 2023-24: 0; 2024-25: 0; 2025-26: 0; 2026-27: 0; 2027-28: 0; 2028-29: 0; 2029-30: 0; 2030-31: 0; 2031-32: 0; 2032-33: 0; 2033-34: 0; 2034-35: 0; 2035-36: 0; 2036-37: 0; 2037-38: 0; 2038-39: 0; 2039-40: 0; 2040-41: 0; 2041-42: 0; 2042-43: 0; 2043-44: 0; 2044-45: 0; 2045-46: 0; 2046-47: 0; 2047-48: 0; 2048-49: 0; 2049-50: 0
7.02FP | DO benefit from demand side drought measures | RSDPD | Ml/d | 2 | 2019-20: 0; 2020-21: 0; 2021-22: 0; 2022-23: 0; 2023-24: 0; 2024-25: 0; 2025-26: 0; 2026-27: 0; 2027-28: 0; 2028-29: 0; 2029-30: 0; 2030-31: 0; 2031-32: 0; 2032-33: 0; 2033-34: 0; 2034-35: 0; 2035-36: 0; 2036-37: 0; 2037-38: 0; 2038-39: 0; 2039-40: 0; 2040-41: 0; 2041-42: 0; 2042-43: 0; 2043-44: 0; 2044-45: 0; 2045-46: 0; 2046-47: 0; 2047-48: 0; 2048-49: 0; 2049-50: 0
8.1FP | Reduce raw water losses and operational use input as -ve | RSLOU | Ml/d | 2 | 2019-20: 0; 2020-21: 0; 2021-22: 0; 2022-23: 0; 2023-24: 0; 2024-25: 0; 2025-26: 0; 2026-27: 0; 2027-28: 0; 2028-29: 0; 2029-30: 0; 2030-31: 0; 2031-32: 0; 2032-33: 0; 2033-34: 0; 2034-35: 0; 2035-36: 0; 2036-37: 0; 2037-38: 0; 2038-39: 0; 2039-40: 0; 2040-41: 0; 2041-42: 0; 2042-43: 0; 2043-44: 0; 2044-45: 0; 2045-46: 0; 2046-47: 0; 2047-48: 0; 2048-49: 0; 2049-50: 0
8.2FP | Reduce treatment works losses input as -ve | PSTWL | Ml/d | 2 | 2019-20: 0; 2020-21: 0; 2021-22: 0; 2022-23: 0; 2023-24: 0; 2024-25: 0; 2025-26: 0; 2026-27: 0; 2027-28: 0; 2028-29: 0; 2029-30: 0; 2030-31: 0; 2031-32: 0; 2032-33: 0; 2033-34: 0; 2034-35: 0; 2035-36: 0; 2036-37: 0; 2037-38: 0; 2038-39: 0; 2039-40: 0; 2040-41: 0; 2041-42: 0; 2042-43: 0; 2043-44: 0; 2044-45: 0; 2045-46: 0; 2046-47: 0; 2047-48: 0; 2048-49: 0; 2049-50: 0
9.1FP | Reduce outages input as -ve | PSROU | Ml/d | 2 | 2019-20: 0; 2020-21: 0; 2021-22: 0; 2022-23: 0; 2023-24: 0; 2024-25: 0; 2025-26: 0; 2026-27: 0; 2027-28: 0; 2028-29: 0; 2029-30: 0; 2030-31: 0; 2031-32: 0; 2032-33: 0; 2033-34: 0; 2034-35: 0; 2035-36: 0; 2036-37: 0; 2037-38: 0; 2038-39: 0; 2039-40: 0; 2040-41: 0; 2041-42: 0; 2042-43: 0; 2043-44: 0; 2044-45: 0; 2045-46: 0; 2046-47: 0; 2047-48: 0; 2048-49: 0; 2049-50: 0
12.2FP | Change volume delivered to measured non households input reductions as -ve, line to include both measured non-household consumption and USPL options | CVMNH | Ml/d | 2 | 2019-20: 0; 2020-21: 0; 2021-22: 0; 2022-23: 0; 2023-24: 0; 2024-25: 0; 2025-26: -0.03; 2026-27: -0.06; 2027-28: -0.08; 2028-29: -0.11; 2029-30: -0.13; 2030-31: -0.15; 2031-32: -0.18; 2032-33: -0.2; 2033-34: -0.22; 2034-35: -0.25; 2035-36: -0.27; 2036-37: -0.29; 2037-38: -0.32; 2038-39: -0.34; 2039-40: -0.37; 2040-41: -0.39; 2041-42: -0.42; 2042-43: -0.44; 2043-44: -0.46; 2044-45: -0.49; 2045-46: -0.51; 2046-47: -0.54; 2047-48: -0.56; 2048-49: -0.59; 2049-50: -0.61
13.1FP | Change volume delivered to unmeasured non households input reductions as -ve, line to include both unmeasured non-household consumption and USPL options | CVUNH | Ml/d | 2 | 2019-20: 0; 2020-21: 0; 2021-22: 0; 2022-23: 0; 2023-24: 0; 2024-25: 0; 2025-26: 0; 2026-27: 0; 2027-28: 0; 2028-29: 0; 2029-30: 0; 2030-31: 0; 2031-32: 0; 2032-33: 0; 2033-34: 0; 2034-35: 0; 2035-36: 0; 2036-37: 0; 2037-38: 0; 2038-39: 0; 2039-40: 0; 2040-41: 0; 2041-42: 0; 2042-43: 0; 2043-44: 0; 2044-45: 0; 2045-46: 0; 2046-47: 0; 2047-48: 0; 2048-49: 0; 2049-50: 0
14.1FP | Change volume delivered to measured households input reductions as -ve, line to include both measured household consumption and USPL options | CVMHH | Ml/d | 2 | 2019-20: 0; 2020-21: 0; 2021-22: 0; 2022-23: 0; 2023-24: 0; 2024-25: 0; 2025-26: -0.04; 2026-27: -0.06; 2027-28: -0.08; 2028-29: -0.11; 2029-30: -0.14; 2030-31: -0.18; 2031-32: -0.21; 2032-33: -0.23; 2033-34: -0.26; 2034-35: -0.32; 2035-36: -0.38; 2036-37: -0.44; 2037-38: -0.5; 2038-39: -0.56; 2039-40: -0.62; 2040-41: -0.68; 2041-42: -0.75; 2042-43: -0.81; 2043-44: -0.88; 2044-45: -0.9; 2045-46: -0.93; 2046-47: -0.96; 2047-48: -0.99; 2048-49: -1.01; 2049-50: -1.04
15.1FP | Change volume delivered to unmeasured households input reductions as -ve, line to include both unmeasured household consumption and USPL options | CVUHH | Ml/d | 2 | 2019-20: 0; 2020-21: 0; 2021-22: 0; 2022-23: 0; 2023-24: 0; 2024-25: 0; 2025-26: 0; 2026-27: 0; 2027-28: 0; 2028-29: 0; 2029-30: 0; 2030-31: 0; 2031-32: 0; 2032-33: 0; 2033-34: 0; 2034-35: 0; 2035-36: 0; 2036-37: 0; 2037-38: 0; 2038-39: 0; 2039-40: 0; 2040-41: 0; 2041-42: 0; 2042-43: 0; 2043-44: 0; 2044-45: 0; 2045-46: 0; 2046-47: 0; 2047-48: 0; 2048-49: 0; 2049-50: 0
21.1FP | Options to reduce water taken unbilled input as -ve | CSWTU | Ml/d | 2 | 2019-20: 0; 2020-21: 0; 2021-22: 0; 2022-23: 0; 2023-24: 0; 2024-25: 0; 2025-26: 0; 2026-27: 0; 2027-28: 0; 2028-29: 0; 2029-30: 0; 2030-31: 0; 2031-32: 0; 2032-33: 0; 2033-34: 0; 2034-35: 0; 2035-36: 0; 2036-37: 0; 2037-38: 0; 2038-39: 0; 2039-40: 0; 2040-41: 0; 2041-42: 0; 2042-43: 0; 2043-44: 0; 2044-45: 0; 2045-46: 0; 2046-47: 0; 2047-48: 0; 2048-49: 0; 2049-50: 0
22.1FP | Reduce distribution system operational use (DSOU) input as -ve | DSDOU | Ml/d | 2 | 2019-20: 0; 2020-21: 0; 2021-22: 0; 2022-23: 0; 2023-24: 0; 2024-25: 0; 2025-26: 0; 2026-27: 0; 2027-28: 0; 2028-29: 0; 2029-30: 0; 2030-31: 0; 2031-32: 0; 2032-33: 0; 2033-34: 0; 2034-35: 0; 2035-36: 0; 2036-37: 0; 2037-38: 0; 2038-39: 0; 2039-40: 0; 2040-41: 0; 2041-42: 0; 2042-43: 0; 2043-44: 0; 2044-45: 0; 2045-46: 0; 2046-47: 0; 2047-48: 0; 2048-49: 0; 2049-50: 0
23.1FP | Options impacting on measured Non Household - USPL input reductions as -ve | CUMNH | Ml/d | 2 | 2019-20: 0; 2020-21: 0; 2021-22: 0; 2022-23: 0; 2023-24: 0; 2024-25: 0; 2025-26: 0; 2026-27: 0; 2027-28: 0; 2028-29: 0; 2029-30: 0; 2030-31: 0; 2031-32: 0; 2032-33: 0; 2033-34: 0; 2034-35: 0; 2035-36: 0; 2036-37: 0; 2037-38: 0; 2038-39: 0; 2039-40: 0; 2040-41: 0; 2041-42: 0; 2042-43: 0; 2043-44: 0; 2044-45: 0; 2045-46: -0.01; 2046-47: -0.01; 2047-48: -0.01; 2048-49: -0.01; 2049-50: -0.01
24.1FP | Options impacting on unmeasured Non Household - USPL input reductions as -ve | CUUNH | Ml/d | 2 | 2019-20: 0; 2020-21: 0; 2021-22: 0; 2022-23: 0; 2023-24: 0; 2024-25: 0; 2025-26: 0; 2026-27: 0; 2027-28: 0; 2028-29: 0; 2029-30: 0; 2030-31: 0; 2031-32: 0; 2032-33: 0; 2033-34: 0; 2034-35: 0; 2035-36: 0; 2036-37: 0; 2037-38: 0; 2038-39: 0; 2039-40: 0; 2040-41: 0; 2041-42: 0; 2042-43: 0; 2043-44: 0; 2044-45: 0; 2045-46: 0; 2046-47: 0; 2047-48: 0; 2048-49: 0; 2049-50: 0
25.1FP | Options impacting on measured Household - USPL input reductions as -ve | CUMHH | Ml/d | 2 | 2019-20: 0; 2020-21: 0; 2021-22: 0; 2022-23: 0; 2023-24: 0; 2024-25: 0; 2025-26: -0.01; 2026-27: -0.01; 2027-28: -0.01; 2028-29: -0.01; 2029-30: -0.01; 2030-31: -0.01; 2031-32: -0.01; 2032-33: -0.01; 2033-34: -0.02; 2034-35: -0.02; 2035-36: -0.02; 2036-37: -0.02; 2037-38: -0.02; 2038-39: -0.02; 2039-40: -0.02; 2040-41: -0.02; 2041-42: -0.02; 2042-43: -0.02; 2043-44: -0.02; 2044-45: -0.02; 2045-46: -0.02; 2046-47: -0.03; 2047-48: -0.03; 2048-49: -0.03; 2049-50: -0.03
26.1FP | Options impacting on unmeasured Household - USPL input reductions as -ve | CUUHH | Ml/d | 2 | 2019-20: 0; 2020-21: 0; 2021-22: 0; 2022-23: 0; 2023-24: 0; 2024-25: 0; 2025-26: 0; 2026-27: 0; 2027-28: 0; 2028-29: 0; 2029-30: 0; 2030-31: 0; 2031-32: 0; 2032-33: 0; 2033-34: 0; 2034-35: 0; 2035-36: 0; 2036-37: 0; 2037-38: 0; 2038-39: 0; 2039-40: 0; 2040-41: 0; 2041-42: 0; 2042-43: 0; 2043-44: 0; 2044-45: 0; 2045-46: 0; 2046-47: 0; 2047-48: 0; 2048-49: 0; 2049-50: 0
27.1FP | Options impacting on Void properties - USPL input reductions as -ve | CUVPP | Ml/d | 2 | 2019-20: 0; 2020-21: 0; 2021-22: 0; 2022-23: 0; 2023-24: 0; 2024-25: 0; 2025-26: 0; 2026-27: 0; 2027-28: 0; 2028-29: 0; 2029-30: 0; 2030-31: 0; 2031-32: 0; 2032-33: 0; 2033-34: 0; 2034-35: 0; 2035-36: 0; 2036-37: 0; 2037-38: 0; 2038-39: 0; 2039-40: 0; 2040-41: 0; 2041-42: 0; 2042-43: 0; 2043-44: 0; 2044-45: 0; 2045-46: 0; 2046-47: 0; 2047-48: 0; 2048-49: 0; 2049-50: 0
28.1FP | Reduce distribution losses input as -ve | DSRDL | Ml/d | 2 | 2019-20: 0; 2020-21: 0; 2021-22: 0; 2022-23: 0; 2023-24: 0; 2024-25: 0; 2025-26: 0; 2026-27: 0; 2027-28: 0; 2028-29: 0; 2029-30: 0; 2030-31: 0; 2031-32: 0; 2032-33: 0; 2033-34: 0; 2034-35: 0; 2035-36: -0.01; 2036-37: -0.01; 2037-38: -0.01; 2038-39: -0.01; 2039-40: -0.01; 2040-41: -0.01; 2041-42: -0.01; 2042-43: -0.01; 2043-44: -0.01; 2044-45: -0.01; 2045-46: -0.01; 2046-47: -0.01; 2047-48: -0.01; 2048-49: -0.01; 2049-50: -0.01
Table 3f: DYCP - Final plan | Back to top of sheet
WRMP24 reference | Component | Derivation | Unit | Decimal places | 2019-20 | 2020-21 | 2021-22 | 2022-23 | 2023-24 | 2024-25 | 2025-26 | 2026-27 | 2027-28 | 2028-29 | 2029-30 | 2030-31 | 2031-32 | 2032-33 | 2033-34 | 2034-35 | 2035-36 | 2036-37 | 2037-38 | 2038-39 | 2039-40 | 2040-41 | 2041-42 | 2042-43 | 2043-44 | 2044-45 | 2045-46 | 2046-47 | 2047-48 | 2048-49 | 2049-50 | 2050-51 | 2051-52 | 2052-53 | 2053-54 | 2054-55 | 2055-56 | 2056-57 | 2057-58 | 2058-59 | 2059-60 | 2060-61 | 2061-62 | 2062-63 | 2063-64 | 2064-65 | 2065-66 | 2066-67 | 2067-68 | 2068-69 | 2069-70 | 2070-71 | 2071-72 | 2072-73 | 2073-74 | 2074-75 | 2075-76 | 2076-77 | 2077-78 | 2078-79 | 2079-80 | 2080-81 | 2081-82 | 2082-83 | 2083-84 | 2084-85 | 2085-86 | 2086-87 | 2087-88 | 2088-89 | 2089-90 | 2090-91 | 2091-92 | 2092-93 | 2093-94 | 2094-95 | 2095-96 | 2096-97 | 2097-98 | 2098-99 | 2099-100
1FP | Raw water abstracted | Input | Ml/d | 2 | 2019-20: 0; 2020-21: 0; 2021-22: 0; 2022-23: 0; 2023-24: 0; 2024-25: 0; 2025-26: 0; 2026-27: 0; 2027-28: 0; 2028-29: 0; 2029-30: 0; 2030-31: 0; 2031-32: 0; 2032-33: 0; 2033-34: 0; 2034-35: 0; 2035-36: 0; 2036-37: 0; 2037-38: 0; 2038-39: 0; 2039-40: 0; 2040-41: 0; 2041-42: 0; 2042-43: 0; 2043-44: 0; 2044-45: 0; 2045-46: 0; 2046-47: 0; 2047-48: 0; 2048-49: 0; 2049-50: 0
1.1FP | Non-potable water supplies | 1.1BL + 1.11FP | Ml/d | 2 | 2019-20: 0; 2020-21: 0; 2021-22: 0; 2022-23: 0; 2023-24: 0; 2024-25: 0; 2025-26: 0; 2026-27: 0; 2027-28: 0; 2028-29: 0; 2029-30: 0; 2030-31: 0; 2031-32: 0; 2032-33: 0; 2033-34: 0; 2034-35: 0; 2035-36: 0; 2036-37: 0; 2037-38: 0; 2038-39: 0; 2039-40: 0; 2040-41: 0; 2041-42: 0; 2042-43: 0; 2043-44: 0; 2044-45: 0; 2045-46: 0; 2046-47: 0; 2047-48: 0; 2048-49: 0; 2049-50: 0
2FP | Raw water imported | 2BL + 2.1FP | Ml/d | 2 | 2019-20: 0; 2020-21: 0; 2021-22: 0; 2022-23: 0; 2023-24: 0; 2024-25: 0; 2025-26: 0; 2026-27: 0; 2027-28: 0; 2028-29: 0; 2029-30: 0; 2030-31: 0; 2031-32: 0; 2032-33: 0; 2033-34: 0; 2034-35: 0; 2035-36: 0; 2036-37: 0; 2037-38: 0; 2038-39: 0; 2039-40: 0; 2040-41: 0; 2041-42: 0; 2042-43: 0; 2043-44: 0; 2044-45: 0; 2045-46: 0; 2046-47: 0; 2047-48: 0; 2048-49: 0; 2049-50: 0
3FP | Potable water imported | 3BL + 3.1FP | Ml/d | 2 | 2019-20: 0; 2020-21: 0; 2021-22: 0; 2022-23: 0; 2023-24: 0; 2024-25: 0; 2025-26: 0; 2026-27: 0; 2027-28: 0; 2028-29: 0; 2029-30: 0; 2030-31: -0.27; 2031-32: -0.27; 2032-33: -0.27; 2033-34: -0.27; 2034-35: -0.27; 2035-36: -0.27; 2036-37: -0.27; 2037-38: -0.27; 2038-39: -0.27; 2039-40: -0.27; 2040-41: -0.27; 2041-42: -2.72; 2042-43: -2.73; 2043-44: -2.73; 2044-45: -2.63; 2045-46: -2.615; 2046-47: -2.63; 2047-48: -2.65; 2048-49: -2.65; 2049-50: -2.66
4FP | Raw water exported enter as -ve | 4BL + 4.1FP | Ml/d | 2 | 2019-20: 0; 2020-21: 0; 2021-22: 0; 2022-23: 0; 2023-24: 0; 2024-25: 0; 2025-26: 0; 2026-27: 0; 2027-28: 0; 2028-29: 0; 2029-30: 0; 2030-31: 0; 2031-32: 0; 2032-33: 0; 2033-34: 0; 2034-35: 0; 2035-36: 0; 2036-37: 0; 2037-38: 0; 2038-39: 0; 2039-40: 0; 2040-41: 0; 2041-42: 0; 2042-43: 0; 2043-44: 0; 2044-45: 0; 2045-46: 0; 2046-47: 0; 2047-48: 0; 2048-49: 0; 2049-50: 0
5FP | Potable water exported enter as -ve | 5BL + 5.1FP | Ml/d | 2 | 2019-20: 0; 2020-21: 0; 2021-22: 0; 2022-23: 0; 2023-24: 0; 2024-25: 0; 2025-26: 0.001; 2026-27: 0.001; 2027-28: 0.001; 2028-29: 0.001; 2029-30: 0.001; 2030-31: 0.001; 2031-32: 0.001; 2032-33: 4.51; 2033-34: 4.51; 2034-35: 2.711; 2035-36: 4.51; 2036-37: 4.51; 2037-38: 2.711; 2038-39: 2.711; 2039-40: 2.711; 2040-41: 4.51; 2041-42: 2.711; 2042-43: 2.711; 2043-44: 4.51; 2044-45: 5.22; 2045-46: 2.711; 2046-47: 4.51; 2047-48: 4.51; 2048-49: 2.711; 2049-50: 4.51
6.1FP | Deployable Output post forecast changes | 6.1BL + 6.2FP + 6.3FP +7.01FP +7.02FP | Ml/d | 2 | 2019-20: 17.9; 2020-21: 17.9; 2021-22: 17.9; 2022-23: 17.9; 2023-24: 17.9; 2024-25: 17.9; 2025-26: 17.9; 2026-27: 17.9; 2027-28: 17.9; 2028-29: 17.9; 2029-30: 17.9; 2030-31: 17.95; 2031-32: 17.95; 2032-33: 17.95; 2033-34: 17.95; 2034-35: 17.95; 2035-36: 17.95; 2036-37: 17.95; 2037-38: 17.95; 2038-39: 17.95; 2039-40: 17.95; 2040-41: 17.95; 2041-42: 17.95; 2042-43: 17.95; 2043-44: 17.95; 2044-45: 17.95; 2045-46: 14.74; 2046-47: 14.74; 2047-48: 14.74; 2048-49: 14.74; 2049-50: 14.74
8FP | Raw water losses, treatment works losses and operational use | 8BL + 8.1FP + 8.2FP | Ml/d | 2 | 2019-20: 0.25; 2020-21: 0.25; 2021-22: 0.25; 2022-23: 0.25; 2023-24: 0.25; 2024-25: 0.25; 2025-26: 0.25; 2026-27: 0.25; 2027-28: 0.25; 2028-29: 0.25; 2029-30: 0.25; 2030-31: 0.25; 2031-32: 0.25; 2032-33: 0.25; 2033-34: 0.25; 2034-35: 0.25; 2035-36: 0.25; 2036-37: 0.25; 2037-38: 0.25; 2038-39: 0.25; 2039-40: 0.25; 2040-41: 0.25; 2041-42: 0.25; 2042-43: 0.25; 2043-44: 0.25; 2044-45: 0.25; 2045-46: 0.25; 2046-47: 0.25; 2047-48: 0.25; 2048-49: 0.25; 2049-50: 0.25
9FP | Total Outage Allowance | 9BL + 9.1FP | Ml/d | 2 | 2019-20: 0.12; 2020-21: 0.12; 2021-22: 0.12; 2022-23: 0.12; 2023-24: 0.12; 2024-25: 0.12; 2025-26: 0.12; 2026-27: 0.12; 2027-28: 0.12; 2028-29: 0.12; 2029-30: 0.12; 2030-31: 0.12; 2031-32: 0.12; 2032-33: 0.12; 2033-34: 0.12; 2034-35: 0.12; 2035-36: 0.12; 2036-37: 0.12; 2037-38: 0.12; 2038-39: 0.12; 2039-40: 0.12; 2040-41: 0.12; 2041-42: 0.12; 2042-43: 0.12; 2043-44: 0.12; 2044-45: 0.12; 2045-46: 0.12; 2046-47: 0.12; 2047-48: 0.12; 2048-49: 0.12; 2049-50: 0.12
10FP | Water Available For Use (own sources) | (6.1FP) - (8FP + 9FP) | Ml/d | 2 | 2019-20: 17.53; 2020-21: 17.53; 2021-22: 17.53; 2022-23: 17.53; 2023-24: 17.53; 2024-25: 17.53; 2025-26: 17.53; 2026-27: 17.53; 2027-28: 17.53; 2028-29: 17.53; 2029-30: 17.53; 2030-31: 17.58; 2031-32: 17.58; 2032-33: 17.58; 2033-34: 17.58; 2034-35: 17.58; 2035-36: 17.58; 2036-37: 17.58; 2037-38: 17.58; 2038-39: 17.58; 2039-40: 17.58; 2040-41: 17.58; 2041-42: 17.58; 2042-43: 17.58; 2043-44: 17.58; 2044-45: 17.58; 2045-46: 14.37; 2046-47: 14.37; 2047-48: 14.37; 2048-49: 14.37; 2049-50: 14.37
11FP | Total Water Available For Use | 10FP + sum (2FP:5FP) | Ml/d | 2 | 2019-20: 17.53; 2020-21: 17.53; 2021-22: 17.53; 2022-23: 17.53; 2023-24: 17.53; 2024-25: 17.53; 2025-26: 17.531; 2026-27: 17.531; 2027-28: 17.531; 2028-29: 17.531; 2029-30: 17.531; 2030-31: 17.311; 2031-32: 17.311; 2032-33: 21.82; 2033-34: 21.82; 2034-35: 20.021; 2035-36: 21.82; 2036-37: 21.82; 2037-38: 20.021; 2038-39: 20.021; 2039-40: 20.021; 2040-41: 21.82; 2041-42: 17.571; 2042-43: 17.561; 2043-44: 19.36; 2044-45: 20.17; 2045-46: 14.466; 2046-47: 16.25; 2047-48: 16.23; 2048-49: 14.431; 2049-50: 16.22
12FP | Water delivered measured non-household | 12BL + 12.2FP | Ml/d | 2 | 2019-20: 4.71; 2020-21: 4.72; 2021-22: 4.74; 2022-23: 4.74; 2023-24: 4.77; 2024-25: 4.78; 2025-26: 4.76; 2026-27: 4.74; 2027-28: 4.74; 2028-29: 4.73; 2029-30: 4.72; 2030-31: 4.71; 2031-32: 4.69; 2032-33: 4.68; 2033-34: 4.72; 2034-35: 4.75; 2035-36: 4.79; 2036-37: 4.81; 2037-38: 4.81; 2038-39: 4.82; 2039-40: 4.81; 2040-41: 4.81; 2041-42: 4.78; 2042-43: 4.77; 2043-44: 4.75; 2044-45: 4.72; 2045-46: 4.7; 2046-47: 4.67; 2047-48: 4.66; 2048-49: 4.63; 2049-50: 4.61
12.1FP | Non-potable water consumption | Input | Ml/d | 2 | 2019-20: 0; 2020-21: 0; 2021-22: 0; 2022-23: 0; 2023-24: 0; 2024-25: 0; 2025-26: 0; 2026-27: 0; 2027-28: 0; 2028-29: 0; 2029-30: 0; 2030-31: 0; 2031-32: 0; 2032-33: 0; 2033-34: 0; 2034-35: 0; 2035-36: 0; 2036-37: 0; 2037-38: 0; 2038-39: 0; 2039-40: 0; 2040-41: 0; 2041-42: 0; 2042-43: 0; 2043-44: 0; 2044-45: 0; 2045-46: 0; 2046-47: 0; 2047-48: 0; 2048-49: 0; 2049-50: 0
13FP | Water delivered unmeasured non-household | 13BL + 13.1FP | Ml/d | 2 | 2019-20: 0.01; 2020-21: 0.01; 2021-22: 0.01; 2022-23: 0.01; 2023-24: 0.01; 2024-25: 0.01; 2025-26: 0.01; 2026-27: 0.01; 2027-28: 0.01; 2028-29: 0.01; 2029-30: 0.01; 2030-31: 0.01; 2031-32: 0.01; 2032-33: 0.01; 2033-34: 0.02; 2034-35: 0.02; 2035-36: 0.02; 2036-37: 0.02; 2037-38: 0.02; 2038-39: 0.02; 2039-40: 0.02; 2040-41: 0.02; 2041-42: 0.02; 2042-43: 0.02; 2043-44: 0.02; 2044-45: 0.02; 2045-46: 0.02; 2046-47: 0.02; 2047-48: 0.02; 2048-49: 0.02; 2049-50: 0.02
14FP | Water delivered measured household | 14BL + 14.1FP | Ml/d | 2 | 2019-20: 4.98; 2020-21: 4.96; 2021-22: 4.94; 2022-23: 4.93; 2023-24: 4.93; 2024-25: 4.87; 2025-26: 4.85; 2026-27: 4.89; 2027-28: 4.91; 2028-29: 4.91; 2029-30: 4.9; 2030-31: 4.89; 2031-32: 4.89; 2032-33: 4.93; 2033-34: 4.96; 2034-35: 4.96; 2035-36: 4.95; 2036-37: 4.95; 2037-38: 4.96; 2038-39: 4.97; 2039-40: 4.98; 2040-41: 4.98; 2041-42: 4.97; 2042-43: 4.98; 2043-44: 4.97; 2044-45: 5.02; 2045-46: 5.04; 2046-47: 5.06; 2047-48: 5.08; 2048-49: 5.11; 2049-50: 5.12
15FP | Water delivered unmeasured household | 15BL + 15.1FP | Ml/d | 2 | 2019-20: 1.25; 2020-21: 1.19; 2021-22: 1.14; 2022-23: 1.08; 2023-24: 1.03; 2024-25: 0.97; 2025-26: 0.93; 2026-27: 0.89; 2027-28: 0.85; 2028-29: 0.81; 2029-30: 0.77; 2030-31: 0.73; 2031-32: 0.7; 2032-33: 0.66; 2033-34: 0.63; 2034-35: 0.6; 2035-36: 0.57; 2036-37: 0.54; 2037-38: 0.51; 2038-39: 0.49; 2039-40: 0.46; 2040-41: 0.43; 2041-42: 0.41; 2042-43: 0.38; 2043-44: 0.36; 2044-45: 0.34; 2045-46: 0.33; 2046-47: 0.32; 2047-48: 0.31; 2048-49: 0.3; 2049-50: 0.3
16FP | Percentage of consumption driven by climate change | 16BL | % | 1 | 2019-20: 0%; 2020-21: 0%; 2021-22: 0%; 2022-23: 0.1%; 2023-24: 0.1%; 2024-25: 0.1%; 2025-26: 0.1%; 2026-27: 0.1%; 2027-28: 0.1%; 2028-29: 0.2%; 2029-30: 0.2%; 2030-31: 0.2%; 2031-32: 0.2%; 2032-33: 0.3%; 2033-34: 0.3%; 2034-35: 0.3%; 2035-36: 0.4%; 2036-37: 0.4%; 2037-38: 0.4%; 2038-39: 0.5%; 2039-40: 0.5%; 2040-41: 0.6%; 2041-42: 0.6%; 2042-43: 0.6%; 2043-44: 0.7%; 2044-45: 0.7%; 2045-46: 0.8%; 2046-47: 0.8%; 2047-48: 0.8%; 2048-49: 0.8%; 2049-50: 0.9%
17FP | Volume of consumption driven by climate change | 16FP * (12FP + sum(13FP:15FP) - sum (23FP:26FP)) | Ml/d | 2 | 2019-20: 0; 2020-21: 0; 2021-22: 0; 2022-23: 0.0105; 2023-24: 0.01049; 2024-25: 0.01039; 2025-26: 0.01032; 2026-27: 0.01032; 2027-28: 0.0103; 2028-29: 0.02052; 2029-30: 0.0204; 2030-31: 0.0203; 2031-32: 0.02022; 2032-33: 0.0303; 2033-34: 0.03045; 2034-35: 0.03048; 2035-36: 0.04064; 2036-37: 0.0406; 2037-38: 0.04048; 2038-39: 0.0506; 2039-40: 0.0505; 2040-41: 0.06042; 2041-42: 0.06006; 2042-43: 0.05982; 2043-44: 0.06944; 2044-45: 0.06944; 2045-46: 0.07944; 2046-47: 0.07936; 2047-48: 0.07936; 2048-49: 0.0792; 2049-50: 0.08901
18FP | Measured Household - PCC | ((14FP - 25FP) * 1,000,000) / (39FP * 1000) | l/h/d | 1 | 2019-20: 170.5476; 2020-21: 167.4918; 2021-22: 164.8371; 2022-23: 161.9392; 2023-24: 160.1916; 2024-25: 156.1825; 2025-26: 153.6496; 2026-27: 152.4802; 2027-28: 150.59; 2028-29: 148.9508; 2029-30: 146.9317; 2030-31: 145.0515; 2031-32: 143.8501; 2032-33: 143.5235; 2033-34: 142.891; 2034-35: 141.3893; 2035-36: 139.7223; 2036-37: 138.4222; 2037-38: 137.0876; 2038-39: 136.0295; 2039-40: 134.9054; 2040-41: 133.5762; 2041-42: 131.9744; 2042-43: 130.6323; 2043-44: 129.0737; 2044-45: 129.1366; 2045-46: 128.7316; 2046-47: 128.6073; 2047-48: 128.2184; 2048-49: 127.8383; 2049-50: 127.3804
19FP | Unmeasured Household - PCC | ((15FP - 26FP) * 1,000,000) / (40FP * 1000) | l/h/d | 1 | 2019-20: 166.6192; 2020-21: 166.5675; 2021-22: 165.6347; 2022-23: 164.0676; 2023-24: 165.3879; 2024-25: 163.0824; 2025-26: 162.8604; 2026-27: 164.3192; 2027-28: 163.5992; 2028-29: 162.6364; 2029-30: 161.3626; 2030-31: 162.086; 2031-32: 162.6016; 2032-33: 160.2896; 2033-34: 160.1955; 2034-35: 162.6712; 2035-36: 162.2109; 2036-37: 161.4435; 2037-38: 160.3206; 2038-39: 162.3147; 2039-40: 164.2404; 2040-41: 162.2477; 2041-42: 163.9344; 2042-43: 161.1459; 2043-44: 162.5239; 2044-45: 163.8505; 2045-46: 168.4211; 2046-47: 167.6582; 2047-48: 166.6667; 2048-49: 165.5251; 2049-50: 165.5251
20FP | Average Household - PCC | (((14FP - 25FP) + (15FP - 26FP)) * 1,000,000)/ ((39FP + 40FP) * 1,000) | l/h/d | 1 | 2019-20: 169.7619; 2020-21: 167.3153; 2021-22: 164.9829; 2022-23: 162.3084; 2023-24: 161.0496; 2024-25: 157.2618; 2025-26: 155.0215; 2026-27: 154.1522; 2027-28: 152.3329; 2028-29: 150.6935; 2029-30: 148.6787; 2030-31: 147.0111; 2031-32: 145.8989; 2032-33: 145.2616; 2033-34: 144.5912; 2034-35: 143.3692; 2035-36: 141.7015; 2036-37: 140.337; 2037-38: 138.9107; 2038-39: 137.9724; 2039-40: 136.9437; 2040-41: 135.4454; 2041-42: 133.9251; 2042-43: 132.3709; 2043-44: 130.8482; 2044-45: 130.8458; 2045-46: 130.6223; 2046-47: 130.4077; 2047-48: 129.9345; 2048-49: 129.4666; 2049-50: 129.0196
21FP | Water taken unbilled | 21BL + 21.1FP | Ml/d | 2 | 2019-20: 0.2; 2020-21: 0.2; 2021-22: 0.22; 2022-23: 0.2; 2023-24: 0.2; 2024-25: 0.2; 2025-26: 0.19; 2026-27: 0.21; 2027-28: 0.17; 2028-29: 0.18; 2029-30: 0.18; 2030-31: 0.18; 2031-32: 0.18; 2032-33: 0.18; 2033-34: 0.17; 2034-35: 0.19; 2035-36: 0.19; 2036-37: 0.19; 2037-38: 0.19; 2038-39: 0.19; 2039-40: 0.19; 2040-41: 0.19; 2041-42: 0.18; 2042-43: 0.18; 2043-44: 0.18; 2044-45: 0.18; 2045-46: 0.18; 2046-47: 0.19; 2047-48: 0.18; 2048-49: 0.18; 2049-50: 0.18
22FP | Distribution system operational use | 22BL + 22.1FP | Ml/d | 2 | 2019-20: 0.05; 2020-21: 0.05; 2021-22: 0.05; 2022-23: 0.05; 2023-24: 0.05; 2024-25: 0.05; 2025-26: 0.05; 2026-27: 0.05; 2027-28: 0.05; 2028-29: 0.05; 2029-30: 0.05; 2030-31: 0.05; 2031-32: 0.05; 2032-33: 0.05; 2033-34: 0.05; 2034-35: 0.05; 2035-36: 0.05; 2036-37: 0.05; 2037-38: 0.05; 2038-39: 0.05; 2039-40: 0.05; 2040-41: 0.05; 2041-42: 0.05; 2042-43: 0.05; 2043-44: 0.05; 2044-45: 0.05; 2045-46: 0.05; 2046-47: 0.05; 2047-48: 0.05; 2048-49: 0.05; 2049-50: 0.05
23FP | Measured Non Household - USPL | 23BL + 23.1FP | Ml/d | 2 | 2019-20: 0.01; 2020-21: 0.01; 2021-22: 0.01; 2022-23: 0.01; 2023-24: 0.01; 2024-25: 0.01; 2025-26: 0.01; 2026-27: 0.01; 2027-28: 0.01; 2028-29: 0.01; 2029-30: 0.01; 2030-31: 0.01; 2031-32: 0.01; 2032-33: 0.01; 2033-34: 0.01; 2034-35: 0.01; 2035-36: 0.01; 2036-37: 0.01; 2037-38: 0.01; 2038-39: 0.01; 2039-40: 0.01; 2040-41: 0.01; 2041-42: 0.01; 2042-43: 0.01; 2043-44: 0.01; 2044-45: 0.01; 2045-46: 0; 2046-47: 0; 2047-48: 0; 2048-49: 0; 2049-50: 0
24FP | Unmeasured Non Household - USPL | 24BL + 24.1FP | Ml/d | 2 | 2019-20: 0; 2020-21: 0; 2021-22: 0; 2022-23: 0; 2023-24: 0; 2024-25: 0; 2025-26: 0; 2026-27: 0; 2027-28: 0; 2028-29: 0; 2029-30: 0; 2030-31: 0; 2031-32: 0; 2032-33: 0; 2033-34: 0; 2034-35: 0; 2035-36: 0; 2036-37: 0; 2037-38: 0; 2038-39: 0; 2039-40: 0; 2040-41: 0; 2041-42: 0; 2042-43: 0; 2043-44: 0; 2044-45: 0; 2045-46: 0; 2046-47: 0; 2047-48: 0; 2048-49: 0; 2049-50: 0
25FP | Measured Household - USPL | 25BL + 25.1FP | Ml/d | 2 | 2019-20: 0.19; 2020-21: 0.19; 2021-22: 0.18; 2022-23: 0.18; 2023-24: 0.18; 2024-25: 0.17; 2025-26: 0.16; 2026-27: 0.15; 2027-28: 0.15; 2028-29: 0.14; 2029-30: 0.14; 2030-31: 0.14; 2031-32: 0.13; 2032-33: 0.13; 2033-34: 0.13; 2034-35: 0.13; 2035-36: 0.13; 2036-37: 0.13; 2037-38: 0.14; 2038-39: 0.14; 2039-40: 0.14; 2040-41: 0.14; 2041-42: 0.14; 2042-43: 0.15; 2043-44: 0.15; 2044-45: 0.15; 2045-46: 0.15; 2046-47: 0.14; 2047-48: 0.14; 2048-49: 0.15; 2049-50: 0.15
26FP | Unmeasured Household - USPL | 26BL + 26.1BL | Ml/d | 2 | 2019-20: 0.08; 2020-21: 0.07; 2021-22: 0.07; 2022-23: 0.07; 2023-24: 0.06; 2024-25: 0.06; 2025-26: 0.06; 2026-27: 0.05; 2027-28: 0.05; 2028-29: 0.05; 2029-30: 0.05; 2030-31: 0.04; 2031-32: 0.04; 2032-33: 0.04; 2033-34: 0.04; 2034-35: 0.03; 2035-36: 0.03; 2036-37: 0.03; 2037-38: 0.03; 2038-39: 0.03; 2039-40: 0.02; 2040-41: 0.02; 2041-42: 0.02; 2042-43: 0.02; 2043-44: 0.02; 2044-45: 0.02; 2045-46: 0.01; 2046-47: 0.01; 2047-48: 0.01; 2048-49: 0.01; 2049-50: 0.01
27FP | Void Properties - USPL | 27BL + 27.1FP | Ml/d | 2 | 2019-20: 0.01; 2020-21: 0.01; 2021-22: 0.01; 2022-23: 0.01; 2023-24: 0.01; 2024-25: 0.01; 2025-26: 0.01; 2026-27: 0.01; 2027-28: 0.02; 2028-29: 0.02; 2029-30: 0.02; 2030-31: 0.02; 2031-32: 0.02; 2032-33: 0.02; 2033-34: 0.02; 2034-35: 0.02; 2035-36: 0.02; 2036-37: 0.02; 2037-38: 0.02; 2038-39: 0.02; 2039-40: 0.02; 2040-41: 0.02; 2041-42: 0.02; 2042-43: 0.02; 2043-44: 0.02; 2044-45: 0.02; 2045-46: 0.02; 2046-47: 0.02; 2047-48: 0.02; 2048-49: 0.02; 2049-50: 0.02
28FP | Distribution losses | 28BL + 28.1FP | Ml/d | 2 | 2019-20: 1.14; 2020-21: 1.12; 2021-22: 1.11; 2022-23: 1.09; 2023-24: 1.07; 2024-25: 1.05; 2025-26: 1.05; 2026-27: 1.05; 2027-28: 1.05; 2028-29: 1.05; 2029-30: 1.05; 2030-31: 1.05; 2031-32: 1.05; 2032-33: 1.05; 2033-34: 1.05; 2034-35: 1.05; 2035-36: 1.04; 2036-37: 1.04; 2037-38: 1.04; 2038-39: 1.04; 2039-40: 1.04; 2040-41: 1.04; 2041-42: 1.04; 2042-43: 1.04; 2043-44: 1.04; 2044-45: 1.04; 2045-46: 1.04; 2046-47: 1.04; 2047-48: 1.04; 2048-49: 1.04; 2049-50: 1.04
29FP | Total Leakage | sum (23FP:28FP) | Ml/d | 2 | 2019-20: 1.43; 2020-21: 1.4; 2021-22: 1.38; 2022-23: 1.36; 2023-24: 1.33; 2024-25: 1.3; 2025-26: 1.29; 2026-27: 1.27; 2027-28: 1.28; 2028-29: 1.27; 2029-30: 1.27; 2030-31: 1.26; 2031-32: 1.25; 2032-33: 1.25; 2033-34: 1.25; 2034-35: 1.24; 2035-36: 1.23; 2036-37: 1.23; 2037-38: 1.24; 2038-39: 1.24; 2039-40: 1.23; 2040-41: 1.23; 2041-42: 1.23; 2042-43: 1.24; 2043-44: 1.24; 2044-45: 1.24; 2045-46: 1.22; 2046-47: 1.21; 2047-48: 1.21; 2048-49: 1.22; 2049-50: 1.22
30FP | Leakage/property | (29FP * 1,000,000) / (36FP * 1,000) | l/prop/d | 2 | 2019-20: 89.8749; 2020-21: 87.8459; 2021-22: 86.3255; 2022-23: 84.5666; 2023-24: 82.5267; 2024-25: 80.1331; 2025-26: 78.8364; 2026-27: 76.7186; 2027-28: 76.5138; 2028-29: 75.2726; 2029-30: 74.6883; 2030-31: 73.5681; 2031-32: 72.4764; 2032-33: 71.9714; 2033-34: 71.4776; 2034-35: 70.4305; 2035-36: 69.4248; 2036-37: 68.9771; 2037-38: 69.0846; 2038-39: 68.6372; 2039-40: 67.6344; 2040-41: 67.1948; 2041-42: 66.7499; 2042-43: 66.8572; 2043-44: 66.4309; 2044-45: 66.0136; 2045-46: 64.5503; 2046-47: 63.6273; 2047-48: 63.2481; 2048-49: 63.3964; 2049-50: 63.0393
31FP | Measured Non Household - properties | Input | 000's | 2 | 2019-20: 0.976; 2020-21: 0.995; 2021-22: 1.016; 2022-23: 1.034; 2023-24: 1.053; 2024-25: 1.075; 2025-26: 1.095; 2026-27: 1.113; 2027-28: 1.131; 2028-29: 1.148; 2029-30: 1.166; 2030-31: 1.18; 2031-32: 1.191; 2032-33: 1.202; 2033-34: 1.213; 2034-35: 1.223; 2035-36: 1.232; 2036-37: 1.242; 2037-38: 1.251; 2038-39: 1.259; 2039-40: 1.268; 2040-41: 1.277; 2041-42: 1.286; 2042-43: 1.294; 2043-44: 1.302; 2044-45: 1.311; 2045-46: 1.319; 2046-47: 1.327; 2047-48: 1.335; 2048-49: 1.344; 2049-50: 1.352
32FP | Unmeasured Non Household - properties | Input | 000's | 2 | 2019-20: 0.004; 2020-21: 0.004; 2021-22: 0.004; 2022-23: 0.004; 2023-24: 0.004; 2024-25: 0.004; 2025-26: 0.004; 2026-27: 0.004; 2027-28: 0.005; 2028-29: 0.005; 2029-30: 0.005; 2030-31: 0.005; 2031-32: 0.005; 2032-33: 0.005; 2033-34: 0.005; 2034-35: 0.005; 2035-36: 0.005; 2036-37: 0.005; 2037-38: 0.005; 2038-39: 0.005; 2039-40: 0.005; 2040-41: 0.005; 2041-42: 0.005; 2042-43: 0.005; 2043-44: 0.005; 2044-45: 0.005; 2045-46: 0.005; 2046-47: 0.005; 2047-48: 0.005; 2048-49: 0.005; 2049-50: 0.005
33FP | All void non-households - properties | Input | 000's | 2 | 2019-20: 0; 2020-21: 0; 2021-22: 0; 2022-23: 0; 2023-24: 0; 2024-25: 0; 2025-26: 0; 2026-27: 0; 2027-28: 0; 2028-29: 0; 2029-30: 0; 2030-31: 0; 2031-32: 0; 2032-33: 0; 2033-34: 0; 2034-35: 0; 2035-36: 0; 2036-37: 0; 2037-38: 0; 2038-39: 0; 2039-40: 0; 2040-41: 0; 2041-42: 0; 2042-43: 0; 2043-44: 0; 2044-45: 0; 2045-46: 0; 2046-47: 0; 2047-48: 0; 2048-49: 0; 2049-50: 0
34FP | Measured households - properties (excl. void) | Year before + sum (34.1BL:34.6BL) | 000's | 2 | 2019-20: 12.85; 2020-21: 12.947; 2021-22: 13.053; 2022-23: 13.222; 2023-24: 13.325; 2024-25: 13.495; 2025-26: 13.684; 2026-27: 13.924; 2027-28: 14.144; 2028-29: 14.332; 2029-30: 14.506; 2030-31: 14.674; 2031-32: 14.838; 2032-33: 15.003; 2033-34: 15.163; 2034-35: 15.32; 2035-36: 15.471; 2036-37: 15.622; 2037-38: 15.774; 2038-39: 15.926; 2039-40: 16.077; 2040-41: 16.228; 2041-42: 16.378; 2042-43: 16.527; 2043-44: 16.673; 2044-45: 16.816; 2045-46: 16.936; 2046-47: 17.055; 2047-48: 17.172; 2048-49: 17.286; 2049-50: 17.385
34.1FP | New build properties - properties | Input (new builds in each year) | 000's | 2 | 2019-20: -0.031; 2020-21: -0.015; 2021-22: 0.001; 2022-23: 0.073; 2023-24: 0.012; 2024-25: 0.082; 2025-26: 0.117; 2026-27: 0.17; 2027-28: 0.154; 2028-29: 0.124; 2029-30: 0.112; 2030-31: 0.108; 2031-32: 0.106; 2032-33: 0.11; 2033-34: 0.108; 2034-35: 0.106; 2035-36: 0.102; 2036-37: 0.103; 2037-38: 0.106; 2038-39: 0.107; 2039-40: 0.108; 2040-41: 0.11; 2041-42: 0.111; 2042-43: 0.111; 2043-44: 0.109; 2044-45: 0.107; 2045-46: 0.107; 2046-47: 0.106; 2047-48: 0.105; 2048-49: 0.102; 2049-50: 0.099
34.2FP | Meter optants - properties | Input (meter optants in each year) | 000's | 2 | 2019-20: 0.078; 2020-21: 0.074; 2021-22: 0.068; 2022-23: 0.06; 2023-24: 0.057; 2024-25: 0.055; 2025-26: 0.04; 2026-27: 0.039; 2027-28: 0.037; 2028-29: 0.036; 2029-30: 0.035; 2030-31: 0.034; 2031-32: 0.033; 2032-33: 0.032; 2033-34: 0.03; 2034-35: 0.029; 2035-36: 0.028; 2036-37: 0.028; 2037-38: 0.027; 2038-39: 0.026; 2039-40: 0.025; 2040-41: 0.024; 2041-42: 0.023; 2042-43: 0.022; 2043-44: 0.022; 2044-45: 0.021; 2045-46: 0; 2046-47: 0; 2047-48: 0; 2048-49: 0; 2049-50: 0
34.3FP | Compulsory metering - properties | Input (compulsory meters in each year) | 000's | 2 | 2019-20: 0; 2020-21: 0; 2021-22: 0; 2022-23: 0; 2023-24: 0; 2024-25: 0; 2025-26: 0; 2026-27: 0; 2027-28: 0; 2028-29: 0; 2029-30: 0; 2030-31: 0; 2031-32: 0; 2032-33: 0; 2033-34: 0; 2034-35: 0; 2035-36: 0; 2036-37: 0; 2037-38: 0; 2038-39: 0; 2039-40: 0; 2040-41: 0; 2041-42: 0; 2042-43: 0; 2043-44: 0; 2044-45: 0; 2045-46: 0; 2046-47: 0; 2047-48: 0; 2048-49: 0; 2049-50: 0
34.4FP | Metering on change of occupancy - properties | Input (change of occupancy meters in each year) | 000's | 2 | 2019-20: 0.038; 2020-21: 0.036; 2021-22: 0.035; 2022-23: 0.034; 2023-24: 0.032; 2024-25: 0.031; 2025-26: 0.03; 2026-27: 0.029; 2027-28: 0.027; 2028-29: 0.026; 2029-30: 0.025; 2030-31: 0.024; 2031-32: 0.023; 2032-33: 0.022; 2033-34: 0.021; 2034-35: 0.021; 2035-36: 0.02; 2036-37: 0.019; 2037-38: 0.018; 2038-39: 0.018; 2039-40: 0.017; 2040-41: 0.016; 2041-42: 0.015; 2042-43: 0.015; 2043-44: 0.014; 2044-45: 0.014; 2045-46: 0.013; 2046-47: 0.013; 2047-48: 0.012; 2048-49: 0.012; 2049-50: 0
34.5FP | Selective metering - properties | Input (selective meters in each year) | 000's | 2 | 2019-20: 0.002; 2020-21: 0.002; 2021-22: 0.002; 2022-23: 0.002; 2023-24: 0.002; 2024-25: 0.002; 2025-26: 0.002; 2026-27: 0.002; 2027-28: 0.002; 2028-29: 0.002; 2029-30: 0.002; 2030-31: 0.002; 2031-32: 0.002; 2032-33: 0.001; 2033-34: 0.001; 2034-35: 0.001; 2035-36: 0.001; 2036-37: 0.001; 2037-38: 0.001; 2038-39: 0.001; 2039-40: 0.001; 2040-41: 0.001; 2041-42: 0.001; 2042-43: 0.001; 2043-44: 0.001; 2044-45: 0.001; 2045-46: 0; 2046-47: 0; 2047-48: 0; 2048-49: 0; 2049-50: 0
34.6FP | Other changes to existing metering - properties | Input (other changes to meters in each year) | 000's | 2 | 2019-20: 0; 2020-21: 0; 2021-22: 0; 2022-23: 0; 2023-24: 0; 2024-25: 0; 2025-26: 0; 2026-27: 0; 2027-28: 0; 2028-29: 0; 2029-30: 0; 2030-31: 0; 2031-32: 0; 2032-33: 0; 2033-34: 0; 2034-35: 0; 2035-36: 0; 2036-37: 0; 2037-38: 0; 2038-39: 0; 2039-40: 0; 2040-41: 0; 2041-42: 0; 2042-43: 0; 2043-44: 0; 2044-45: 0; 2045-46: 0; 2046-47: 0; 2047-48: 0; 2048-49: 0; 2049-50: 0
34.7FP | Measured household void properties | Input | 000's | 2 | 2019-20: 0.22; 2020-21: 0.225; 2021-22: 0.229; 2022-23: 0.235; 2023-24: 0.24; 2024-25: 0.244; 2025-26: 0.248; 2026-27: 0.252; 2027-28: 0.256; 2028-29: 0.259; 2029-30: 0.262; 2030-31: 0.264; 2031-32: 0.267; 2032-33: 0.269; 2033-34: 0.272; 2034-35: 0.275; 2035-36: 0.277; 2036-37: 0.28; 2037-38: 0.283; 2038-39: 0.285; 2039-40: 0.288; 2040-41: 0.29; 2041-42: 0.293; 2042-43: 0.296; 2043-44: 0.298; 2044-45: 0.3; 2045-46: 0.302; 2046-47: 0.304; 2047-48: 0.306; 2048-49: 0.308; 2049-50: 0.31
35FP | Unmeasured households - properties (excl. void) | Input | 000's | 2 | 2019-20: 1.83; 2020-21: 1.736; 2021-22: 1.655; 2022-23: 1.56; 2023-24: 1.468; 2024-25: 1.38; 2025-26: 1.308; 2026-27: 1.239; 2027-28: 1.172; 2028-29: 1.108; 2029-30: 1.046; 2030-31: 0.986; 2031-32: 0.929; 2032-33: 0.873; 2033-34: 0.82; 2034-35: 0.769; 2035-36: 0.719; 2036-37: 0.671; 2037-38: 0.625; 2038-39: 0.581; 2039-40: 0.538; 2040-41: 0.496; 2041-42: 0.457; 2042-43: 0.418; 2043-44: 0.381; 2044-45: 0.346; 2045-46: 0.332; 2046-47: 0.32; 2047-48: 0.308; 2048-49: 0.296; 2049-50: 0.296
35.1FP | Unmeasured household void properties | Input | 000's | 2 | 2019-20: 0.031; 2020-21: 0.03; 2021-22: 0.029; 2022-23: 0.027; 2023-24: 0.026; 2024-25: 0.025; 2025-26: 0.024; 2026-27: 0.022; 2027-28: 0.021; 2028-29: 0.02; 2029-30: 0.019; 2030-31: 0.018; 2031-32: 0.017; 2032-33: 0.016; 2033-34: 0.015; 2034-35: 0.014; 2035-36: 0.013; 2036-37: 0.012; 2037-38: 0.011; 2038-39: 0.01; 2039-40: 0.01; 2040-41: 0.009; 2041-42: 0.008; 2042-43: 0.007; 2043-44: 0.007; 2044-45: 0.006; 2045-46: 0.006; 2046-47: 0.006; 2047-48: 0.005; 2048-49: 0.005; 2049-50: 0.005
36FP | Total Resource Zone Properties (incl. voids) | sum (31FP:34FP) + 34.7FP + 35BL + 35.1BL | 000's | 2 | 2019-20: 15.911; 2020-21: 15.937; 2021-22: 15.986; 2022-23: 16.082; 2023-24: 16.116; 2024-25: 16.223; 2025-26: 16.363; 2026-27: 16.554; 2027-28: 16.729; 2028-29: 16.872; 2029-30: 17.004; 2030-31: 17.127; 2031-32: 17.247; 2032-33: 17.368; 2033-34: 17.488; 2034-35: 17.606; 2035-36: 17.717; 2036-37: 17.832; 2037-38: 17.949; 2038-39: 18.066; 2039-40: 18.186; 2040-41: 18.305; 2041-42: 18.427; 2042-43: 18.547; 2043-44: 18.666; 2044-45: 18.784; 2045-46: 18.9; 2046-47: 19.017; 2047-48: 19.131; 2048-49: 19.244; 2049-50: 19.353
37FP | Measured Non Household - Population | Input | 000's | 2 | 2019-20: 0.234; 2020-21: 0.239; 2021-22: 0.243; 2022-23: 0.248; 2023-24: 0.253; 2024-25: 0.258; 2025-26: 0.261; 2026-27: 0.267; 2027-28: 0.273; 2028-29: 0.278; 2029-30: 0.284; 2030-31: 0.29; 2031-32: 0.3; 2032-33: 0.308; 2033-34: 0.314; 2034-35: 0.319; 2035-36: 0.323; 2036-37: 0.328; 2037-38: 0.333; 2038-39: 0.338; 2039-40: 0.343; 2040-41: 0.348; 2041-42: 0.355; 2042-43: 0.361; 2043-44: 0.369; 2044-45: 0.376; 2045-46: 0.384; 2046-47: 0.393; 2047-48: 0.401; 2048-49: 0.41; 2049-50: 0.418
38FP | Unmeasured Non Household - Population | Input | 000's | 2 | 2019-20: 0.001; 2020-21: 0.001; 2021-22: 0.001; 2022-23: 0.001; 2023-24: 0.001; 2024-25: 0.001; 2025-26: 0.001; 2026-27: 0.001; 2027-28: 0.001; 2028-29: 0.001; 2029-30: 0.001; 2030-31: 0.001; 2031-32: 0.001; 2032-33: 0.001; 2033-34: 0.001; 2034-35: 0.001; 2035-36: 0.001; 2036-37: 0.001; 2037-38: 0.001; 2038-39: 0.001; 2039-40: 0.001; 2040-41: 0.001; 2041-42: 0.001; 2042-43: 0.001; 2043-44: 0.001; 2044-45: 0.002; 2045-46: 0.002; 2046-47: 0.002; 2047-48: 0.002; 2048-49: 0.002; 2049-50: 0.002
39FP | Measured Household - Population | Input | 000's | 2 | 2019-20: 28.086; 2020-21: 28.479; 2021-22: 28.877; 2022-23: 29.332; 2023-24: 29.652; 2024-25: 30.093; 2025-26: 30.524; 2026-27: 31.086; 2027-28: 31.609; 2028-29: 32.024; 2029-30: 32.396; 2030-31: 32.747; 2031-32: 33.09; 2032-33: 33.444; 2033-34: 33.802; 2034-35: 34.161; 2035-36: 34.497; 2036-37: 34.821; 2037-38: 35.16; 2038-39: 35.507; 2039-40: 35.877; 2040-41: 36.234; 2041-42: 36.598; 2042-43: 36.974; 2043-44: 37.343; 2044-45: 37.712; 2045-46: 37.986; 2046-47: 38.256; 2047-48: 38.528; 2048-49: 38.799; 2049-50: 39.017
40FP | Unmeasured Household - Population | Input | 000's | 2 | 2019-20: 7.022; 2020-21: 6.724; 2021-22: 6.46; 2022-23: 6.156; 2023-24: 5.865; 2024-25: 5.58; 2025-26: 5.342; 2026-27: 5.112; 2027-28: 4.89; 2028-29: 4.673; 2029-30: 4.462; 2030-31: 4.257; 2031-32: 4.059; 2032-33: 3.868; 2033-34: 3.683; 2034-35: 3.504; 2035-36: 3.329; 2036-37: 3.159; 2037-38: 2.994; 2038-39: 2.834; 2039-40: 2.679; 2040-41: 2.527; 2041-42: 2.379; 2042-43: 2.234; 2043-44: 2.092; 2044-45: 1.953; 2045-46: 1.9; 2046-47: 1.849; 2047-48: 1.8; 2048-49: 1.752; 2049-50: 1.752
41FP | Total Resource Zone Population | sum (37FP:40FP) | 000's | 2 | 2019-20: 35.343; 2020-21: 35.443; 2021-22: 35.581; 2022-23: 35.737; 2023-24: 35.771; 2024-25: 35.932; 2025-26: 36.128; 2026-27: 36.466; 2027-28: 36.773; 2028-29: 36.976; 2029-30: 37.143; 2030-31: 37.295; 2031-32: 37.45; 2032-33: 37.621; 2033-34: 37.8; 2034-35: 37.985; 2035-36: 38.15; 2036-37: 38.309; 2037-38: 38.488; 2038-39: 38.68; 2039-40: 38.9; 2040-41: 39.11; 2041-42: 39.333; 2042-43: 39.57; 2043-44: 39.805; 2044-45: 40.043; 2045-46: 40.272; 2046-47: 40.5; 2047-48: 40.731; 2048-49: 40.963; 2049-50: 41.189
42FP | Average household occupancy rate (excl. voids) | (39FP + 40FP) / (34FP + 35FP) | h/prop | 1 | 2019-20: 2.3916; 2020-21: 2.3975; 2021-22: 2.4026; 2022-23: 2.4008; 2023-24: 2.4009; 2024-25: 2.3982; 2025-26: 2.3923; 2026-27: 2.3873; 2027-28: 2.3831; 2028-29: 2.3767; 2029-30: 2.37; 2030-31: 2.363; 2031-32: 2.3561; 2032-33: 2.3502; 2033-34: 2.3453; 2034-35: 2.341; 2035-36: 2.3364; 2036-37: 2.3311; 2037-38: 2.3266; 2038-39: 2.3227; 2039-40: 2.3206; 2040-41: 2.3177; 2041-42: 2.3152; 2042-43: 2.3138; 2043-44: 2.3124; 2044-45: 2.3112; 2045-46: 2.3098; 2046-47: 2.3082; 2047-48: 2.3071; 2048-49: 2.3064; 2049-50: 2.3058
43FP | Total Household Metering penetration (excl. voids) | 34FP / (34FP + 35FP) | % | 1 | 2019-20: 87.53%; 2020-21: 88.18%; 2021-22: 88.75%; 2022-23: 89.45%; 2023-24: 90.08%; 2024-25: 90.72%; 2025-26: 91.28%; 2026-27: 91.83%; 2027-28: 92.35%; 2028-29: 92.82%; 2029-30: 93.27%; 2030-31: 93.7%; 2031-32: 94.11%; 2032-33: 94.5%; 2033-34: 94.87%; 2034-35: 95.22%; 2035-36: 95.56%; 2036-37: 95.88%; 2037-38: 96.19%; 2038-39: 96.48%; 2039-40: 96.76%; 2040-41: 97.03%; 2041-42: 97.29%; 2042-43: 97.53%; 2043-44: 97.77%; 2044-45: 97.98%; 2045-46: 98.08%; 2046-47: 98.16%; 2047-48: 98.24%; 2048-49: 98.32%; 2049-50: 98.33%
44FP | Total Household Metering penetration (incl. voids) | (34FP) / (34FP + 34.7FP + 35FP + 35.1FP) | % | 1 | 2019-20: 86.06%; 2020-21: 86.67%; 2021-22: 87.22%; 2022-23: 87.89%; 2023-24: 88.49%; 2024-25: 89.11%; 2025-26: 89.65%; 2026-27: 90.2%; 2027-28: 90.71%; 2028-29: 91.18%; 2029-30: 91.62%; 2030-31: 92.05%; 2031-32: 92.44%; 2032-33: 92.83%; 2033-34: 93.2%; 2034-35: 93.54%; 2035-36: 93.88%; 2036-37: 94.19%; 2037-38: 94.49%; 2038-39: 94.79%; 2039-40: 95.06%; 2040-41: 95.33%; 2041-42: 95.58%; 2042-43: 95.82%; 2043-44: 96.05%; 2044-45: 96.27%; 2045-46: 96.36%; 2046-47: 96.44%; 2047-48: 96.52%; 2048-49: 96.6%; 2049-50: 96.6%
45FP | Distribution input | sum (12FP:15FP) + 21FP + 22FP + 27FP + 28FP | Ml/d | 2 | 2019-20: 12.35; 2020-21: 12.26; 2021-22: 12.22; 2022-23: 12.11; 2023-24: 12.07; 2024-25: 11.94; 2025-26: 11.85; 2026-27: 11.85; 2027-28: 11.8; 2028-29: 11.76; 2029-30: 11.7; 2030-31: 11.64; 2031-32: 11.59; 2032-33: 11.58; 2033-34: 11.62; 2034-35: 11.64; 2035-36: 11.63; 2036-37: 11.62; 2037-38: 11.6; 2038-39: 11.6; 2039-40: 11.57; 2040-41: 11.54; 2041-42: 11.47; 2042-43: 11.44; 2043-44: 11.39; 2044-45: 11.39; 2045-46: 11.38; 2046-47: 11.37; 2047-48: 11.36; 2048-49: 11.35; 2049-50: 11.34
46FP | Target headroom (climate change component) | Input | Ml/d | 2 | 2019-20: 0.00067664; 2020-21: 0.00067664; 2021-22: 0.00067664; 2022-23: 0.00067664; 2023-24: 0.00067664; 2024-25: 0.00067664; 2025-26: 0.00067664; 2026-27: 0.0010716; 2027-28: 8.4744e-05; 2028-29: 0.0016893; 2029-30: 0.00072115; 2030-31: 0.0016084; 2031-32: 0.00177; 2032-33: 0.00054815; 2033-34: 0.0006108; 2034-35: 0.0014595; 2035-36: 0.0016149; 2036-37: 0.0024791; 2037-38: 0.0038312; 2038-39: 0.0024519; 2039-40: 0; 2040-41: 0; 2041-42: 0; 2042-43: 0; 2043-44: 0; 2044-45: 0; 2045-46: 0; 2046-47: 0; 2047-48: 0; 2048-49: 0; 2049-50: 0
47FP | Target headroom (All other components) | Input | Ml/d | 2 | 2019-20: 0.5626; 2020-21: 0.5626; 2021-22: 0.5626; 2022-23: 0.5626; 2023-24: 0.5626; 2024-25: 0.5626; 2025-26: 0.5626; 2026-27: 0.56701; 2027-28: 0.55504; 2028-29: 0.56881; 2029-30: 0.71226; 2030-31: 0.71227; 2031-32: 0.73737; 2032-33: 0.7649; 2033-34: 0.78827; 2034-35: 0.83009; 2035-36: 0.66219; 2036-37: 0.58854; 2037-38: 0.61545; 2038-39: 0.6473; 2039-40: 0.48086; 2040-41: 0.49497; 2041-42: 0.51272; 2042-43: 0.53163; 2043-44: 0.54201; 2044-45: 0.56034; 2045-46: 0.465; 2046-47: 0.46571; 2047-48: 0.47633; 2048-49: 0.48728; 2049-50: 0.48662
48FP | Target Headroom | 46FP + 47FP | Ml/d | 2 | 2019-20: 0.56327; 2020-21: 0.56327; 2021-22: 0.56327; 2022-23: 0.56327; 2023-24: 0.56327; 2024-25: 0.56327; 2025-26: 0.56327; 2026-27: 0.56808; 2027-28: 0.55513; 2028-29: 0.5705; 2029-30: 0.71298; 2030-31: 0.71388; 2031-32: 0.73914; 2032-33: 0.76545; 2033-34: 0.78888; 2034-35: 0.83155; 2035-36: 0.66381; 2036-37: 0.59102; 2037-38: 0.61928; 2038-39: 0.64975; 2039-40: 0.48086; 2040-41: 0.49497; 2041-42: 0.51272; 2042-43: 0.53163; 2043-44: 0.54201; 2044-45: 0.56034; 2045-46: 0.465; 2046-47: 0.46571; 2047-48: 0.47633; 2048-49: 0.48728; 2049-50: 0.48662
49FP | Available Headroom | 11FP - 45FP | Ml/d | 2 | 2019-20: 5.18; 2020-21: 5.27; 2021-22: 5.31; 2022-23: 5.42; 2023-24: 5.46; 2024-25: 5.59; 2025-26: 5.681; 2026-27: 5.681; 2027-28: 5.731; 2028-29: 5.771; 2029-30: 5.831; 2030-31: 5.671; 2031-32: 5.721; 2032-33: 10.24; 2033-34: 10.2; 2034-35: 8.381; 2035-36: 10.19; 2036-37: 10.2; 2037-38: 8.421; 2038-39: 8.421; 2039-40: 8.451; 2040-41: 10.28; 2041-42: 6.101; 2042-43: 6.121; 2043-44: 7.97; 2044-45: 8.78; 2045-46: 3.086; 2046-47: 4.88; 2047-48: 4.87; 2048-49: 3.081; 2049-50: 4.88
49.1FP | Available non-potable balance (if applicable) | 1.1FP - 12.1FP | Ml/d | 2 | 2019-20: 0; 2020-21: 0; 2021-22: 0; 2022-23: 0; 2023-24: 0; 2024-25: 0; 2025-26: 0; 2026-27: 0; 2027-28: 0; 2028-29: 0; 2029-30: 0; 2030-31: 0; 2031-32: 0; 2032-33: 0; 2033-34: 0; 2034-35: 0; 2035-36: 0; 2036-37: 0; 2037-38: 0; 2038-39: 0; 2039-40: 0; 2040-41: 0; 2041-42: 0; 2042-43: 0; 2043-44: 0; 2044-45: 0; 2045-46: 0; 2046-47: 0; 2047-48: 0; 2048-49: 0; 2049-50: 0
50FP | Supply Demand Balance | 49FP - 48FP | Ml/d | 2 | 2019-20: 4.6167; 2020-21: 4.7067; 2021-22: 4.7467; 2022-23: 4.8567; 2023-24: 4.8967; 2024-25: 5.0267; 2025-26: 5.1177; 2026-27: 5.1129; 2027-28: 5.1759; 2028-29: 5.2005; 2029-30: 5.118; 2030-31: 4.9571; 2031-32: 4.9819; 2032-33: 9.4745; 2033-34: 9.4111; 2034-35: 7.5494; 2035-36: 9.5262; 2036-37: 9.609; 2037-38: 7.8017; 2038-39: 7.7712; 2039-40: 7.9701; 2040-41: 9.785; 2041-42: 5.5883; 2042-43: 5.5894; 2043-44: 7.428; 2044-45: 8.2197; 2045-46: 2.621; 2046-47: 4.4143; 2047-48: 4.3937; 2048-49: 2.5937; 2049-50: 4.3934
Data for Charts
DYAA Baseline |  |  |  |  | 2019-20 | 2020-21 | 2021-22 | 2022-23 | 2023-24 | 2024-25 | 2025-26 | 2026-27 | 2027-28 | 2028-29 | 2029-30 | 2030-31 | 2031-32 | 2032-33 | 2033-34 | 2034-35 | 2035-36 | 2036-37 | 2037-38 | 2038-39 | 2039-40 | 2040-41 | 2041-42 | 2042-43 | 2043-44 | 2044-45 | 2045-46 | 2046-47 | 2047-48 | 2048-49 | 2049-50 | 2050-51 | 2051-52 | 2052-53 | 2053-54 | 2054-55 | 2055-56 | 2056-57 | 2057-58 | 2058-59 | 2059-60 | 2060-61 | 2061-62 | 2062-63 | 2063-64 | 2064-65 | 2065-66 | 2066-67 | 2067-68 | 2068-69 | 2069-70 | 2070-71 | 2071-72 | 2072-73 | 2073-74 | 2074-75 | 2075-76 | 2076-77 | 2077-78 | 2078-79 | 2079-80 | 2080-81 | 2081-82 | 2082-83 | 2083-84 | 2084-85 | 2085-86 | 2086-87 | 2087-88 | 2088-89 | 2089-90 | 2090-91 | 2091-92 | 2092-93 | 2093-94 | 2094-95 | 2095-96 | 2096-97 | 2097-98 | 2098-99 | 2099-100
| Measured HH consumption |  | Ml/d | 2 | 3.7 | 3.68 | 3.67 | 3.66 | 3.66 | 3.62 | 3.64 | 3.68 | 3.72 | 3.75 | 3.76 | 3.78 | 3.81 | 3.85 | 3.89 | 3.93 | 3.97 | 4.01 | 4.05 | 4.1 | 4.15 | 4.2 | 4.24 | 4.28 | 4.33 | 4.37 | 4.41 | 4.44 | 4.48 | 4.5 | 4.53 | 0 | 0 | 0 | 0 | 0 | 0 | 0 | 0 | 0 | 0 | 0 | 0 | 0 | 0 | 0 | 0 | 0 | 0 | 0 | 0 | 0 | 0 | 0 | 0 | 0 | 0 | 0 | 0 | 0 | 0 | 0 | 0 | 0 | 0 | 0 | 0 | 0 | 0 | 0 | 0 | 0 | 0 | 0 | 0 | 0 | 0 | 0 | 0 | 0 | 0
| Unmeasured HH consumption |  | Ml/d | 2 | 0.85 | 0.82 | 0.78 | 0.74 | 0.71 | 0.67 | 0.64 | 0.61 | 0.58 | 0.55 | 0.52 | 0.51 | 0.48 | 0.46 | 0.43 | 0.42 | 0.4 | 0.37 | 0.35 | 0.33 | 0.32 | 0.3 | 0.28 | 0.26 | 0.24 | 0.23 | 0.23 | 0.22 | 0.22 | 0.21 | 0.21 | 0 | 0 | 0 | 0 | 0 | 0 | 0 | 0 | 0 | 0 | 0 | 0 | 0 | 0 | 0 | 0 | 0 | 0 | 0 | 0 | 0 | 0 | 0 | 0 | 0 | 0 | 0 | 0 | 0 | 0 | 0 | 0 | 0 | 0 | 0 | 0 | 0 | 0 | 0 | 0 | 0 | 0 | 0 | 0 | 0 | 0 | 0 | 0 | 0 | 0
| Non-HH consumption |  | Ml/d | 2 | 3.55 | 3.56 | 3.57 | 3.58 | 3.6 | 3.6 | 3.61 | 3.62 | 3.65 | 3.66 | 3.67 | 3.68 | 3.68 | 3.69 | 3.74 | 3.78 | 3.83 | 3.86 | 3.88 | 3.9 | 3.92 | 3.93 | 3.94 | 3.94 | 3.94 | 3.94 | 3.94 | 3.94 | 3.94 | 3.95 | 3.95 | 0 | 0 | 0 | 0 | 0 | 0 | 0 | 0 | 0 | 0 | 0 | 0 | 0 | 0 | 0 | 0 | 0 | 0 | 0 | 0 | 0 | 0 | 0 | 0 | 0 | 0 | 0 | 0 | 0 | 0 | 0 | 0 | 0 | 0 | 0 | 0 | 0 | 0 | 0 | 0 | 0 | 0 | 0 | 0 | 0 | 0 | 0 | 0 | 0 | 0
| Total Leakage |  | Ml/d | 2 | 1.43 | 1.4 | 1.38 | 1.36 | 1.33 | 1.3 | 1.3 | 1.28 | 1.29 | 1.28 | 1.28 | 1.27 | 1.26 | 1.26 | 1.27 | 1.26 | 1.26 | 1.26 | 1.27 | 1.27 | 1.26 | 1.26 | 1.26 | 1.27 | 1.27 | 1.27 | 1.26 | 1.26 | 1.26 | 1.27 | 1.27 | 0 | 0 | 0 | 0 | 0 | 0 | 0 | 0 | 0 | 0 | 0 | 0 | 0 | 0 | 0 | 0 | 0 | 0 | 0 | 0 | 0 | 0 | 0 | 0 | 0 | 0 | 0 | 0 | 0 | 0 | 0 | 0 | 0 | 0 | 0 | 0 | 0 | 0 | 0 | 0 | 0 | 0 | 0 | 0 | 0 | 0 | 0 | 0 | 0 | 0
| Other demand components |  | Ml/d | 2 | 0.25 | 0.25 | 0.27 | 0.25 | 0.25 | 0.25 | 0.24 | 0.26 | 0.22 | 0.23 | 0.23 | 0.23 | 0.23 | 0.23 | 0.22 | 0.24 | 0.24 | 0.24 | 0.24 | 0.24 | 0.24 | 0.24 | 0.23 | 0.23 | 0.23 | 0.23 | 0.23 | 0.24 | 0.23 | 0.23 | 0.23 | 0 | 0 | 0 | 0 | 0 | 0 | 0 | 0 | 0 | 0 | 0 | 0 | 0 | 0 | 0 | 0 | 0 | 0 | 0 | 0 | 0 | 0 | 0 | 0 | 0 | 0 | 0 | 0 | 0 | 0 | 0 | 0 | 0 | 0 | 0 | 0 | 0 | 0 | 0 | 0 | 0 | 0 | 0 | 0 | 0 | 0 | 0 | 0 | 0 | 0
| Total Water Available for use |  | Ml/d | 2 | 12.89 | 12.89 | 12.89 | 12.89 | 12.89 | 12.89 | 9.88 | 9.9 | 9.91 | 9.92 | 10.02 | 9.55 | 9.54 | 9.53 | 9.51 | 9.5 | 9.53 | 5.491 | 5.491 | 5.491 | 5.491 | 5.491 | 5.491 | 5.491 | 5.491 | 5.491 | 5.491 | 5.491 | 5.491 | 5.491 | 5.491 | 0 | 0 | 0 | 0 | 0 | 0 | 0 | 0 | 0 | 0 | 0 | 0 | 0 | 0 | 0 | 0 | 0 | 0 | 0 | 0 | 0 | 0 | 0 | 0 | 0 | 0 | 0 | 0 | 0 | 0 | 0 | 0 | 0 | 0 | 0 | 0 | 0 | 0 | 0 | 0 | 0 | 0 | 0 | 0 | 0 | 0 | 0 | 0 | 0 | 0
| Total Demand + Target Headroom |  | Ml/d | 2 | 10.2262 | 10.1562 | 10.1162 | 10.0362 | 9.9962 | 9.8862 | 9.8762 | 9.8999 | 9.899 | 9.9212 | 10.0242 | 10.0348 | 10.0448 | 10.0955 | 10.1732 | 10.2877 | 10.225 | 10.2072 | 10.2794 | 10.3528 | 10.2697 | 10.3206 | 10.3546 | 10.3995 | 10.4377 | 10.4821 | 10.4399 | 10.4669 | 10.5052 | 10.5441 | 10.5735 | 0 | 0 | 0 | 0 | 0 | 0 | 0 | 0 | 0 | 0 | 0 | 0 | 0 | 0 | 0 | 0 | 0 | 0 | 0 | 0 | 0 | 0 | 0 | 0 | 0 | 0 | 0 | 0 | 0 | 0 | 0 | 0 | 0 | 0 | 0 | 0 | 0 | 0 | 0 | 0 | 0 | 0 | 0 | 0 | 0 | 0 | 0 | 0 | 0 | 0
DYAA Final Plan |  |  |  |  | 2019-20 | 2020-21 | 2021-22 | 2022-23 | 2023-24 | 2024-25 | 2025-26 | 2026-27 | 2027-28 | 2028-29 | 2029-30 | 2030-31 | 2031-32 | 2032-33 | 2033-34 | 2034-35 | 2035-36 | 2036-37 | 2037-38 | 2038-39 | 2039-40 | 2040-41 | 2041-42 | 2042-43 | 2043-44 | 2044-45 | 2045-46 | 2046-47 | 2047-48 | 2048-49 | 2049-50 | 2050-51 | 2051-52 | 2052-53 | 2053-54 | 2054-55 | 2055-56 | 2056-57 | 2057-58 | 2058-59 | 2059-60 | 2060-61 | 2061-62 | 2062-63 | 2063-64 | 2064-65 | 2065-66 | 2066-67 | 2067-68 | 2068-69 | 2069-70 | 2070-71 | 2071-72 | 2072-73 | 2073-74 | 2074-75 | 2075-76 | 2076-77 | 2077-78 | 2078-79 | 2079-80 | 2080-81 | 2081-82 | 2082-83 | 2083-84 | 2084-85 | 2085-86 | 2086-87 | 2087-88 | 2088-89 | 2089-90 | 2090-91 | 2091-92 | 2092-93 | 2093-94 | 2094-95 | 2095-96 | 2096-97 | 2097-98 | 2098-99 | 2099-100
| Measured HH consumption |  | Ml/d | 2 | 3.7 | 3.68 | 3.67 | 3.66 | 3.66 | 3.62 | 3.62 | 3.64 | 3.67 | 3.67 | 3.66 | 3.65 | 3.66 | 3.68 | 3.71 | 3.7 | 3.7 | 3.69 | 3.69 | 3.69 | 3.69 | 3.69 | 3.69 | 3.68 | 3.68 | 3.7 | 3.72 | 3.74 | 3.76 | 3.76 | 3.77 | 0 | 0 | 0 | 0 | 0 | 0 | 0 | 0 | 0 | 0 | 0 | 0 | 0 | 0 | 0 | 0 | 0 | 0 | 0 | 0 | 0 | 0 | 0 | 0 | 0 | 0 | 0 | 0 | 0 | 0 | 0 | 0 | 0 | 0 | 0 | 0 | 0 | 0 | 0 | 0 | 0 | 0 | 0 | 0 | 0 | 0 | 0 | 0 | 0 | 0
| Unmeasured HH consumption |  | Ml/d | 2 | 0.85 | 0.82 | 0.78 | 0.74 | 0.71 | 0.67 | 0.64 | 0.61 | 0.58 | 0.55 | 0.52 | 0.51 | 0.48 | 0.46 | 0.43 | 0.42 | 0.4 | 0.37 | 0.35 | 0.33 | 0.32 | 0.3 | 0.28 | 0.26 | 0.24 | 0.23 | 0.23 | 0.22 | 0.22 | 0.21 | 0.21 | 0 | 0 | 0 | 0 | 0 | 0 | 0 | 0 | 0 | 0 | 0 | 0 | 0 | 0 | 0 | 0 | 0 | 0 | 0 | 0 | 0 | 0 | 0 | 0 | 0 | 0 | 0 | 0 | 0 | 0 | 0 | 0 | 0 | 0 | 0 | 0 | 0 | 0 | 0 | 0 | 0 | 0 | 0 | 0 | 0 | 0 | 0 | 0 | 0 | 0
| Non-HH consumption |  | Ml/d | 2 | 3.55 | 3.56 | 3.57 | 3.58 | 3.6 | 3.6 | 3.59 | 3.58 | 3.59 | 3.58 | 3.57 | 3.56 | 3.55 | 3.54 | 3.57 | 3.59 | 3.62 | 3.64 | 3.64 | 3.64 | 3.64 | 3.63 | 3.63 | 3.61 | 3.59 | 3.57 | 3.56 | 3.54 | 3.52 | 3.52 | 3.5 | 0 | 0 | 0 | 0 | 0 | 0 | 0 | 0 | 0 | 0 | 0 | 0 | 0 | 0 | 0 | 0 | 0 | 0 | 0 | 0 | 0 | 0 | 0 | 0 | 0 | 0 | 0 | 0 | 0 | 0 | 0 | 0 | 0 | 0 | 0 | 0 | 0 | 0 | 0 | 0 | 0 | 0 | 0 | 0 | 0 | 0 | 0 | 0 | 0 | 0
| Total Leakage |  | Ml/d | 2 | 1.43 | 1.4 | 1.38 | 1.36 | 1.33 | 1.3 | 1.29 | 1.27 | 1.28 | 1.27 | 1.27 | 1.26 | 1.25 | 1.25 | 1.25 | 1.24 | 1.23 | 1.23 | 1.24 | 1.24 | 1.23 | 1.23 | 1.23 | 1.24 | 1.24 | 1.24 | 1.22 | 1.21 | 1.21 | 1.22 | 1.22 | 0 | 0 | 0 | 0 | 0 | 0 | 0 | 0 | 0 | 0 | 0 | 0 | 0 | 0 | 0 | 0 | 0 | 0 | 0 | 0 | 0 | 0 | 0 | 0 | 0 | 0 | 0 | 0 | 0 | 0 | 0 | 0 | 0 | 0 | 0 | 0 | 0 | 0 | 0 | 0 | 0 | 0 | 0 | 0 | 0 | 0 | 0 | 0 | 0 | 0
| Other demand components |  | Ml/d | 2 | 0.25 | 0.25 | 0.27 | 0.25 | 0.25 | 0.25 | 0.24 | 0.26 | 0.22 | 0.23 | 0.23 | 0.23 | 0.23 | 0.23 | 0.22 | 0.24 | 0.24 | 0.24 | 0.24 | 0.24 | 0.24 | 0.24 | 0.23 | 0.23 | 0.23 | 0.23 | 0.23 | 0.24 | 0.23 | 0.23 | 0.23 | 0 | 0 | 0 | 0 | 0 | 0 | 0 | 0 | 0 | 0 | 0 | 0 | 0 | 0 | 0 | 0 | 0 | 0 | 0 | 0 | 0 | 0 | 0 | 0 | 0 | 0 | 0 | 0 | 0 | 0 | 0 | 0 | 0 | 0 | 0 | 0 | 0 | 0 | 0 | 0 | 0 | 0 | 0 | 0 | 0 | 0 | 0 | 0 | 0 | 0
| Total Water Available for use |  | Ml/d | 2 | 12.89 | 12.89 | 12.89 | 12.89 | 12.89 | 12.89 | 10.291 | 10.291 | 10.291 | 10.291 | 10.291 | 9.77 | 9.75 | 9.77 | 9.8 | 9.85 | 9.71 | 9.64 | 9.65 | 9.65 | 9.5 | 9.48 | 9.46 | 9.44 | 9.41 | 9.41 | 9.33 | 9.32 | 9.32 | 9.32 | 9.31 | 0 | 0 | 0 | 0 | 0 | 0 | 0 | 0 | 0 | 0 | 0 | 0 | 0 | 0 | 0 | 0 | 0 | 0 | 0 | 0 | 0 | 0 | 0 | 0 | 0 | 0 | 0 | 0 | 0 | 0 | 0 | 0 | 0 | 0 | 0 | 0 | 0 | 0 | 0 | 0 | 0 | 0 | 0 | 0 | 0 | 0 | 0 | 0 | 0 | 0
| Total Demand + Target Headroom |  | Ml/d | 2 | 10.2262 | 10.1562 | 10.1162 | 10.0362 | 9.9962 | 9.8862 | 9.8262 | 9.8099 | 9.779 | 9.7512 | 9.8142 | 9.7748 | 9.7548 | 9.7655 | 9.8032 | 9.8477 | 9.715 | 9.6372 | 9.6494 | 9.6528 | 9.4997 | 9.4806 | 9.4646 | 9.4395 | 9.4077 | 9.4121 | 9.3299 | 9.3169 | 9.3152 | 9.3241 | 9.3135 | 0 | 0 | 0 | 0 | 0 | 0 | 0 | 0 | 0 | 0 | 0 | 0 | 0 | 0 | 0 | 0 | 0 | 0 | 0 | 0 | 0 | 0 | 0 | 0 | 0 | 0 | 0 | 0 | 0 | 0 | 0 | 0 | 0 | 0 | 0 | 0 | 0 | 0 | 0 | 0 | 0 | 0 | 0 | 0 | 0 | 0 | 0 | 0 | 0 | 0
DYCP Baseline |  |  |  |  | 2019-20 | 2020-21 | 2021-22 | 2022-23 | 2023-24 | 2024-25 | 2025-26 | 2026-27 | 2027-28 | 2028-29 | 2029-30 | 2030-31 | 2031-32 | 2032-33 | 2033-34 | 2034-35 | 2035-36 | 2036-37 | 2037-38 | 2038-39 | 2039-40 | 2040-41 | 2041-42 | 2042-43 | 2043-44 | 2044-45 | 2045-46 | 2046-47 | 2047-48 | 2048-49 | 2049-50 | 2050-51 | 2051-52 | 2052-53 | 2053-54 | 2054-55 | 2055-56 | 2056-57 | 2057-58 | 2058-59 | 2059-60 | 2060-61 | 2061-62 | 2062-63 | 2063-64 | 2064-65 | 2065-66 | 2066-67 | 2067-68 | 2068-69 | 2069-70 | 2070-71 | 2071-72 | 2072-73 | 2073-74 | 2074-75 | 2075-76 | 2076-77 | 2077-78 | 2078-79 | 2079-80 | 2080-81 | 2081-82 | 2082-83 | 2083-84 | 2084-85 | 2085-86 | 2086-87 | 2087-88 | 2088-89 | 2089-90 | 2090-91 | 2091-92 | 2092-93 | 2093-94 | 2094-95 | 2095-96 | 2096-97 | 2097-98 | 2098-99 | 2099-100
| Measured HH consumption |  | Ml/d | 2 | 4.79 | 4.77 | 4.76 | 4.75 | 4.75 | 4.7 | 4.72 | 4.79 | 4.83 | 4.87 | 4.89 | 4.92 | 4.96 | 5.02 | 5.07 | 5.13 | 5.18 | 5.24 | 5.3 | 5.37 | 5.44 | 5.5 | 5.56 | 5.62 | 5.68 | 5.75 | 5.8 | 5.85 | 5.9 | 5.94 | 5.98 | 0 | 0 | 0 | 0 | 0 | 0 | 0 | 0 | 0 | 0 | 0 | 0 | 0 | 0 | 0 | 0 | 0 | 0 | 0 | 0 | 0 | 0 | 0 | 0 | 0 | 0 | 0 | 0 | 0 | 0 | 0 | 0 | 0 | 0 | 0 | 0 | 0 | 0 | 0 | 0 | 0 | 0 | 0 | 0 | 0 | 0 | 0 | 0 | 0 | 0
| Unmeasured HH consumption |  | Ml/d | 2 | 1.17 | 1.12 | 1.07 | 1.01 | 0.97 | 0.91 | 0.87 | 0.84 | 0.8 | 0.76 | 0.72 | 0.69 | 0.66 | 0.62 | 0.59 | 0.57 | 0.54 | 0.51 | 0.48 | 0.46 | 0.44 | 0.41 | 0.39 | 0.36 | 0.34 | 0.32 | 0.32 | 0.31 | 0.3 | 0.29 | 0.29 | 0 | 0 | 0 | 0 | 0 | 0 | 0 | 0 | 0 | 0 | 0 | 0 | 0 | 0 | 0 | 0 | 0 | 0 | 0 | 0 | 0 | 0 | 0 | 0 | 0 | 0 | 0 | 0 | 0 | 0 | 0 | 0 | 0 | 0 | 0 | 0 | 0 | 0 | 0 | 0 | 0 | 0 | 0 | 0 | 0 | 0 | 0 | 0 | 0 | 0
| Non-HH consumption |  | Ml/d | 2 | 4.71 | 4.72 | 4.74 | 4.74 | 4.77 | 4.78 | 4.79 | 4.8 | 4.82 | 4.84 | 4.85 | 4.86 | 4.87 | 4.88 | 4.95 | 5.01 | 5.07 | 5.11 | 5.14 | 5.17 | 5.19 | 5.21 | 5.21 | 5.22 | 5.22 | 5.22 | 5.22 | 5.22 | 5.23 | 5.23 | 5.23 | 0 | 0 | 0 | 0 | 0 | 0 | 0 | 0 | 0 | 0 | 0 | 0 | 0 | 0 | 0 | 0 | 0 | 0 | 0 | 0 | 0 | 0 | 0 | 0 | 0 | 0 | 0 | 0 | 0 | 0 | 0 | 0 | 0 | 0 | 0 | 0 | 0 | 0 | 0 | 0 | 0 | 0 | 0 | 0 | 0 | 0 | 0 | 0 | 0 | 0
| Total Leakage |  | Ml/d | 2 | 1.43 | 1.4 | 1.38 | 1.36 | 1.33 | 1.3 | 1.3 | 1.28 | 1.29 | 1.28 | 1.28 | 1.27 | 1.26 | 1.26 | 1.27 | 1.26 | 1.26 | 1.26 | 1.27 | 1.27 | 1.26 | 1.26 | 1.26 | 1.27 | 1.27 | 1.27 | 1.26 | 1.26 | 1.26 | 1.27 | 1.27 | 0 | 0 | 0 | 0 | 0 | 0 | 0 | 0 | 0 | 0 | 0 | 0 | 0 | 0 | 0 | 0 | 0 | 0 | 0 | 0 | 0 | 0 | 0 | 0 | 0 | 0 | 0 | 0 | 0 | 0 | 0 | 0 | 0 | 0 | 0 | 0 | 0 | 0 | 0 | 0 | 0 | 0 | 0 | 0 | 0 | 0 | 0 | 0 | 0 | 0
| Other demand components |  | Ml/d | 2 | 0.25 | 0.25 | 0.27 | 0.25 | 0.25 | 0.25 | 0.24 | 0.26 | 0.22 | 0.23 | 0.23 | 0.23 | 0.23 | 0.23 | 0.22 | 0.24 | 0.24 | 0.24 | 0.24 | 0.24 | 0.24 | 0.24 | 0.23 | 0.23 | 0.23 | 0.23 | 0.23 | 0.24 | 0.23 | 0.23 | 0.23 | 0 | 0 | 0 | 0 | 0 | 0 | 0 | 0 | 0 | 0 | 0 | 0 | 0 | 0 | 0 | 0 | 0 | 0 | 0 | 0 | 0 | 0 | 0 | 0 | 0 | 0 | 0 | 0 | 0 | 0 | 0 | 0 | 0 | 0 | 0 | 0 | 0 | 0 | 0 | 0 | 0 | 0 | 0 | 0 | 0 | 0 | 0 | 0 | 0 | 0
| Total Water Available for use |  | Ml/d | 2 | 17.53 | 17.53 | 17.53 | 17.53 | 17.53 | 17.53 | 17.53 | 17.53 | 17.53 | 17.53 | 17.53 | 17.53 | 17.53 | 17.53 | 17.53 | 17.53 | 17.53 | 17.53 | 17.53 | 17.53 | 17.53 | 17.53 | 17.53 | 17.53 | 17.53 | 17.53 | 14.32 | 14.32 | 14.32 | 14.32 | 14.32 | 0 | 0 | 0 | 0 | 0 | 0 | 0 | 0 | 0 | 0 | 0 | 0 | 0 | 0 | 0 | 0 | 0 | 0 | 0 | 0 | 0 | 0 | 0 | 0 | 0 | 0 | 0 | 0 | 0 | 0 | 0 | 0 | 0 | 0 | 0 | 0 | 0 | 0 | 0 | 0 | 0 | 0 | 0 | 0 | 0 | 0 | 0 | 0 | 0 | 0
| Total Demand + Target Headroom |  | Ml/d | 2 | 12.9133 | 12.8233 | 12.7833 | 12.6733 | 12.6333 | 12.5033 | 12.4833 | 12.5381 | 12.5151 | 12.5505 | 12.683 | 12.6839 | 12.7191 | 12.7755 | 12.8889 | 13.0416 | 12.9538 | 12.951 | 13.0493 | 13.1598 | 13.0509 | 13.115 | 13.1627 | 13.2316 | 13.282 | 13.3503 | 13.295 | 13.3457 | 13.3963 | 13.4473 | 13.4866 | 0 | 0 | 0 | 0 | 0 | 0 | 0 | 0 | 0 | 0 | 0 | 0 | 0 | 0 | 0 | 0 | 0 | 0 | 0 | 0 | 0 | 0 | 0 | 0 | 0 | 0 | 0 | 0 | 0 | 0 | 0 | 0 | 0 | 0 | 0 | 0 | 0 | 0 | 0 | 0 | 0 | 0 | 0 | 0 | 0 | 0 | 0 | 0 | 0 | 0
DYCP Final Plan |  |  |  |  | 2019-20 | 2020-21 | 2021-22 | 2022-23 | 2023-24 | 2024-25 | 2025-26 | 2026-27 | 2027-28 | 2028-29 | 2029-30 | 2030-31 | 2031-32 | 2032-33 | 2033-34 | 2034-35 | 2035-36 | 2036-37 | 2037-38 | 2038-39 | 2039-40 | 2040-41 | 2041-42 | 2042-43 | 2043-44 | 2044-45 | 2045-46 | 2046-47 | 2047-48 | 2048-49 | 2049-50 | 2050-51 | 2051-52 | 2052-53 | 2053-54 | 2054-55 | 2055-56 | 2056-57 | 2057-58 | 2058-59 | 2059-60 | 2060-61 | 2061-62 | 2062-63 | 2063-64 | 2064-65 | 2065-66 | 2066-67 | 2067-68 | 2068-69 | 2069-70 | 2070-71 | 2071-72 | 2072-73 | 2073-74 | 2074-75 | 2075-76 | 2076-77 | 2077-78 | 2078-79 | 2079-80 | 2080-81 | 2081-82 | 2082-83 | 2083-84 | 2084-85 | 2085-86 | 2086-87 | 2087-88 | 2088-89 | 2089-90 | 2090-91 | 2091-92 | 2092-93 | 2093-94 | 2094-95 | 2095-96 | 2096-97 | 2097-98 | 2098-99 | 2099-100
| Measured HH consumption |  | Ml/d | 2 | 4.79 | 4.77 | 4.76 | 4.75 | 4.75 | 4.7 | 4.69 | 4.74 | 4.76 | 4.77 | 4.76 | 4.75 | 4.76 | 4.8 | 4.83 | 4.83 | 4.82 | 4.82 | 4.82 | 4.83 | 4.84 | 4.84 | 4.83 | 4.83 | 4.82 | 4.87 | 4.89 | 4.92 | 4.94 | 4.96 | 4.97 | 0 | 0 | 0 | 0 | 0 | 0 | 0 | 0 | 0 | 0 | 0 | 0 | 0 | 0 | 0 | 0 | 0 | 0 | 0 | 0 | 0 | 0 | 0 | 0 | 0 | 0 | 0 | 0 | 0 | 0 | 0 | 0 | 0 | 0 | 0 | 0 | 0 | 0 | 0 | 0 | 0 | 0 | 0 | 0 | 0 | 0 | 0 | 0 | 0 | 0
| Unmeasured HH consumption |  | Ml/d | 2 | 1.17 | 1.12 | 1.07 | 1.01 | 0.97 | 0.91 | 0.87 | 0.84 | 0.8 | 0.76 | 0.72 | 0.69 | 0.66 | 0.62 | 0.59 | 0.57 | 0.54 | 0.51 | 0.48 | 0.46 | 0.44 | 0.41 | 0.39 | 0.36 | 0.34 | 0.32 | 0.32 | 0.31 | 0.3 | 0.29 | 0.29 | 0 | 0 | 0 | 0 | 0 | 0 | 0 | 0 | 0 | 0 | 0 | 0 | 0 | 0 | 0 | 0 | 0 | 0 | 0 | 0 | 0 | 0 | 0 | 0 | 0 | 0 | 0 | 0 | 0 | 0 | 0 | 0 | 0 | 0 | 0 | 0 | 0 | 0 | 0 | 0 | 0 | 0 | 0 | 0 | 0 | 0 | 0 | 0 | 0 | 0
| Non-HH consumption |  | Ml/d | 2 | 4.71 | 4.72 | 4.74 | 4.74 | 4.77 | 4.78 | 4.76 | 4.74 | 4.74 | 4.73 | 4.72 | 4.71 | 4.69 | 4.68 | 4.73 | 4.76 | 4.8 | 4.82 | 4.82 | 4.83 | 4.82 | 4.82 | 4.79 | 4.78 | 4.76 | 4.73 | 4.72 | 4.69 | 4.68 | 4.65 | 4.63 | 0 | 0 | 0 | 0 | 0 | 0 | 0 | 0 | 0 | 0 | 0 | 0 | 0 | 0 | 0 | 0 | 0 | 0 | 0 | 0 | 0 | 0 | 0 | 0 | 0 | 0 | 0 | 0 | 0 | 0 | 0 | 0 | 0 | 0 | 0 | 0 | 0 | 0 | 0 | 0 | 0 | 0 | 0 | 0 | 0 | 0 | 0 | 0 | 0 | 0
| Total Leakage |  | Ml/d | 2 | 1.43 | 1.4 | 1.38 | 1.36 | 1.33 | 1.3 | 1.29 | 1.27 | 1.28 | 1.27 | 1.27 | 1.26 | 1.25 | 1.25 | 1.25 | 1.24 | 1.23 | 1.23 | 1.24 | 1.24 | 1.23 | 1.23 | 1.23 | 1.24 | 1.24 | 1.24 | 1.22 | 1.21 | 1.21 | 1.22 | 1.22 | 0 | 0 | 0 | 0 | 0 | 0 | 0 | 0 | 0 | 0 | 0 | 0 | 0 | 0 | 0 | 0 | 0 | 0 | 0 | 0 | 0 | 0 | 0 | 0 | 0 | 0 | 0 | 0 | 0 | 0 | 0 | 0 | 0 | 0 | 0 | 0 | 0 | 0 | 0 | 0 | 0 | 0 | 0 | 0 | 0 | 0 | 0 | 0 | 0 | 0
| Other demand components |  | Ml/d | 2 | 0.25 | 0.25 | 0.27 | 0.25 | 0.25 | 0.25 | 0.24 | 0.26 | 0.22 | 0.23 | 0.23 | 0.23 | 0.23 | 0.23 | 0.22 | 0.24 | 0.24 | 0.24 | 0.24 | 0.24 | 0.24 | 0.24 | 0.23 | 0.23 | 0.23 | 0.23 | 0.23 | 0.24 | 0.23 | 0.23 | 0.23 | 0 | 0 | 0 | 0 | 0 | 0 | 0 | 0 | 0 | 0 | 0 | 0 | 0 | 0 | 0 | 0 | 0 | 0 | 0 | 0 | 0 | 0 | 0 | 0 | 0 | 0 | 0 | 0 | 0 | 0 | 0 | 0 | 0 | 0 | 0 | 0 | 0 | 0 | 0 | 0 | 0 | 0 | 0 | 0 | 0 | 0 | 0 | 0 | 0 | 0
| Total Water Available for use |  | Ml/d | 2 | 17.53 | 17.53 | 17.53 | 17.53 | 17.53 | 17.53 | 17.531 | 17.531 | 17.531 | 17.531 | 17.531 | 17.311 | 17.311 | 21.82 | 21.82 | 20.021 | 21.82 | 21.82 | 20.021 | 20.021 | 20.021 | 21.82 | 17.571 | 17.561 | 19.36 | 20.17 | 14.466 | 16.25 | 16.23 | 14.431 | 16.22 | 0 | 0 | 0 | 0 | 0 | 0 | 0 | 0 | 0 | 0 | 0 | 0 | 0 | 0 | 0 | 0 | 0 | 0 | 0 | 0 | 0 | 0 | 0 | 0 | 0 | 0 | 0 | 0 | 0 | 0 | 0 | 0 | 0 | 0 | 0 | 0 | 0 | 0 | 0 | 0 | 0 | 0 | 0 | 0 | 0 | 0 | 0 | 0 | 0 | 0
| Total Demand + Target Headroom |  | Ml/d | 2 | 12.9133 | 12.8233 | 12.7833 | 12.6733 | 12.6333 | 12.5033 | 12.4133 | 12.4181 | 12.3551 | 12.3305 | 12.413 | 12.3539 | 12.3291 | 12.3455 | 12.4089 | 12.4716 | 12.2938 | 12.211 | 12.2193 | 12.2498 | 12.0509 | 12.035 | 11.9827 | 11.9716 | 11.932 | 11.9503 | 11.845 | 11.8357 | 11.8363 | 11.8373 | 11.8266 | 0 | 0 | 0 | 0 | 0 | 0 | 0 | 0 | 0 | 0 | 0 | 0 | 0 | 0 | 0 | 0 | 0 | 0 | 0 | 0 | 0 | 0 | 0 | 0 | 0 | 0 | 0 | 0 | 0 | 0 | 0 | 0 | 0 | 0 | 0 | 0 | 0 | 0 | 0 | 0 | 0 | 0 | 0 | 0 | 0 | 0 | 0 | 0 | 0 | 0

## AWSSWC
Back to title page
Table 3a: DYAA - Baseline
Table 3b: DYAA - Final plan Options
Table 3c: DYAA - Final plan
Table 3d: DYCP - Baseline
Table 3e: DYCP - Final plan Options
Table 3f: DYCP - Final plan
Water Company | Anglian Water | Version | V3.1
WRZ | AWSSWC | Planning Scenario | DYAA
Table 3a: DYAA - Baseline | Back to top of sheet
WRMP24 reference | Component | Derivation | Unit | Decimal places | 2019-20 | 2020-21 | 2021-22 | 2022-23 | 2023-24 | 2024-25 | 2025-26 | 2026-27 | 2027-28 | 2028-29 | 2029-30 | 2030-31 | 2031-32 | 2032-33 | 2033-34 | 2034-35 | 2035-36 | 2036-37 | 2037-38 | 2038-39 | 2039-40 | 2040-41 | 2041-42 | 2042-43 | 2043-44 | 2044-45 | 2045-46 | 2046-47 | 2047-48 | 2048-49 | 2049-50 | 2050-51 | 2051-52 | 2052-53 | 2053-54 | 2054-55 | 2055-56 | 2056-57 | 2057-58 | 2058-59 | 2059-60 | 2060-61 | 2061-62 | 2062-63 | 2063-64 | 2064-65 | 2065-66 | 2066-67 | 2067-68 | 2068-69 | 2069-70 | 2070-71 | 2071-72 | 2072-73 | 2073-74 | 2074-75 | 2075-76 | 2076-77 | 2077-78 | 2078-79 | 2079-80 | 2080-81 | 2081-82 | 2082-83 | 2083-84 | 2084-85 | 2085-86 | 2086-87 | 2087-88 | 2088-89 | 2089-90 | 2090-91 | 2091-92 | 2092-93 | 2093-94 | 2094-95 | 2095-96 | 2096-97 | 2097-98 | 2098-99 | 2099-100
1BL | Raw water abstracted | Input | Ml/d | 2 | 2019-20: 0; 2020-21: 0; 2021-22: 0; 2022-23: 0; 2023-24: 0; 2024-25: 0; 2025-26: 0; 2026-27: 0; 2027-28: 0; 2028-29: 0; 2029-30: 0; 2030-31: 0; 2031-32: 0; 2032-33: 0; 2033-34: 0; 2034-35: 0; 2035-36: 0; 2036-37: 0; 2037-38: 0; 2038-39: 0; 2039-40: 0; 2040-41: 0; 2041-42: 0; 2042-43: 0; 2043-44: 0; 2044-45: 0; 2045-46: 0; 2046-47: 0; 2047-48: 0; 2048-49: 0; 2049-50: 0
1.1BL | Non-potable water supplies (if applicable) | Input | Ml/d | 2 | 2019-20: 0; 2020-21: 0; 2021-22: 0; 2022-23: 0; 2023-24: 0; 2024-25: 0; 2025-26: 0; 2026-27: 0; 2027-28: 0; 2028-29: 0; 2029-30: 0; 2030-31: 0; 2031-32: 0; 2032-33: 0; 2033-34: 0; 2034-35: 0; 2035-36: 0; 2036-37: 0; 2037-38: 0; 2038-39: 0; 2039-40: 0; 2040-41: 0; 2041-42: 0; 2042-43: 0; 2043-44: 0; 2044-45: 0; 2045-46: 0; 2046-47: 0; 2047-48: 0; 2048-49: 0; 2049-50: 0
2BL | Raw water imported | Input | Ml/d | 2 | 2019-20: 0; 2020-21: 0; 2021-22: 0; 2022-23: 0; 2023-24: 0; 2024-25: 0; 2025-26: 0; 2026-27: 0; 2027-28: 0; 2028-29: 0; 2029-30: 0; 2030-31: 0; 2031-32: 0; 2032-33: 0; 2033-34: 0; 2034-35: 0; 2035-36: 0; 2036-37: 0; 2037-38: 0; 2038-39: 0; 2039-40: 0; 2040-41: 0; 2041-42: 0; 2042-43: 0; 2043-44: 0; 2044-45: 0; 2045-46: 0; 2046-47: 0; 2047-48: 0; 2048-49: 0; 2049-50: 0
3BL | Potable water imported | Input | Ml/d | 2 | 2019-20: 0; 2020-21: 0; 2021-22: 0; 2022-23: 0; 2023-24: 0; 2024-25: 0; 2025-26: 9.25; 2026-27: 9.09; 2027-28: 9; 2028-29: 8.79; 2029-30: 8.62; 2030-31: 3.2; 2031-32: 3; 2032-33: 3; 2033-34: 3; 2034-35: 3; 2035-36: 3; 2036-37: 3.18; 2037-38: 3; 2038-39: 3; 2039-40: 6.21; 2040-41: 3; 2041-42: 3; 2042-43: 3; 2043-44: 3; 2044-45: 3; 2045-46: 3; 2046-47: 3; 2047-48: 3; 2048-49: 3; 2049-50: 3
4BL | Raw water exported enter as -ve | Input | Ml/d | 2 | 2019-20: 0; 2020-21: 0; 2021-22: 0; 2022-23: 0; 2023-24: 0; 2024-25: 0; 2025-26: 0; 2026-27: 0; 2027-28: 0; 2028-29: 0; 2029-30: 0; 2030-31: 0; 2031-32: 0; 2032-33: 0; 2033-34: 0; 2034-35: 0; 2035-36: 0; 2036-37: 0; 2037-38: 0; 2038-39: 0; 2039-40: 0; 2040-41: 0; 2041-42: 0; 2042-43: 0; 2043-44: 0; 2044-45: 0; 2045-46: 0; 2046-47: 0; 2047-48: 0; 2048-49: 0; 2049-50: 0
5BL | Potable water exported enter as -ve | Input | Ml/d | 2 | 2019-20: 0; 2020-21: 0; 2021-22: 0; 2022-23: 0; 2023-24: 0; 2024-25: 0; 2025-26: -2.451; 2026-27: -2.491; 2027-28: -2.491; 2028-29: -2.511; 2029-30: -2.681; 2030-31: -3.83; 2031-32: -3.85; 2032-33: -3.89; 2033-34: -3.92; 2034-35: -3.98; 2035-36: -3.88; 2036-37: -4.05; 2037-38: -4.1; 2038-39: -4.17; 2039-40: -4.11; 2040-41: -4.15; 2041-42: -4.18; 2042-43: -4.22; 2043-44: -4.25; 2044-45: -4.29; 2045-46: -4.26; 2046-47: -4.29; 2047-48: -4.31; 2048-49: -4.34; 2049-50: -4.36
6BL | Deployable Output before forecast changes | Input | Ml/d | 2 | 2019-20: 65.71; 2020-21: 65.71; 2021-22: 65.71; 2022-23: 65.71; 2023-24: 65.71; 2024-25: 65.71; 2025-26: 58.01; 2026-27: 58.01; 2027-28: 58.01; 2028-29: 58.01; 2029-30: 58.01; 2030-31: 58.01; 2031-32: 58.01; 2032-33: 58.01; 2033-34: 58.01; 2034-35: 58.01; 2035-36: 58.01; 2036-37: 58.01; 2037-38: 58.01; 2038-39: 58.01; 2039-40: 58.01; 2040-41: 58.01; 2041-42: 58.01; 2042-43: 58.01; 2043-44: 58.01; 2044-45: 58.01; 2045-46: 58.01; 2046-47: 58.01; 2047-48: 58.01; 2048-49: 58.01; 2049-50: 58.01
6.1BL | Deployable Output post forecast changes | 6BL + 7BL | Ml/d | 2 | 2019-20: 65.71; 2020-21: 65.71; 2021-22: 65.71; 2022-23: 65.71; 2023-24: 65.71; 2024-25: 65.71; 2025-26: 51.02; 2026-27: 51.02; 2027-28: 51.02; 2028-29: 51.01; 2029-30: 51.01; 2030-31: 50.06; 2031-32: 50.06; 2032-33: 50.06; 2033-34: 50.06; 2034-35: 50.06; 2035-36: 50.06; 2036-37: 50.05; 2037-38: 50.05; 2038-39: 50.05; 2039-40: 50.05; 2040-41: 28.85; 2041-42: 28.85; 2042-43: 28.85; 2043-44: 28.85; 2044-45: 28.85; 2045-46: 28.84; 2046-47: 28.84; 2047-48: 28.84; 2048-49: 28.84; 2049-50: 28.84
7BL | Baseline forecast changes to Deployable Output | sum (7.1BL:7.6BL) | Ml/d | 2 | 2019-20: 0; 2020-21: 0; 2021-22: 0; 2022-23: 0; 2023-24: 0; 2024-25: 0; 2025-26: -6.99; 2026-27: -6.99; 2027-28: -6.99; 2028-29: -7; 2029-30: -7; 2030-31: -7.95; 2031-32: -7.95; 2032-33: -7.95; 2033-34: -7.95; 2034-35: -7.95; 2035-36: -7.95; 2036-37: -7.96; 2037-38: -7.96; 2038-39: -7.96; 2039-40: -7.96; 2040-41: -29.16; 2041-42: -29.16; 2042-43: -29.16; 2043-44: -29.16; 2044-45: -29.16; 2045-46: -29.17; 2046-47: -29.17; 2047-48: -29.17; 2048-49: -29.17; 2049-50: -29.17
7.1BL | Change in DO due to climate change | Input | Ml/d | 2 | 2019-20: 0; 2020-21: 0; 2021-22: 0; 2022-23: 0; 2023-24: 0; 2024-25: 0; 2025-26: -0.04; 2026-27: -0.04; 2027-28: -0.04; 2028-29: -0.05; 2029-30: -0.05; 2030-31: -0.05; 2031-32: -0.05; 2032-33: -0.05; 2033-34: -0.05; 2034-35: -0.05; 2035-36: -0.05; 2036-37: -0.06; 2037-38: -0.06; 2038-39: -0.06; 2039-40: -0.06; 2040-41: -0.06; 2041-42: -0.06; 2042-43: -0.06; 2043-44: -0.06; 2044-45: -0.06; 2045-46: -0.07; 2046-47: -0.07; 2047-48: -0.07; 2048-49: -0.07; 2049-50: -0.07
7.2BL | Total confirmed DO reductions to restore sustainable abstraction enter as -ve | Input | Ml/d | 2 | 2019-20: 0; 2020-21: 0; 2021-22: 0; 2022-23: 0; 2023-24: 0; 2024-25: 0; 2025-26: -6.95; 2026-27: -6.95; 2027-28: -6.95; 2028-29: -6.95; 2029-30: -6.95; 2030-31: -7.9; 2031-32: -7.9; 2032-33: -7.9; 2033-34: -7.9; 2034-35: -7.9; 2035-36: -7.9; 2036-37: -7.9; 2037-38: -7.9; 2038-39: -7.9; 2039-40: -7.9; 2040-41: -7.9; 2041-42: -7.9; 2042-43: -7.9; 2043-44: -7.9; 2044-45: -7.9; 2045-46: -7.9; 2046-47: -7.9; 2047-48: -7.9; 2048-49: -7.9; 2049-50: -7.9
7.3BL | Total additional DO reductions for Environmental Destination (excl. any confirmed reductions) enter as -ve | Input | Ml/d | 2 | 2019-20: 0; 2020-21: 0; 2021-22: 0; 2022-23: 0; 2023-24: 0; 2024-25: 0; 2025-26: 0; 2026-27: 0; 2027-28: 0; 2028-29: 0; 2029-30: 0; 2030-31: 0; 2031-32: 0; 2032-33: 0; 2033-34: 0; 2034-35: 0; 2035-36: 0; 2036-37: 0; 2037-38: 0; 2038-39: 0; 2039-40: 0; 2040-41: -21.2; 2041-42: -21.2; 2042-43: -21.2; 2043-44: -21.2; 2044-45: -21.2; 2045-46: -21.2; 2046-47: -21.2; 2047-48: -21.2; 2048-49: -21.2; 2049-50: -21.2
7.4BL | Change in DO from prolonged Outage reduction enter as -ve | Input | Ml/d | 2 | 2019-20: 0; 2020-21: 0; 2021-22: 0; 2022-23: 0; 2023-24: 0; 2024-25: 0; 2025-26: 0; 2026-27: 0; 2027-28: 0; 2028-29: 0; 2029-30: 0; 2030-31: 0; 2031-32: 0; 2032-33: 0; 2033-34: 0; 2034-35: 0; 2035-36: 0; 2036-37: 0; 2037-38: 0; 2038-39: 0; 2039-40: 0; 2040-41: 0; 2041-42: 0; 2042-43: 0; 2043-44: 0; 2044-45: 0; 2045-46: 0; 2046-47: 0; 2047-48: 0; 2048-49: 0; 2049-50: 0
7.5BL | Change in DO from drought measures | Zero for baseline | Ml/d | 2 | 2019-20: 0; 2020-21: 0; 2021-22: 0; 2022-23: 0; 2023-24: 0; 2024-25: 0; 2025-26: 0; 2026-27: 0; 2027-28: 0; 2028-29: 0; 2029-30: 0; 2030-31: 0; 2031-32: 0; 2032-33: 0; 2033-34: 0; 2034-35: 0; 2035-36: 0; 2036-37: 0; 2037-38: 0; 2038-39: 0; 2039-40: 0; 2040-41: 0; 2041-42: 0; 2042-43: 0; 2043-44: 0; 2044-45: 0; 2045-46: 0; 2046-47: 0; 2047-48: 0; 2048-49: 0; 2049-50: 0
7.6BL | Total other changes to DO (e.g. nitrates/operational decline) | Input | Ml/d | 2 | 2019-20: 0; 2020-21: 0; 2021-22: 0; 2022-23: 0; 2023-24: 0; 2024-25: 0; 2025-26: 0; 2026-27: 0; 2027-28: 0; 2028-29: 0; 2029-30: 0; 2030-31: 0; 2031-32: 0; 2032-33: 0; 2033-34: 0; 2034-35: 0; 2035-36: 0; 2036-37: 0; 2037-38: 0; 2038-39: 0; 2039-40: 0; 2040-41: 0; 2041-42: 0; 2042-43: 0; 2043-44: 0; 2044-45: 0; 2045-46: 0; 2046-47: 0; 2047-48: 0; 2048-49: 0; 2049-50: 0
8BL | Raw water losses, treatment works losses and operational use | Input | Ml/d | 2 | 2019-20: 1.41; 2020-21: 1.41; 2021-22: 1.41; 2022-23: 1.41; 2023-24: 1.41; 2024-25: 1.41; 2025-26: 1.41; 2026-27: 1.41; 2027-28: 1.41; 2028-29: 1.41; 2029-30: 1.41; 2030-31: 1.41; 2031-32: 1.41; 2032-33: 1.41; 2033-34: 1.41; 2034-35: 1.41; 2035-36: 1.41; 2036-37: 1.41; 2037-38: 1.41; 2038-39: 1.41; 2039-40: 1.41; 2040-41: 1.41; 2041-42: 1.41; 2042-43: 1.41; 2043-44: 1.41; 2044-45: 1.41; 2045-46: 1.41; 2046-47: 1.41; 2047-48: 1.41; 2048-49: 1.41; 2049-50: 1.41
9BL | Total Outage Allowance | Input | Ml/d | 2 | 2019-20: 0.49; 2020-21: 0.49; 2021-22: 0.49; 2022-23: 0.49; 2023-24: 0.49; 2024-25: 0.49; 2025-26: 0.49; 2026-27: 0.49; 2027-28: 0.49; 2028-29: 0.49; 2029-30: 0.49; 2030-31: 0.47; 2031-32: 0.47; 2032-33: 0.47; 2033-34: 0.47; 2034-35: 0.47; 2035-36: 0.44; 2036-37: 0.44; 2037-38: 0.44; 2038-39: 0.44; 2039-40: 0.44; 2040-41: 0.44; 2041-42: 0.44; 2042-43: 0.44; 2043-44: 0.44; 2044-45: 0.44; 2045-46: 0.44; 2046-47: 0.44; 2047-48: 0.44; 2048-49: 0.44; 2049-50: 0.44
10BL | Water Available For Use (own sources) | (6BL + 7BL) - (8BL + 9BL) | Ml/d | 2 | 2019-20: 63.81; 2020-21: 63.81; 2021-22: 63.81; 2022-23: 63.81; 2023-24: 63.81; 2024-25: 63.81; 2025-26: 49.12; 2026-27: 49.12; 2027-28: 49.12; 2028-29: 49.11; 2029-30: 49.11; 2030-31: 48.18; 2031-32: 48.18; 2032-33: 48.18; 2033-34: 48.18; 2034-35: 48.18; 2035-36: 48.21; 2036-37: 48.2; 2037-38: 48.2; 2038-39: 48.2; 2039-40: 48.2; 2040-41: 27; 2041-42: 27; 2042-43: 27; 2043-44: 27; 2044-45: 27; 2045-46: 26.99; 2046-47: 26.99; 2047-48: 26.99; 2048-49: 26.99; 2049-50: 26.99
11BL | Total Water Available For Use | 10BL + sum (2BL:5BL) | Ml/d | 2 | 2019-20: 63.81; 2020-21: 63.81; 2021-22: 63.81; 2022-23: 63.81; 2023-24: 63.81; 2024-25: 63.81; 2025-26: 55.919; 2026-27: 55.719; 2027-28: 55.629; 2028-29: 55.389; 2029-30: 55.049; 2030-31: 47.55; 2031-32: 47.33; 2032-33: 47.29; 2033-34: 47.26; 2034-35: 47.2; 2035-36: 47.33; 2036-37: 47.33; 2037-38: 47.1; 2038-39: 47.03; 2039-40: 50.3; 2040-41: 25.85; 2041-42: 25.82; 2042-43: 25.78; 2043-44: 25.75; 2044-45: 25.71; 2045-46: 25.73; 2046-47: 25.7; 2047-48: 25.68; 2048-49: 25.65; 2049-50: 25.63
12BL | Water delivered measured non-household | Input | Ml/d | 2 | 2019-20: 15.25; 2020-21: 15.33; 2021-22: 15.34; 2022-23: 15.45; 2023-24: 15.54; 2024-25: 15.55; 2025-26: 15.54; 2026-27: 15.56; 2027-28: 15.55; 2028-29: 15.55; 2029-30: 15.58; 2030-31: 15.59; 2031-32: 15.6; 2032-33: 15.62; 2033-34: 15.71; 2034-35: 15.83; 2035-36: 15.96; 2036-37: 16.04; 2037-38: 16.1; 2038-39: 16.16; 2039-40: 16.22; 2040-41: 16.27; 2041-42: 16.33; 2042-43: 16.4; 2043-44: 16.45; 2044-45: 16.52; 2045-46: 16.58; 2046-47: 16.64; 2047-48: 16.72; 2048-49: 16.79; 2049-50: 16.88
12.1BL | Non-potable water consumption (if applicable) | Input | Ml/d | 2 | 2019-20: 0; 2020-21: 0; 2021-22: 0; 2022-23: 0; 2023-24: 0; 2024-25: 0; 2025-26: 0; 2026-27: 0; 2027-28: 0; 2028-29: 0; 2029-30: 0; 2030-31: 0; 2031-32: 0; 2032-33: 0; 2033-34: 0; 2034-35: 0; 2035-36: 0; 2036-37: 0; 2037-38: 0; 2038-39: 0; 2039-40: 0; 2040-41: 0; 2041-42: 0; 2042-43: 0; 2043-44: 0; 2044-45: 0; 2045-46: 0; 2046-47: 0; 2047-48: 0; 2048-49: 0; 2049-50: 0
13BL | Water delivered unmeasured non-household | Input | Ml/d | 2 | 2019-20: 0.06; 2020-21: 0.06; 2021-22: 0.06; 2022-23: 0.06; 2023-24: 0.07; 2024-25: 0.07; 2025-26: 0.07; 2026-27: 0.07; 2027-28: 0.07; 2028-29: 0.07; 2029-30: 0.07; 2030-31: 0.07; 2031-32: 0.07; 2032-33: 0.07; 2033-34: 0.07; 2034-35: 0.07; 2035-36: 0.07; 2036-37: 0.07; 2037-38: 0.07; 2038-39: 0.07; 2039-40: 0.07; 2040-41: 0.07; 2041-42: 0.07; 2042-43: 0.07; 2043-44: 0.07; 2044-45: 0.07; 2045-46: 0.07; 2046-47: 0.07; 2047-48: 0.07; 2048-49: 0.07; 2049-50: 0.07
14BL | Water delivered measured household | Input | Ml/d | 2 | 2019-20: 30.07; 2020-21: 30.42; 2021-22: 30.77; 2022-23: 31.2; 2023-24: 31.5; 2024-25: 31.85; 2025-26: 32.28; 2026-27: 32.6; 2027-28: 32.93; 2028-29: 33.22; 2029-30: 33.46; 2030-31: 33.75; 2031-32: 34.02; 2032-33: 34.38; 2033-34: 34.76; 2034-35: 35.13; 2035-36: 35.49; 2036-37: 35.84; 2037-38: 36.27; 2038-39: 36.68; 2039-40: 37.05; 2040-41: 37.35; 2041-42: 37.65; 2042-43: 37.94; 2043-44: 38.24; 2044-45: 38.52; 2045-46: 38.76; 2046-47: 38.99; 2047-48: 39.23; 2048-49: 39.46; 2049-50: 39.68
15BL | Water delivered unmeasured household | Input | Ml/d | 2 | 2019-20: 6.47; 2020-21: 6.14; 2021-22: 5.85; 2022-23: 5.51; 2023-24: 5.19; 2024-25: 4.88; 2025-26: 4.62; 2026-27: 4.38; 2027-28: 4.14; 2028-29: 3.91; 2029-30: 3.69; 2030-31: 3.49; 2031-32: 3.29; 2032-33: 3.1; 2033-34: 2.92; 2034-35: 2.73; 2035-36: 2.56; 2036-37: 2.38; 2037-38: 2.21; 2038-39: 2.03; 2039-40: 1.96; 2040-41: 1.89; 2041-42: 1.83; 2042-43: 1.77; 2043-44: 1.71; 2044-45: 1.65; 2045-46: 1.62; 2046-47: 1.6; 2047-48: 1.58; 2048-49: 1.56; 2049-50: 1.56
16BL | Percentage of consumption driven by climate change | Input | % | 1 | 2019-20: 0%; 2020-21: 0%; 2021-22: 0%; 2022-23: 0.1%; 2023-24: 0.1%; 2024-25: 0.1%; 2025-26: 0.1%; 2026-27: 0.1%; 2027-28: 0.1%; 2028-29: 0.2%; 2029-30: 0.2%; 2030-31: 0.2%; 2031-32: 0.2%; 2032-33: 0.3%; 2033-34: 0.3%; 2034-35: 0.3%; 2035-36: 0.4%; 2036-37: 0.4%; 2037-38: 0.4%; 2038-39: 0.5%; 2039-40: 0.5%; 2040-41: 0.6%; 2041-42: 0.6%; 2042-43: 0.6%; 2043-44: 0.7%; 2044-45: 0.7%; 2045-46: 0.8%; 2046-47: 0.8%; 2047-48: 0.8%; 2048-49: 0.8%; 2049-50: 0.9%
17BL | Volume of consumption driven by climate change | 16BL * (12BL + sum(13BL:15BL) - sum (23BL:26BL)) | Ml/d | 2 | 2019-20: 0; 2020-21: 0; 2021-22: 0; 2022-23: 0.05033; 2023-24: 0.05046; 2024-25: 0.05054; 2025-26: 0.05072; 2026-27: 0.05087; 2027-28: 0.05098; 2028-29: 0.10212; 2029-30: 0.1023; 2030-31: 0.10258; 2031-32: 0.1028; 2032-33: 0.1548; 2033-34: 0.15564; 2034-35: 0.15654; 2035-36: 0.20996; 2036-37: 0.21096; 2037-38: 0.21224; 2038-39: 0.2667; 2039-40: 0.2685; 2040-41: 0.32382; 2041-42: 0.32556; 2042-43: 0.32736; 2043-44: 0.38395; 2044-45: 0.38591; 2045-46: 0.44312; 2046-47: 0.44528; 2047-48: 0.4476; 2048-49: 0.44976; 2049-50: 0.50868
18BL | Measured Household - PCC | ((14BL - 25BL) * 1,000,000) / (39BL *1,000) | l/h/d | 1 | 2019-20: 135.7498; 2020-21: 133.7045; 2021-22: 132.5341; 2022-23: 130.6812; 2023-24: 128.6728; 2024-25: 127.6437; 2025-26: 127.0541; 2026-27: 126.5275; 2027-28: 126.0717; 2028-29: 125.5846; 2029-30: 125.1098; 2030-31: 124.8603; 2031-32: 124.6852; 2032-33: 124.8046; 2033-34: 124.9193; 2034-35: 125.0208; 2035-36: 125.1235; 2036-37: 125.2259; 2037-38: 125.6299; 2038-39: 125.9068; 2039-40: 126.2089; 2040-41: 126.292; 2041-42: 126.4167; 2042-43: 126.5218; 2043-44: 126.655; 2044-45: 126.7458; 2045-46: 126.8154; 2046-47: 126.8779; 2047-48: 126.9614; 2048-49: 127.0169; 2049-50: 127.0906
19BL | Unmeasured Household - PCC | ((15BL - 26BL) * 1,000,000) / (40BL *1,000) | l/h/d | 1 | 2019-20: 165.4232; 2020-21: 165.2795; 2021-22: 164.9453; 2022-23: 164.5231; 2023-24: 164.4851; 2024-25: 164.0973; 2025-26: 163.5722; 2026-27: 163.9545; 2027-28: 163.6089; 2028-29: 163.0063; 2029-30: 162.9436; 2030-31: 163.573; 2031-32: 163.9701; 2032-33: 164.781; 2033-34: 165.3251; 2034-35: 165.6836; 2035-36: 166.5955; 2036-37: 167.5377; 2037-38: 168.6144; 2038-39: 169.4605; 2039-40: 169.7487; 2040-41: 169.9077; 2041-42: 169.819; 2042-43: 170.5622; 2043-44: 171.0799; 2044-45: 170.3136; 2045-46: 169.3751; 2046-47: 170.6326; 2047-48: 170.6284; 2048-49: 170.5223; 2049-50: 170.6037
20BL | Average Household - PCC | (((14BL - 25BL) + (15BL - 26BL)) * 1,000,000) / ((39BL + 40BL) *1,000) | l/h/d | 1 | 2019-20: 140.0442; 2020-21: 137.976; 2021-22: 136.665; 2022-23: 134.6843; 2023-24: 132.601; 2024-25: 131.3645; 2025-26: 130.5513; 2026-27: 129.8959; 2027-28: 129.2446; 2028-29: 128.5524; 2029-30: 127.9247; 2030-31: 127.5586; 2031-32: 127.2493; 2032-33: 127.2419; 2033-34: 127.2151; 2034-35: 127.1679; 2035-36: 127.1517; 2036-37: 127.1336; 2037-38: 127.4054; 2038-39: 127.5382; 2039-40: 127.7745; 2040-41: 127.7978; 2041-42: 127.8559; 2042-43: 127.9244; 2043-44: 128.0145; 2044-45: 128.027; 2045-46: 128.0427; 2046-47: 128.1159; 2047-48: 128.1741; 2048-49: 128.2035; 2049-50: 128.2711
21BL | Water taken unbilled | Input | Ml/d | 2 | 2019-20: 1.44; 2020-21: 1.44; 2021-22: 1.44; 2022-23: 1.46; 2023-24: 1.44; 2024-25: 1.43; 2025-26: 1.44; 2026-27: 1.44; 2027-28: 1.45; 2028-29: 1.44; 2029-30: 1.44; 2030-31: 1.43; 2031-32: 1.43; 2032-33: 1.45; 2033-34: 1.43; 2034-35: 1.45; 2035-36: 1.44; 2036-37: 1.45; 2037-38: 1.44; 2038-39: 1.44; 2039-40: 1.44; 2040-41: 1.44; 2041-42: 1.44; 2042-43: 1.45; 2043-44: 1.43; 2044-45: 1.45; 2045-46: 1.45; 2046-47: 1.47; 2047-48: 1.45; 2048-49: 1.45; 2049-50: 1.43
22BL | Distribution system operational use | Input | Ml/d | 2 | 2019-20: 0.34; 2020-21: 0.34; 2021-22: 0.34; 2022-23: 0.34; 2023-24: 0.34; 2024-25: 0.34; 2025-26: 0.34; 2026-27: 0.34; 2027-28: 0.34; 2028-29: 0.34; 2029-30: 0.34; 2030-31: 0.34; 2031-32: 0.34; 2032-33: 0.34; 2033-34: 0.34; 2034-35: 0.34; 2035-36: 0.34; 2036-37: 0.34; 2037-38: 0.34; 2038-39: 0.34; 2039-40: 0.34; 2040-41: 0.34; 2041-42: 0.34; 2042-43: 0.34; 2043-44: 0.34; 2044-45: 0.34; 2045-46: 0.34; 2046-47: 0.34; 2047-48: 0.34; 2048-49: 0.34; 2049-50: 0.34
23BL | Measured Non Household - USPL | Input | Ml/d | 2 | 2019-20: 0.05; 2020-21: 0.05; 2021-22: 0.05; 2022-23: 0.06; 2023-24: 0.06; 2024-25: 0.06; 2025-26: 0.06; 2026-27: 0.06; 2027-28: 0.06; 2028-29: 0.06; 2029-30: 0.06; 2030-31: 0.06; 2031-32: 0.06; 2032-33: 0.06; 2033-34: 0.06; 2034-35: 0.06; 2035-36: 0.06; 2036-37: 0.06; 2037-38: 0.06; 2038-39: 0.06; 2039-40: 0.06; 2040-41: 0.06; 2041-42: 0.06; 2042-43: 0.06; 2043-44: 0.06; 2044-45: 0.06; 2045-46: 0.06; 2046-47: 0.06; 2047-48: 0.06; 2048-49: 0.06; 2049-50: 0.06
24BL | Unmeasured Non Household - USPL | Input | Ml/d | 2 | 2019-20: 0; 2020-21: 0; 2021-22: 0; 2022-23: 0; 2023-24: 0; 2024-25: 0; 2025-26: 0; 2026-27: 0; 2027-28: 0; 2028-29: 0; 2029-30: 0; 2030-31: 0; 2031-32: 0; 2032-33: 0; 2033-34: 0; 2034-35: 0; 2035-36: 0; 2036-37: 0; 2037-38: 0; 2038-39: 0; 2039-40: 0; 2040-41: 0; 2041-42: 0; 2042-43: 0; 2043-44: 0; 2044-45: 0; 2045-46: 0; 2046-47: 0; 2047-48: 0; 2048-49: 0; 2049-50: 0
25BL | Measured Household - USPL | Input | Ml/d | 2 | 2019-20: 1.36; 2020-21: 1.36; 2021-22: 1.34; 2022-23: 1.36; 2023-24: 1.34; 2024-25: 1.33; 2025-26: 1.33; 2026-27: 1.31; 2027-28: 1.3; 2028-29: 1.29; 2029-30: 1.27; 2030-31: 1.25; 2031-32: 1.24; 2032-33: 1.25; 2033-34: 1.27; 2034-35: 1.29; 2035-36: 1.31; 2036-37: 1.33; 2037-38: 1.34; 2038-39: 1.36; 2039-40: 1.37; 2040-41: 1.39; 2041-42: 1.4; 2042-43: 1.41; 2043-44: 1.42; 2044-45: 1.43; 2045-46: 1.44; 2046-47: 1.45; 2047-48: 1.46; 2048-49: 1.47; 2049-50: 1.48
26BL | Unmeasured Household - USPL | Input | Ml/d | 2 | 2019-20: 0.55; 2020-21: 0.52; 2021-22: 0.5; 2022-23: 0.47; 2023-24: 0.44; 2024-25: 0.42; 2025-26: 0.4; 2026-27: 0.37; 2027-28: 0.35; 2028-29: 0.34; 2029-30: 0.32; 2030-31: 0.3; 2031-32: 0.28; 2032-33: 0.26; 2033-34: 0.25; 2034-35: 0.23; 2035-36: 0.22; 2036-37: 0.2; 2037-38: 0.19; 2038-39: 0.18; 2039-40: 0.17; 2040-41: 0.16; 2041-42: 0.16; 2042-43: 0.15; 2043-44: 0.14; 2044-45: 0.14; 2045-46: 0.14; 2046-47: 0.13; 2047-48: 0.13; 2048-49: 0.13; 2049-50: 0.13
27BL | Void Properties - USPL | Input | Ml/d | 2 | 2019-20: 0.14; 2020-21: 0.14; 2021-22: 0.14; 2022-23: 0.14; 2023-24: 0.15; 2024-25: 0.15; 2025-26: 0.15; 2026-27: 0.15; 2027-28: 0.15; 2028-29: 0.15; 2029-30: 0.16; 2030-31: 0.16; 2031-32: 0.16; 2032-33: 0.16; 2033-34: 0.16; 2034-35: 0.16; 2035-36: 0.16; 2036-37: 0.16; 2037-38: 0.16; 2038-39: 0.16; 2039-40: 0.17; 2040-41: 0.17; 2041-42: 0.17; 2042-43: 0.17; 2043-44: 0.17; 2044-45: 0.17; 2045-46: 0.17; 2046-47: 0.17; 2047-48: 0.17; 2048-49: 0.17; 2049-50: 0.18
28BL | Distribution losses | Input | Ml/d | 2 | 2019-20: 9.8; 2020-21: 9.59; 2021-22: 9.47; 2022-23: 9.28; 2023-24: 9.08; 2024-25: 8.89; 2025-26: 8.89; 2026-27: 8.89; 2027-28: 8.89; 2028-29: 8.89; 2029-30: 8.89; 2030-31: 8.89; 2031-32: 8.89; 2032-33: 8.89; 2033-34: 8.89; 2034-35: 8.89; 2035-36: 8.89; 2036-37: 8.89; 2037-38: 8.89; 2038-39: 8.89; 2039-40: 8.89; 2040-41: 8.89; 2041-42: 8.89; 2042-43: 8.89; 2043-44: 8.89; 2044-45: 8.89; 2045-46: 8.89; 2046-47: 8.89; 2047-48: 8.89; 2048-49: 8.89; 2049-50: 8.89
29BL | Total Leakage | sum (23BL:28BL) | Ml/d | 2 | 2019-20: 11.9; 2020-21: 11.66; 2021-22: 11.5; 2022-23: 11.31; 2023-24: 11.07; 2024-25: 10.85; 2025-26: 10.83; 2026-27: 10.78; 2027-28: 10.75; 2028-29: 10.73; 2029-30: 10.7; 2030-31: 10.66; 2031-32: 10.63; 2032-33: 10.62; 2033-34: 10.63; 2034-35: 10.63; 2035-36: 10.64; 2036-37: 10.64; 2037-38: 10.64; 2038-39: 10.65; 2039-40: 10.66; 2040-41: 10.67; 2041-42: 10.68; 2042-43: 10.68; 2043-44: 10.68; 2044-45: 10.69; 2045-46: 10.7; 2046-47: 10.7; 2047-48: 10.71; 2048-49: 10.72; 2049-50: 10.74
30BL | Leakage/property | (29BL * 1,000,000) / (36BL * 1,000) | l/prop/d | 2 | 2019-20: 103.6035; 2020-21: 99.1067; 2021-22: 95.6261; 2022-23: 92.3484; 2023-24: 88.7973; 2024-25: 85.8665; 2025-26: 84.5843; 2026-27: 83.2992; 2027-28: 82.2249; 2028-29: 81.2485; 2029-30: 80.2972; 2030-31: 79.299; 2031-32: 78.4751; 2032-33: 77.8164; 2033-34: 77.3271; 2034-35: 76.7775; 2035-36: 76.3162; 2036-37: 75.7975; 2037-38: 75.2917; 2038-39: 74.8724; 2039-40: 74.4663; 2040-41: 74.071; 2041-42: 73.6887; 2042-43: 73.2505; 2043-44: 72.824; 2044-45: 72.4775; 2045-46: 72.1428; 2046-47: 71.7524; 2047-48: 71.44; 2048-49: 71.1366; 2049-50: 70.9103
31BL | Measured Non Household - properties | Input | 000's | 2 | 2019-20: 6.939; 2020-21: 7.023; 2021-22: 7.095; 2022-23: 7.187; 2023-24: 7.266; 2024-25: 7.344; 2025-26: 7.413; 2026-27: 7.476; 2027-28: 7.536; 2028-29: 7.59; 2029-30: 7.642; 2030-31: 7.692; 2031-32: 7.739; 2032-33: 7.784; 2033-34: 7.825; 2034-35: 7.865; 2035-36: 7.904; 2036-37: 7.942; 2037-38: 7.978; 2038-39: 8.012; 2039-40: 8.044; 2040-41: 8.074; 2041-42: 8.102; 2042-43: 8.127; 2043-44: 8.15; 2044-45: 8.17; 2045-46: 8.188; 2046-47: 8.203; 2047-48: 8.217; 2048-49: 8.23; 2049-50: 8.24
32BL | Unmeasured Non Household - properties | Input | 000's | 2 | 2019-20: 0.028; 2020-21: 0.028; 2021-22: 0.028; 2022-23: 0.029; 2023-24: 0.029; 2024-25: 0.029; 2025-26: 0.03; 2026-27: 0.03; 2027-28: 0.03; 2028-29: 0.03; 2029-30: 0.031; 2030-31: 0.031; 2031-32: 0.031; 2032-33: 0.031; 2033-34: 0.031; 2034-35: 0.032; 2035-36: 0.032; 2036-37: 0.032; 2037-38: 0.032; 2038-39: 0.032; 2039-40: 0.032; 2040-41: 0.032; 2041-42: 0.033; 2042-43: 0.033; 2043-44: 0.033; 2044-45: 0.033; 2045-46: 0.033; 2046-47: 0.033; 2047-48: 0.033; 2048-49: 0.033; 2049-50: 0.033
33BL | All void non-households - properties | Input | 000's | 2 | 2019-20: 0; 2020-21: 0; 2021-22: 0; 2022-23: 0; 2023-24: 0; 2024-25: 0; 2025-26: 0; 2026-27: 0; 2027-28: 0; 2028-29: 0; 2029-30: 0; 2030-31: 0; 2031-32: 0; 2032-33: 0; 2033-34: 0; 2034-35: 0; 2035-36: 0; 2036-37: 0; 2037-38: 0; 2038-39: 0; 2039-40: 0; 2040-41: 0; 2041-42: 0; 2042-43: 0; 2043-44: 0; 2044-45: 0; 2045-46: 0; 2046-47: 0; 2047-48: 0; 2048-49: 0; 2049-50: 0
34BL | Measured households - properties (excl. void) | Year before + sum (34.1BL:34.6BL) | 000's | 2 | 2019-20: 92.29; 2020-21: 95.61; 2021-22: 98.684; 2022-23: 101.42; 2023-24: 104.14; 2024-25: 106.339; 2025-26: 108.418; 2026-27: 110.186; 2027-28: 111.893; 2028-29: 113.587; 2029-30: 115.133; 2030-31: 116.65; 2031-32: 118.013; 2032-33: 119.352; 2033-34: 120.661; 2034-35: 121.946; 2035-36: 123.204; 2036-37: 124.438; 2037-38: 125.648; 2038-39: 126.833; 2039-40: 127.854; 2040-41: 128.858; 2041-42: 129.843; 2042-43: 130.81; 2043-44: 131.76; 2044-45: 132.694; 2045-46: 133.533; 2046-47: 134.357; 2047-48: 135.166; 2048-49: 135.96; 2049-50: 136.695
34.1BL | New build properties - properties | Input (new builds in each year) | 000's | 2 | 2019-20: 2.757; 2020-21: 2.523; 2021-22: 2.332; 2022-23: 2.062; 2023-24: 2.074; 2024-25: 1.58; 2025-26: 1.576; 2026-27: 1.283; 2027-28: 1.24; 2028-29: 1.243; 2029-30: 1.111; 2030-31: 1.099; 2031-32: 0.96; 2032-33: 0.95; 2033-34: 0.934; 2034-35: 0.923; 2035-36: 0.91; 2036-37: 0.899; 2037-38: 0.886; 2038-39: 0.872; 2039-40: 0.861; 2040-41: 0.849; 2041-42: 0.836; 2042-43: 0.824; 2043-44: 0.811; 2044-45: 0.8; 2045-46: 0.786; 2046-47: 0.774; 2047-48: 0.761; 2048-49: 0.748; 2049-50: 0.735
34.2BL | Meter optants - properties | Input (meter optants in each year) | 000's | 2 | 2019-20: 0.557; 2020-21: 0.532; 2021-22: 0.487; 2022-23: 0.427; 2023-24: 0.409; 2024-25: 0.391; 2025-26: 0.285; 2026-27: 0.273; 2027-28: 0.264; 2028-29: 0.255; 2029-30: 0.247; 2030-31: 0.238; 2031-32: 0.23; 2032-33: 0.223; 2033-34: 0.215; 2034-35: 0.208; 2035-36: 0.201; 2036-37: 0.194; 2037-38: 0.188; 2038-39: 0.182; 2039-40: 0.089; 2040-41: 0.086; 2041-42: 0.083; 2042-43: 0.08; 2043-44: 0.078; 2044-45: 0.075; 2045-46: 0; 2046-47: 0; 2047-48: 0; 2048-49: 0; 2049-50: 0
34.3BL | Compulsory metering - properties | Input (compulsory meters in each year) | 000's | 2 | 2019-20: 0; 2020-21: 0; 2021-22: 0; 2022-23: 0; 2023-24: 0; 2024-25: 0; 2025-26: 0; 2026-27: 0; 2027-28: 0; 2028-29: 0; 2029-30: 0; 2030-31: 0; 2031-32: 0; 2032-33: 0; 2033-34: 0; 2034-35: 0; 2035-36: 0; 2036-37: 0; 2037-38: 0; 2038-39: 0; 2039-40: 0; 2040-41: 0; 2041-42: 0; 2042-43: 0; 2043-44: 0; 2044-45: 0; 2045-46: 0; 2046-47: 0; 2047-48: 0; 2048-49: 0; 2049-50: 0
34.4BL | Metering on change of occupancy - properties | Input (change of occupancy meters in each year) | 000's | 2 | 2019-20: 0.257; 2020-21: 0.248; 2021-22: 0.239; 2022-23: 0.232; 2023-24: 0.222; 2024-25: 0.214; 2025-26: 0.205; 2026-27: 0.199; 2027-28: 0.191; 2028-29: 0.184; 2029-30: 0.176; 2030-31: 0.169; 2031-32: 0.162; 2032-33: 0.156; 2033-34: 0.15; 2034-35: 0.144; 2035-36: 0.138; 2036-37: 0.132; 2037-38: 0.127; 2038-39: 0.122; 2039-40: 0.067; 2040-41: 0.065; 2041-42: 0.062; 2042-43: 0.059; 2043-44: 0.057; 2044-45: 0.055; 2045-46: 0.053; 2046-47: 0.05; 2047-48: 0.048; 2048-49: 0.046; 2049-50: 0
34.5BL | Selective metering - properties | Input (selective meters in each year) | 000's | 2 | 2019-20: 0.018; 2020-21: 0.017; 2021-22: 0.016; 2022-23: 0.015; 2023-24: 0.015; 2024-25: 0.014; 2025-26: 0.013; 2026-27: 0.013; 2027-28: 0.012; 2028-29: 0.012; 2029-30: 0.012; 2030-31: 0.011; 2031-32: 0.011; 2032-33: 0.01; 2033-34: 0.01; 2034-35: 0.01; 2035-36: 0.009; 2036-37: 0.009; 2037-38: 0.009; 2038-39: 0.009; 2039-40: 0.004; 2040-41: 0.004; 2041-42: 0.004; 2042-43: 0.004; 2043-44: 0.004; 2044-45: 0.004; 2045-46: 0; 2046-47: 0; 2047-48: 0; 2048-49: 0; 2049-50: 0
34.6BL | Other changes to existing metering - properties | Input (other changes to meters in each year) | 000's | 2 | 2019-20: 0; 2020-21: 0; 2021-22: 0; 2022-23: 0; 2023-24: 0; 2024-25: 0; 2025-26: 0; 2026-27: 0; 2027-28: 0; 2028-29: 0; 2029-30: 0; 2030-31: 0; 2031-32: 0; 2032-33: 0; 2033-34: 0; 2034-35: 0; 2035-36: 0; 2036-37: 0; 2037-38: 0; 2038-39: 0; 2039-40: 0; 2040-41: 0; 2041-42: 0; 2042-43: 0; 2043-44: 0; 2044-45: 0; 2045-46: 0; 2046-47: 0; 2047-48: 0; 2048-49: 0; 2049-50: 0
34.7BL | Measured household void properties | Input | 000's | 2 | 2019-20: 2.221; 2020-21: 2.282; 2021-22: 2.328; 2022-23: 2.4; 2023-24: 2.458; 2024-25: 2.508; 2025-26: 2.553; 2026-27: 2.594; 2027-28: 2.633; 2028-29: 2.672; 2029-30: 2.709; 2030-31: 2.743; 2031-32: 2.776; 2032-33: 2.808; 2033-34: 2.836; 2034-35: 2.864; 2035-36: 2.892; 2036-37: 2.919; 2037-38: 2.946; 2038-39: 2.972; 2039-40: 2.994; 2040-41: 3.016; 2041-42: 3.038; 2042-43: 3.06; 2043-44: 3.082; 2044-45: 3.103; 2045-46: 3.123; 2046-47: 3.142; 2047-48: 3.161; 2048-49: 3.181; 2049-50: 3.199
35BL | Unmeasured households - properties (excl. void) | Input | 000's | 2 | 2019-20: 13.07; 2020-21: 12.411; 2021-22: 11.842; 2022-23: 11.168; 2023-24: 10.522; 2024-25: 9.904; 2025-26: 9.401; 2026-27: 8.916; 2027-28: 8.448; 2028-29: 7.997; 2029-30: 7.562; 2030-31: 7.144; 2031-32: 6.74; 2032-33: 6.351; 2033-34: 5.976; 2034-35: 5.615; 2035-36: 5.266; 2036-37: 4.93; 2037-38: 4.607; 2038-39: 4.295; 2039-40: 4.134; 2040-41: 3.98; 2041-42: 3.831; 2042-43: 3.687; 2043-44: 3.549; 2044-45: 3.416; 2045-46: 3.363; 2046-47: 3.313; 2047-48: 3.264; 2048-49: 3.218; 2049-50: 3.218
35.1BL | Unmeasured household void properties | Input | 000's | 2 | 2019-20: 0.313; 2020-21: 0.297; 2021-22: 0.283; 2022-23: 0.267; 2023-24: 0.251; 2024-25: 0.235; 2025-26: 0.223; 2026-27: 0.211; 2027-28: 0.199; 2028-29: 0.188; 2029-30: 0.178; 2030-31: 0.168; 2031-32: 0.158; 2032-33: 0.149; 2033-34: 0.139; 2034-35: 0.13; 2035-36: 0.122; 2036-37: 0.113; 2037-38: 0.106; 2038-39: 0.098; 2039-40: 0.094; 2040-41: 0.091; 2041-42: 0.087; 2042-43: 0.084; 2043-44: 0.081; 2044-45: 0.078; 2045-46: 0.077; 2046-47: 0.076; 2047-48: 0.075; 2048-49: 0.074; 2049-50: 0.074
36BL | Total Resource Zone Properties (incl. voids) | sum (31BL:34BL) + 34.7BL + 35BL + 35.1BL | 000's | 2 | 2019-20: 114.861; 2020-21: 117.651; 2021-22: 120.26; 2022-23: 122.471; 2023-24: 124.666; 2024-25: 126.359; 2025-26: 128.038; 2026-27: 129.413; 2027-28: 130.739; 2028-29: 132.064; 2029-30: 133.255; 2030-31: 134.428; 2031-32: 135.457; 2032-33: 136.475; 2033-34: 137.468; 2034-35: 138.452; 2035-36: 139.42; 2036-37: 140.374; 2037-38: 141.317; 2038-39: 142.242; 2039-40: 143.152; 2040-41: 144.051; 2041-42: 144.934; 2042-43: 145.801; 2043-44: 146.655; 2044-45: 147.494; 2045-46: 148.317; 2046-47: 149.124; 2047-48: 149.916; 2048-49: 150.696; 2049-50: 151.459
37BL | Measured Non Household - Population | Input | 000's | 2 | 2019-20: 4.614; 2020-21: 4.663; 2021-22: 4.703; 2022-23: 4.756; 2023-24: 4.806; 2024-25: 4.846; 2025-26: 4.886; 2026-27: 4.941; 2027-28: 5.001; 2028-29: 5.064; 2029-30: 5.117; 2030-31: 5.166; 2031-32: 5.26; 2032-33: 5.333; 2033-34: 5.384; 2034-35: 5.421; 2035-36: 5.458; 2036-37: 5.493; 2037-38: 5.533; 2038-39: 5.578; 2039-40: 5.616; 2040-41: 5.659; 2041-42: 5.708; 2042-43: 5.764; 2043-44: 5.824; 2044-45: 5.886; 2045-46: 5.954; 2046-47: 6.026; 2047-48: 6.098; 2048-49: 6.172; 2049-50: 6.241
38BL | Unmeasured Non Household - Population | Input | 000's | 2 | 2019-20: 0.019; 2020-21: 0.019; 2021-22: 0.019; 2022-23: 0.019; 2023-24: 0.019; 2024-25: 0.019; 2025-26: 0.02; 2026-27: 0.02; 2027-28: 0.02; 2028-29: 0.02; 2029-30: 0.021; 2030-31: 0.021; 2031-32: 0.021; 2032-33: 0.021; 2033-34: 0.022; 2034-35: 0.022; 2035-36: 0.022; 2036-37: 0.022; 2037-38: 0.022; 2038-39: 0.022; 2039-40: 0.023; 2040-41: 0.023; 2041-42: 0.023; 2042-43: 0.023; 2043-44: 0.023; 2044-45: 0.024; 2045-46: 0.024; 2046-47: 0.024; 2047-48: 0.024; 2048-49: 0.025; 2049-50: 0.025
39BL | Measured Household - Population | Input | 000's | 2 | 2019-20: 211.492; 2020-21: 217.345; 2021-22: 222.056; 2022-23: 228.342; 2023-24: 234.393; 2024-25: 239.103; 2025-26: 243.597; 2026-27: 247.298; 2027-28: 250.889; 2028-29: 254.251; 2029-30: 257.294; 2030-31: 260.291; 2031-32: 262.902; 2032-33: 265.455; 2033-34: 268.093; 2034-35: 270.675; 2035-36: 273.17; 2036-37: 275.582; 2037-38: 278.039; 2038-39: 280.525; 2039-40: 282.706; 2040-41: 284.737; 2041-42: 286.75; 2042-43: 288.725; 2043-44: 290.711; 2044-45: 292.633; 2045-46: 294.286; 2046-47: 295.875; 2047-48: 297.492; 2048-49: 299.094; 2049-50: 300.573
40BL | Unmeasured Household - Population | Input | 000's | 2 | 2019-20: 35.787; 2020-21: 34.003; 2021-22: 32.435; 2022-23: 30.634; 2023-24: 28.878; 2024-25: 27.179; 2025-26: 25.799; 2026-27: 24.458; 2027-28: 23.165; 2028-29: 21.901; 2029-30: 20.682; 2030-31: 19.502; 2031-32: 18.357; 2032-33: 17.235; 2033-34: 16.15; 2034-35: 15.089; 2035-36: 14.046; 2036-37: 13.012; 2037-38: 11.98; 2038-39: 10.917; 2039-40: 10.545; 2040-41: 10.182; 2041-42: 9.834; 2042-43: 9.498; 2043-44: 9.177; 2044-45: 8.866; 2045-46: 8.738; 2046-47: 8.615; 2047-48: 8.498; 2048-49: 8.386; 2049-50: 8.382
41BL | Total Resource Zone Population | sum (37BL:40BL) | 000's | 2 | 2019-20: 251.912; 2020-21: 256.03; 2021-22: 259.213; 2022-23: 263.751; 2023-24: 268.096; 2024-25: 271.147; 2025-26: 274.302; 2026-27: 276.717; 2027-28: 279.075; 2028-29: 281.236; 2029-30: 283.114; 2030-31: 284.98; 2031-32: 286.54; 2032-33: 288.044; 2033-34: 289.649; 2034-35: 291.207; 2035-36: 292.696; 2036-37: 294.109; 2037-38: 295.574; 2038-39: 297.042; 2039-40: 298.89; 2040-41: 300.601; 2041-42: 302.315; 2042-43: 304.01; 2043-44: 305.735; 2044-45: 307.409; 2045-46: 309.002; 2046-47: 310.54; 2047-48: 312.112; 2048-49: 313.677; 2049-50: 315.221
42BL | Average household occupancy rate (excl. voids) | (39BL + 40BL) / (34BL + 35BL) | h/prop | 1 | 2019-20: 2.347; 2020-21: 2.3268; 2021-22: 2.3025; 2022-23: 2.3002; 2023-24: 2.2961; 2024-25: 2.2907; 2025-26: 2.2865; 2026-27: 2.2817; 2027-28: 2.2773; 2028-29: 2.2713; 2029-30: 2.2656; 2030-31: 2.2601; 2031-32: 2.2545; 2032-33: 2.2489; 2033-34: 2.2445; 2034-35: 2.2402; 2035-36: 2.2357; 2036-37: 2.2308; 2037-38: 2.2265; 2038-39: 2.2226; 2039-40: 2.2218; 2040-41: 2.2201; 2041-42: 2.2187; 2042-43: 2.2173; 2043-44: 2.2163; 2044-45: 2.2151; 2045-46: 2.2135; 2046-47: 2.2117; 2047-48: 2.2104; 2048-49: 2.2093; 2049-50: 2.2082
43BL | Total Household Metering penetration (excl. voids) | 34BL / (34BL + 35BL) | % | 1 | 2019-20: 87.59%; 2020-21: 88.51%; 2021-22: 89.29%; 2022-23: 90.08%; 2023-24: 90.82%; 2024-25: 91.48%; 2025-26: 92.02%; 2026-27: 92.51%; 2027-28: 92.98%; 2028-29: 93.42%; 2029-30: 93.84%; 2030-31: 94.23%; 2031-32: 94.6%; 2032-33: 94.95%; 2033-34: 95.28%; 2034-35: 95.6%; 2035-36: 95.9%; 2036-37: 96.19%; 2037-38: 96.46%; 2038-39: 96.72%; 2039-40: 96.87%; 2040-41: 97%; 2041-42: 97.13%; 2042-43: 97.26%; 2043-44: 97.38%; 2044-45: 97.49%; 2045-46: 97.54%; 2046-47: 97.59%; 2047-48: 97.64%; 2048-49: 97.69%; 2049-50: 97.7%
44BL | Total Household Metering penetration (incl. voids) | (34BL) / (34BL + 34.7BL + 35BL + 35.1BL) | % | 1 | 2019-20: 85.54%; 2020-21: 86.45%; 2021-22: 87.23%; 2022-23: 88%; 2023-24: 88.73%; 2024-25: 89.37%; 2025-26: 89.9%; 2026-27: 90.39%; 2027-28: 90.84%; 2028-29: 91.28%; 2029-30: 91.68%; 2030-31: 92.06%; 2031-32: 92.42%; 2032-33: 92.77%; 2033-34: 93.09%; 2034-35: 93.41%; 2035-36: 93.7%; 2036-37: 93.99%; 2037-38: 94.25%; 2038-39: 94.51%; 2039-40: 94.65%; 2040-41: 94.79%; 2041-42: 94.92%; 2042-43: 95.04%; 2043-44: 95.15%; 2044-45: 95.26%; 2045-46: 95.32%; 2046-47: 95.36%; 2047-48: 95.41%; 2048-49: 95.46%; 2049-50: 95.47%
45BL | Distribution input | sum (12BL:15BL) +21BL + 22BL + 27BL + 28BL | Ml/d | 2 | 2019-20: 63.57; 2020-21: 63.46; 2021-22: 63.41; 2022-23: 63.44; 2023-24: 63.31; 2024-25: 63.16; 2025-26: 63.33; 2026-27: 63.43; 2027-28: 63.52; 2028-29: 63.57; 2029-30: 63.63; 2030-31: 63.72; 2031-32: 63.8; 2032-33: 64.01; 2033-34: 64.28; 2034-35: 64.6; 2035-36: 64.91; 2036-37: 65.17; 2037-38: 65.48; 2038-39: 65.77; 2039-40: 66.14; 2040-41: 66.42; 2041-42: 66.72; 2042-43: 67.03; 2043-44: 67.3; 2044-45: 67.61; 2045-46: 67.88; 2046-47: 68.17; 2047-48: 68.45; 2048-49: 68.73; 2049-50: 69.03
46BL | Target headroom (climate change component) | Input | Ml/d | 2 | 2019-20: 0.33032; 2020-21: 0.33032; 2021-22: 0.33032; 2022-23: 0.33032; 2023-24: 0.33032; 2024-25: 0.33032; 2025-26: 0.33032; 2026-27: 0.36555; 2027-28: 0.39523; 2028-29: 0.36523; 2029-30: 0.38451; 2030-31: 0.40258; 2031-32: 0.40666; 2032-33: 0.43092; 2033-34: 0.41895; 2034-35: 0.44787; 2035-36: 0.45954; 2036-37: 0.45308; 2037-38: 0.45916; 2038-39: 0.49384; 2039-40: 0; 2040-41: 0; 2041-42: 0; 2042-43: 0; 2043-44: 0; 2044-45: 0; 2045-46: 0; 2046-47: 0; 2047-48: 0; 2048-49: 0; 2049-50: 0
47BL | Target headroom (All other components) | Input | Ml/d | 2 | 2019-20: 3.8595; 2020-21: 3.8595; 2021-22: 3.8595; 2022-23: 3.8595; 2023-24: 3.8595; 2024-25: 3.8595; 2025-26: 3.8595; 2026-27: 3.9592; 2027-28: 4.0514; 2028-29: 4.3218; 2029-30: 4.6335; 2030-31: 4.7008; 2031-32: 4.8838; 2032-33: 5.0445; 2033-34: 5.2306; 2034-35: 5.5558; 2035-36: 5.0166; 2036-37: 4.7843; 2037-38: 5.0356; 2038-39: 5.2495; 2039-40: 4.4192; 2040-41: 4.6122; 2041-42: 4.8138; 2042-43: 4.9882; 2043-44: 5.2362; 2044-45: 5.3485; 2045-46: 4.87; 2046-47: 4.928; 2047-48: 5.032; 2048-49: 5.0958; 2049-50: 5.1695
48BL | Target Headroom | 46BL + 47BL | Ml/d | 2 | 2019-20: 4.1898; 2020-21: 4.1898; 2021-22: 4.1898; 2022-23: 4.1898; 2023-24: 4.1898; 2024-25: 4.1898; 2025-26: 4.1898; 2026-27: 4.3247; 2027-28: 4.4466; 2028-29: 4.6871; 2029-30: 5.018; 2030-31: 5.1034; 2031-32: 5.2905; 2032-33: 5.4754; 2033-34: 5.6496; 2034-35: 6.0037; 2035-36: 5.4761; 2036-37: 5.2374; 2037-38: 5.4948; 2038-39: 5.7433; 2039-40: 4.4192; 2040-41: 4.6122; 2041-42: 4.8138; 2042-43: 4.9882; 2043-44: 5.2362; 2044-45: 5.3485; 2045-46: 4.87; 2046-47: 4.928; 2047-48: 5.032; 2048-49: 5.0958; 2049-50: 5.1695
49BL | Available Headroom | 11BL - 45BL | Ml/d | 2 | 2019-20: 0.24; 2020-21: 0.35; 2021-22: 0.4; 2022-23: 0.37; 2023-24: 0.5; 2024-25: 0.65; 2025-26: -7.411; 2026-27: -7.711; 2027-28: -7.891; 2028-29: -8.181; 2029-30: -8.581; 2030-31: -16.17; 2031-32: -16.47; 2032-33: -16.72; 2033-34: -17.02; 2034-35: -17.4; 2035-36: -17.58; 2036-37: -17.84; 2037-38: -18.38; 2038-39: -18.74; 2039-40: -15.84; 2040-41: -40.57; 2041-42: -40.9; 2042-43: -41.25; 2043-44: -41.55; 2044-45: -41.9; 2045-46: -42.15; 2046-47: -42.47; 2047-48: -42.77; 2048-49: -43.08; 2049-50: -43.4
49.1BL | Available non-potable balance (if applicable) | 1.1BL -12.1BL | Ml/d | 2 | 2019-20: 0; 2020-21: 0; 2021-22: 0; 2022-23: 0; 2023-24: 0; 2024-25: 0; 2025-26: 0; 2026-27: 0; 2027-28: 0; 2028-29: 0; 2029-30: 0; 2030-31: 0; 2031-32: 0; 2032-33: 0; 2033-34: 0; 2034-35: 0; 2035-36: 0; 2036-37: 0; 2037-38: 0; 2038-39: 0; 2039-40: 0; 2040-41: 0; 2041-42: 0; 2042-43: 0; 2043-44: 0; 2044-45: 0; 2045-46: 0; 2046-47: 0; 2047-48: 0; 2048-49: 0; 2049-50: 0
50BL | Supply Demand Balance | 49BL - 48BL | Ml/d | 2 | 2019-20: -3.9498; 2020-21: -3.8398; 2021-22: -3.7898; 2022-23: -3.8198; 2023-24: -3.6898; 2024-25: -3.5398; 2025-26: -11.6008; 2026-27: -12.0357; 2027-28: -12.3376; 2028-29: -12.8681; 2029-30: -13.599; 2030-31: -21.2734; 2031-32: -21.7605; 2032-33: -22.1954; 2033-34: -22.6696; 2034-35: -23.4037; 2035-36: -23.0561; 2036-37: -23.0774; 2037-38: -23.8748; 2038-39: -24.4833; 2039-40: -20.2592; 2040-41: -45.1822; 2041-42: -45.7138; 2042-43: -46.2382; 2043-44: -46.7862; 2044-45: -47.2485; 2045-46: -47.02; 2046-47: -47.398; 2047-48: -47.802; 2048-49: -48.1758; 2049-50: -48.5695
Table 3b: DYAA - Final plan Options | Back to top of sheet |  |  |  | 2019-20: 0.1
WRMP24 reference | Option type | Cat ID | Unit | Decimal places | 2019-20 | 2020-21 | 2021-22 | 2022-23 | 2023-24 | 2024-25 | 2025-26 | 2026-27 | 2027-28 | 2028-29 | 2029-30 | 2030-31 | 2031-32 | 2032-33 | 2033-34 | 2034-35 | 2035-36 | 2036-37 | 2037-38 | 2038-39 | 2039-40 | 2040-41 | 2041-42 | 2042-43 | 2043-44 | 2044-45 | 2045-46 | 2046-47 | 2047-48 | 2048-49 | 2049-50 | 2050-51 | 2051-52 | 2052-53 | 2053-54 | 2054-55 | 2055-56 | 2056-57 | 2057-58 | 2058-59 | 2059-60 | 2060-61 | 2061-62 | 2062-63 | 2063-64 | 2064-65 | 2065-66 | 2066-67 | 2067-68 | 2068-69 | 2069-70 | 2070-71 | 2071-72 | 2072-73 | 2073-74 | 2074-75 | 2075-76 | 2076-77 | 2077-78 | 2078-79 | 2079-80 | 2080-81 | 2081-82 | 2082-83 | 2083-84 | 2084-85 | 2085-86 | 2086-87 | 2087-88 | 2088-89 | 2089-90 | 2090-91 | 2091-92 | 2092-93 | 2093-94 | 2094-95 | 2095-96 | 2096-97 | 2097-98 | 2098-99 | 2099-100
1.11FP | Non potable supplies input reductions as -ve and increases as +ve | RSNPS | Ml/d | 2 | 0.1 2019-20: 0; 0.1 2020-21: 0; 0.1 2021-22: 0; 0.1 2022-23: 0; 0.1 2023-24: 0; 0.1 2024-25: 0; 0.1 2025-26: 0; 0.1 2026-27: 0; 0.1 2027-28: 0; 0.1 2028-29: 0; 0.1 2029-30: 0; 0.1 2030-31: 0; 0.1 2031-32: 0; 0.1 2032-33: 0; 0.1 2033-34: 0; 0.1 2034-35: 0; 0.1 2035-36: 0; 0.1 2036-37: 0; 0.1 2037-38: 0; 0.1 2038-39: 0; 0.1 2039-40: 0; 0.1 2040-41: 0; 0.1 2041-42: 0; 0.1 2042-43: 0; 0.1 2043-44: 0; 0.1 2044-45: 0; 0.1 2045-46: 0; 0.1 2046-47: 0; 0.1 2047-48: 0; 0.1 2048-49: 0; 0.1 2049-50: 0
2.1FP | Raw water imports input reductions as -ve | RSRWI | Ml/d | 2 | 0.1 2019-20: 0; 0.1 2020-21: 0; 0.1 2021-22: 0; 0.1 2022-23: 0; 0.1 2023-24: 0; 0.1 2024-25: 0; 0.1 2025-26: 0; 0.1 2026-27: 0; 0.1 2027-28: 0; 0.1 2028-29: 0; 0.1 2029-30: 0; 0.1 2030-31: 0; 0.1 2031-32: 0; 0.1 2032-33: 0; 0.1 2033-34: 0; 0.1 2034-35: 0; 0.1 2035-36: 0; 0.1 2036-37: 0; 0.1 2037-38: 0; 0.1 2038-39: 0; 0.1 2039-40: 0; 0.1 2040-41: 0; 0.1 2041-42: 0; 0.1 2042-43: 0; 0.1 2043-44: 0; 0.1 2044-45: 0; 0.1 2045-46: 0; 0.1 2046-47: 0; 0.1 2047-48: 0; 0.1 2048-49: 0; 0.1 2049-50: 0
3.1FP | Potable water imports input reductions as -ve | RSPWI | Ml/d | 2 | 0.1 2019-20: 0; 0.1 2020-21: 0; 0.1 2021-22: 0; 0.1 2022-23: 0; 0.1 2023-24: 0; 0.1 2024-25: 0; 0.1 2025-26: 15.66; 0.1 2026-27: 15.91; 0.1 2027-28: 16; 0.1 2028-29: 16.21; 0.1 2029-30: 16.38; 0.1 2030-31: 32.05; 0.1 2031-32: 32.8; 0.1 2032-33: 20.92; 0.1 2033-34: 21.15; 0.1 2034-35: 21.08; 0.1 2035-36: 18.85; 0.1 2036-37: 18.15; 0.1 2037-38: 18.22; 0.1 2038-39: 17.45; 0.1 2039-40: 13.24; 0.1 2040-41: 56.89; 0.1 2041-42: 56.62; 0.1 2042-43: 56.3; 0.1 2043-44: 55.98; 0.1 2044-45: 56.15; 0.1 2045-46: 54.74; 0.1 2046-47: 54.96; 0.1 2047-48: 55.14; 0.1 2048-49: 55.25; 0.1 2049-50: 55.33
4.1FP | Raw water exports input reductions as +ve and increases as -ve | RSRWE | Ml/d | 2 | 0.1 2019-20: 0; 0.1 2020-21: 0; 0.1 2021-22: 0; 0.1 2022-23: 0; 0.1 2023-24: 0; 0.1 2024-25: 0; 0.1 2025-26: 0; 0.1 2026-27: 0; 0.1 2027-28: 0; 0.1 2028-29: 0; 0.1 2029-30: 0; 0.1 2030-31: 0; 0.1 2031-32: 0; 0.1 2032-33: 0; 0.1 2033-34: 0; 0.1 2034-35: 0; 0.1 2035-36: 0; 0.1 2036-37: 0; 0.1 2037-38: 0; 0.1 2038-39: 0; 0.1 2039-40: 0; 0.1 2040-41: 0; 0.1 2041-42: 0; 0.1 2042-43: 0; 0.1 2043-44: 0; 0.1 2044-45: 0; 0.1 2045-46: 0; 0.1 2046-47: 0; 0.1 2047-48: 0; 0.1 2048-49: 0; 0.1 2049-50: 0
5.1FP | Potable water exports input reductions as +ve and increases as -ve | RSPWE | Ml/d | 2 | 0.1 2019-20: 0; 0.1 2020-21: 0; 0.1 2021-22: 0; 0.1 2022-23: 0; 0.1 2023-24: 0; 0.1 2024-25: 0; 0.1 2025-26: -14.879; 0.1 2026-27: -14.601; 0.1 2027-28: -13.711; 0.1 2028-29: -12.781; 0.1 2029-30: -12.389; 0.1 2030-31: -17.39; 0.1 2031-32: -17.05; 0.1 2032-33: -5.78; 0.1 2033-34: -5.79; 0.1 2034-35: -5.46; 0.1 2035-36: -4.29; 0.1 2036-37: -4.41; 0.1 2037-38: -4.22; 0.1 2038-39: -3.35; 0.1 2039-40: -3.57; 0.1 2040-41: -22.78; 0.1 2041-42: -22.47; 0.1 2042-43: -22.11; 0.1 2043-44: -21.74; 0.1 2044-45: -21.84; 0.1 2045-46: -20.93; 0.1 2046-47: -21.11; 0.1 2047-48: -21.19; 0.1 2048-49: -21.27; 0.1 2049-50: -21.25
6.2FP | DO benefit from increase raw water abstractions | RSRWA | Ml/d | 2 | 0.1 2019-20: 0; 0.1 2020-21: 0; 0.1 2021-22: 0; 0.1 2022-23: 0; 0.1 2023-24: 0; 0.1 2024-25: 0; 0.1 2025-26: 0; 0.1 2026-27: 0; 0.1 2027-28: 0; 0.1 2028-29: 0; 0.1 2029-30: 0; 0.1 2030-31: 0; 0.1 2031-32: 0; 0.1 2032-33: 0; 0.1 2033-34: 0; 0.1 2034-35: 0; 0.1 2035-36: 0; 0.1 2036-37: 0; 0.1 2037-38: 0; 0.1 2038-39: 0; 0.1 2039-40: 0; 0.1 2040-41: 0; 0.1 2041-42: 0; 0.1 2042-43: 0; 0.1 2043-44: 0; 0.1 2044-45: 0; 0.1 2045-46: 0; 0.1 2046-47: 0; 0.1 2047-48: 0; 0.1 2048-49: 0; 0.1 2049-50: 0
6.3FP | Other options to increase deployable output | RSIPO | Ml/d | 2 | 0.1 2019-20: 0; 0.1 2020-21: 0; 0.1 2021-22: 0; 0.1 2022-23: 0; 0.1 2023-24: 0; 0.1 2024-25: 0; 0.1 2025-26: 10.11; 0.1 2026-27: 9.71; 0.1 2027-28: 8.56; 0.1 2028-29: 8.56; 0.1 2029-30: 7.26; 0.1 2030-31: 3.86; 0.1 2031-32: 2.9; 0.1 2032-33: 2.9; 0.1 2033-34: 2.9; 0.1 2034-35: 2.89; 0.1 2035-36: 2.89; 0.1 2036-37: 2.89; 0.1 2037-38: 2.89; 0.1 2038-39: 2.89; 0.1 2039-40: 2.6; 0.1 2040-41: 2.6; 0.1 2041-42: 2.6; 0.1 2042-43: 2.6; 0.1 2043-44: 2.6; 0.1 2044-45: 2.6; 0.1 2045-46: 2.6; 0.1 2046-47: 2.6; 0.1 2047-48: 2.6; 0.1 2048-49: 2.6; 0.1 2049-50: 2.6
7.01FP | DO benefit from supply side drought measures | RSDPS | Ml/d | 2 | 0.1 2019-20: 0; 0.1 2020-21: 0; 0.1 2021-22: 0; 0.1 2022-23: 0; 0.1 2023-24: 0; 0.1 2024-25: 0; 0.1 2025-26: 0; 0.1 2026-27: 0; 0.1 2027-28: 0; 0.1 2028-29: 0; 0.1 2029-30: 0; 0.1 2030-31: 0; 0.1 2031-32: 0; 0.1 2032-33: 0; 0.1 2033-34: 0; 0.1 2034-35: 0; 0.1 2035-36: 0; 0.1 2036-37: 0; 0.1 2037-38: 0; 0.1 2038-39: 0; 0.1 2039-40: 0; 0.1 2040-41: 0; 0.1 2041-42: 0; 0.1 2042-43: 0; 0.1 2043-44: 0; 0.1 2044-45: 0; 0.1 2045-46: 0; 0.1 2046-47: 0; 0.1 2047-48: 0; 0.1 2048-49: 0; 0.1 2049-50: 0
7.02FP | Benefit from demand side drought measures | RSDPD | Ml/d | 2 | 0.1 2019-20: 0; 0.1 2020-21: 0; 0.1 2021-22: 0; 0.1 2022-23: 0; 0.1 2023-24: 0; 0.1 2024-25: 0; 0.1 2025-26: 0; 0.1 2026-27: 0; 0.1 2027-28: 0; 0.1 2028-29: 0; 0.1 2029-30: 0; 0.1 2030-31: 0; 0.1 2031-32: 0; 0.1 2032-33: 0; 0.1 2033-34: 0; 0.1 2034-35: 0; 0.1 2035-36: 0; 0.1 2036-37: 0; 0.1 2037-38: 0; 0.1 2038-39: 0; 0.1 2039-40: 0; 0.1 2040-41: 0; 0.1 2041-42: 0; 0.1 2042-43: 0; 0.1 2043-44: 0; 0.1 2044-45: 0; 0.1 2045-46: 0; 0.1 2046-47: 0; 0.1 2047-48: 0; 0.1 2048-49: 0; 0.1 2049-50: 0
8.1FP | Reduce raw water losses and operational use input as -ve | RSLOU | Ml/d | 2 | 0.1 2019-20: 0; 0.1 2020-21: 0; 0.1 2021-22: 0; 0.1 2022-23: 0; 0.1 2023-24: 0; 0.1 2024-25: 0; 0.1 2025-26: 0; 0.1 2026-27: 0; 0.1 2027-28: 0; 0.1 2028-29: 0; 0.1 2029-30: 0; 0.1 2030-31: 0; 0.1 2031-32: 0; 0.1 2032-33: 0; 0.1 2033-34: 0; 0.1 2034-35: 0; 0.1 2035-36: 0; 0.1 2036-37: 0; 0.1 2037-38: 0; 0.1 2038-39: 0; 0.1 2039-40: 0; 0.1 2040-41: 0; 0.1 2041-42: 0; 0.1 2042-43: 0; 0.1 2043-44: 0; 0.1 2044-45: 0; 0.1 2045-46: 0; 0.1 2046-47: 0; 0.1 2047-48: 0; 0.1 2048-49: 0; 0.1 2049-50: 0
8.2FP | Reduce treatment works losses input as -ve | PSTWL | Ml/d | 2 | 0.1 2019-20: 0; 0.1 2020-21: 0; 0.1 2021-22: 0; 0.1 2022-23: 0; 0.1 2023-24: 0; 0.1 2024-25: 0; 0.1 2025-26: 0; 0.1 2026-27: 0; 0.1 2027-28: 0; 0.1 2028-29: 0; 0.1 2029-30: 0; 0.1 2030-31: 0; 0.1 2031-32: 0; 0.1 2032-33: 0; 0.1 2033-34: 0; 0.1 2034-35: 0; 0.1 2035-36: 0; 0.1 2036-37: 0; 0.1 2037-38: 0; 0.1 2038-39: 0; 0.1 2039-40: 0; 0.1 2040-41: 0; 0.1 2041-42: 0; 0.1 2042-43: 0; 0.1 2043-44: 0; 0.1 2044-45: 0; 0.1 2045-46: 0; 0.1 2046-47: 0; 0.1 2047-48: 0; 0.1 2048-49: 0; 0.1 2049-50: 0
9.1FP | Reduce outages input as -ve | PSROU | Ml/d | 2 | 0.1 2019-20: 0; 0.1 2020-21: 0; 0.1 2021-22: 0; 0.1 2022-23: 0; 0.1 2023-24: 0; 0.1 2024-25: 0; 0.1 2025-26: 0; 0.1 2026-27: 0; 0.1 2027-28: 0; 0.1 2028-29: 0; 0.1 2029-30: 0; 0.1 2030-31: 0; 0.1 2031-32: 0; 0.1 2032-33: 0; 0.1 2033-34: 0; 0.1 2034-35: 0; 0.1 2035-36: 0; 0.1 2036-37: 0; 0.1 2037-38: 0; 0.1 2038-39: 0; 0.1 2039-40: 0; 0.1 2040-41: 0; 0.1 2041-42: 0; 0.1 2042-43: 0; 0.1 2043-44: 0; 0.1 2044-45: 0; 0.1 2045-46: 0; 0.1 2046-47: 0; 0.1 2047-48: 0; 0.1 2048-49: 0; 0.1 2049-50: 0
12.2FP | Change volume delivered to measured non households input reductions as -ve, line to include both measured non-household consumption and USPL options | CVMNH | Ml/d | 2 | 0.1 2019-20: 0; 0.1 2020-21: 0; 0.1 2021-22: 0; 0.1 2022-23: 0; 0.1 2023-24: 0; 0.1 2024-25: 0; 0.1 2025-26: -0.14; 0.1 2026-27: -0.28; 0.1 2027-28: -0.41; 0.1 2028-29: -0.52; 0.1 2029-30: -0.64; 0.1 2030-31: -0.75; 0.1 2031-32: -0.86; 0.1 2032-33: -0.98; 0.1 2033-34: -1.09; 0.1 2034-35: -1.21; 0.1 2035-36: -1.32; 0.1 2036-37: -1.43; 0.1 2037-38: -1.55; 0.1 2038-39: -1.66; 0.1 2039-40: -1.78; 0.1 2040-41: -1.89; 0.1 2041-42: -2.01; 0.1 2042-43: -2.12; 0.1 2043-44: -2.23; 0.1 2044-45: -2.35; 0.1 2045-46: -2.46; 0.1 2046-47: -2.58; 0.1 2047-48: -2.69; 0.1 2048-49: -2.8; 0.1 2049-50: -2.92
13.1FP | Change volume delivered to unmeasured non households input reductions as -ve, line to include both unmeasured non-household consumption and USPL options | CVUNH | Ml/d | 2 | 0.1 2019-20: 0; 0.1 2020-21: 0; 0.1 2021-22: 0; 0.1 2022-23: 0; 0.1 2023-24: 0; 0.1 2024-25: 0; 0.1 2025-26: 0; 0.1 2026-27: 0; 0.1 2027-28: 0; 0.1 2028-29: 0; 0.1 2029-30: 0; 0.1 2030-31: 0; 0.1 2031-32: 0; 0.1 2032-33: 0; 0.1 2033-34: 0; 0.1 2034-35: 0; 0.1 2035-36: 0; 0.1 2036-37: 0; 0.1 2037-38: 0; 0.1 2038-39: 0; 0.1 2039-40: 0; 0.1 2040-41: 0; 0.1 2041-42: 0; 0.1 2042-43: 0; 0.1 2043-44: 0; 0.1 2044-45: 0; 0.1 2045-46: 0; 0.1 2046-47: 0; 0.1 2047-48: 0; 0.1 2048-49: 0; 0.1 2049-50: 0
14.1FP | Change volume delivered to measured households input reductions as -ve, line to include both measured household consumption and USPL options | CVMHH | Ml/d | 2 | 0.1 2019-20: 0; 0.1 2020-21: 0; 0.1 2021-22: 0; 0.1 2022-23: 0; 0.1 2023-24: 0; 0.1 2024-25: 0; 0.1 2025-26: -0.56; 0.1 2026-27: -0.95; 0.1 2027-28: -1.13; 0.1 2028-29: -1.39; 0.1 2029-30: -1.65; 0.1 2030-31: -1.9; 0.1 2031-32: -2.15; 0.1 2032-33: -2.3; 0.1 2033-34: -2.44; 0.1 2034-35: -2.79; 0.1 2035-36: -3.14; 0.1 2036-37: -3.5; 0.1 2037-38: -3.85; 0.1 2038-39: -4.21; 0.1 2039-40: -4.57; 0.1 2040-41: -4.92; 0.1 2041-42: -5.28; 0.1 2042-43: -5.65; 0.1 2043-44: -6.01; 0.1 2044-45: -6.17; 0.1 2045-46: -6.32; 0.1 2046-47: -6.47; 0.1 2047-48: -6.62; 0.1 2048-49: -6.77; 0.1 2049-50: -6.92
15.1FP | Change volume delivered to unmeasured households input reductions as -ve, line to include both unmeasured household consumption and USPL options | CVUHH | Ml/d | 2 | 0.1 2019-20: 0; 0.1 2020-21: 0; 0.1 2021-22: 0; 0.1 2022-23: 0; 0.1 2023-24: 0; 0.1 2024-25: 0; 0.1 2025-26: 0; 0.1 2026-27: 0; 0.1 2027-28: 0; 0.1 2028-29: 0; 0.1 2029-30: 0; 0.1 2030-31: 0; 0.1 2031-32: 0; 0.1 2032-33: 0; 0.1 2033-34: 0; 0.1 2034-35: 0; 0.1 2035-36: 0; 0.1 2036-37: 0; 0.1 2037-38: 0; 0.1 2038-39: 0; 0.1 2039-40: 0; 0.1 2040-41: 0; 0.1 2041-42: 0; 0.1 2042-43: 0; 0.1 2043-44: 0; 0.1 2044-45: 0; 0.1 2045-46: 0; 0.1 2046-47: 0; 0.1 2047-48: 0; 0.1 2048-49: 0; 0.1 2049-50: 0
21.1FP | Options to reduce water taken unbilled input as -ve | CSWTU | Ml/d | 2 | 0.1 2019-20: 0; 0.1 2020-21: 0; 0.1 2021-22: 0; 0.1 2022-23: 0; 0.1 2023-24: 0; 0.1 2024-25: 0; 0.1 2025-26: 0; 0.1 2026-27: 0; 0.1 2027-28: 0; 0.1 2028-29: 0; 0.1 2029-30: 0; 0.1 2030-31: 0; 0.1 2031-32: 0; 0.1 2032-33: 0; 0.1 2033-34: 0; 0.1 2034-35: 0; 0.1 2035-36: 0; 0.1 2036-37: 0; 0.1 2037-38: 0; 0.1 2038-39: 0; 0.1 2039-40: 0; 0.1 2040-41: 0; 0.1 2041-42: 0; 0.1 2042-43: 0; 0.1 2043-44: 0; 0.1 2044-45: 0; 0.1 2045-46: 0; 0.1 2046-47: 0; 0.1 2047-48: 0; 0.1 2048-49: 0; 0.1 2049-50: 0
22.1FP | Reduce distribution system operational use (DSOU) input as -ve | DSDOU | Ml/d | 2 | 0.1 2019-20: 0; 0.1 2020-21: 0; 0.1 2021-22: 0; 0.1 2022-23: 0; 0.1 2023-24: 0; 0.1 2024-25: 0; 0.1 2025-26: 0; 0.1 2026-27: 0; 0.1 2027-28: 0; 0.1 2028-29: 0; 0.1 2029-30: 0; 0.1 2030-31: 0; 0.1 2031-32: 0; 0.1 2032-33: 0; 0.1 2033-34: 0; 0.1 2034-35: 0; 0.1 2035-36: 0; 0.1 2036-37: 0; 0.1 2037-38: 0; 0.1 2038-39: 0; 0.1 2039-40: 0; 0.1 2040-41: 0; 0.1 2041-42: 0; 0.1 2042-43: 0; 0.1 2043-44: 0; 0.1 2044-45: 0; 0.1 2045-46: 0; 0.1 2046-47: 0; 0.1 2047-48: 0; 0.1 2048-49: 0; 0.1 2049-50: 0
23.1FP | Options impacting on measured Non Household - USPL input reductions as -ve | CUMNH | Ml/d | 2 | 0.1 2019-20: 0; 0.1 2020-21: 0; 0.1 2021-22: 0; 0.1 2022-23: 0; 0.1 2023-24: 0; 0.1 2024-25: 0; 0.1 2025-26: 0; 0.1 2026-27: 0; 0.1 2027-28: -0.01; 0.1 2028-29: -0.01; 0.1 2029-30: -0.01; 0.1 2030-31: -0.01; 0.1 2031-32: -0.01; 0.1 2032-33: -0.01; 0.1 2033-34: -0.01; 0.1 2034-35: -0.02; 0.1 2035-36: -0.02; 0.1 2036-37: -0.02; 0.1 2037-38: -0.02; 0.1 2038-39: -0.02; 0.1 2039-40: -0.02; 0.1 2040-41: -0.02; 0.1 2041-42: -0.03; 0.1 2042-43: -0.03; 0.1 2043-44: -0.03; 0.1 2044-45: -0.03; 0.1 2045-46: -0.03; 0.1 2046-47: -0.03; 0.1 2047-48: -0.03; 0.1 2048-49: -0.04; 0.1 2049-50: -0.04
24.1FP | Options impacting on unmeasured Non Household - USPL input reductions as -ve | CUUNH | Ml/d | 2 | 0.1 2019-20: 0; 0.1 2020-21: 0; 0.1 2021-22: 0; 0.1 2022-23: 0; 0.1 2023-24: 0; 0.1 2024-25: 0; 0.1 2025-26: 0; 0.1 2026-27: 0; 0.1 2027-28: 0; 0.1 2028-29: 0; 0.1 2029-30: 0; 0.1 2030-31: 0; 0.1 2031-32: 0; 0.1 2032-33: 0; 0.1 2033-34: 0; 0.1 2034-35: 0; 0.1 2035-36: 0; 0.1 2036-37: 0; 0.1 2037-38: 0; 0.1 2038-39: 0; 0.1 2039-40: 0; 0.1 2040-41: 0; 0.1 2041-42: 0; 0.1 2042-43: 0; 0.1 2043-44: 0; 0.1 2044-45: 0; 0.1 2045-46: 0; 0.1 2046-47: 0; 0.1 2047-48: 0; 0.1 2048-49: 0; 0.1 2049-50: 0
25.1FP | Options impacting on measured Household - USPL input reductions as -ve | CUMHH | Ml/d | 2 | 0.1 2019-20: 0; 0.1 2020-21: 0; 0.1 2021-22: 0; 0.1 2022-23: 0; 0.1 2023-24: 0; 0.1 2024-25: 0; 0.1 2025-26: -0.16; 0.1 2026-27: -0.25; 0.1 2027-28: -0.3; 0.1 2028-29: -0.32; 0.1 2029-30: -0.35; 0.1 2030-31: -0.38; 0.1 2031-32: -0.41; 0.1 2032-33: -0.41; 0.1 2033-34: -0.42; 0.1 2034-35: -0.43; 0.1 2035-36: -0.43; 0.1 2036-37: -0.44; 0.1 2037-38: -0.45; 0.1 2038-39: -0.45; 0.1 2039-40: -0.46; 0.1 2040-41: -0.46; 0.1 2041-42: -0.47; 0.1 2042-43: -0.47; 0.1 2043-44: -0.48; 0.1 2044-45: -0.48; 0.1 2045-46: -0.49; 0.1 2046-47: -0.49; 0.1 2047-48: -0.5; 0.1 2048-49: -0.5; 0.1 2049-50: -0.51
26.1FP | Options impacting on unmeasured Household - USPL input reductions as -ve | CUUHH | Ml/d | 2 | 0.1 2019-20: 0; 0.1 2020-21: 0; 0.1 2021-22: 0; 0.1 2022-23: 0; 0.1 2023-24: 0; 0.1 2024-25: 0; 0.1 2025-26: 0; 0.1 2026-27: 0; 0.1 2027-28: 0; 0.1 2028-29: 0; 0.1 2029-30: 0; 0.1 2030-31: 0; 0.1 2031-32: 0; 0.1 2032-33: 0; 0.1 2033-34: 0; 0.1 2034-35: 0; 0.1 2035-36: 0; 0.1 2036-37: 0; 0.1 2037-38: 0; 0.1 2038-39: 0; 0.1 2039-40: 0; 0.1 2040-41: 0; 0.1 2041-42: 0; 0.1 2042-43: 0; 0.1 2043-44: 0; 0.1 2044-45: 0; 0.1 2045-46: 0; 0.1 2046-47: 0; 0.1 2047-48: 0; 0.1 2048-49: 0; 0.1 2049-50: 0
27.1FP | Options impacting on Void properties - USPL input reductions as -ve | CUVPP | Ml/d | 2 | 0.1 2019-20: 0; 0.1 2020-21: 0; 0.1 2021-22: 0; 0.1 2022-23: 0; 0.1 2023-24: 0; 0.1 2024-25: 0; 0.1 2025-26: 0; 0.1 2026-27: 0; 0.1 2027-28: 0; 0.1 2028-29: 0; 0.1 2029-30: 0; 0.1 2030-31: 0; 0.1 2031-32: 0; 0.1 2032-33: 0; 0.1 2033-34: 0; 0.1 2034-35: 0; 0.1 2035-36: 0; 0.1 2036-37: 0; 0.1 2037-38: 0; 0.1 2038-39: 0; 0.1 2039-40: 0; 0.1 2040-41: 0; 0.1 2041-42: 0; 0.1 2042-43: 0; 0.1 2043-44: 0; 0.1 2044-45: 0; 0.1 2045-46: 0; 0.1 2046-47: 0; 0.1 2047-48: 0; 0.1 2048-49: 0; 0.1 2049-50: 0
28.1FP | Reduce distribution losses input as -ve | DSRDL | Ml/d | 2 | 0.1 2019-20: 0; 0.1 2020-21: 0; 0.1 2021-22: 0; 0.1 2022-23: 0; 0.1 2023-24: 0; 0.1 2024-25: 0; 0.1 2025-26: -0.01; 0.1 2026-27: -0.01; 0.1 2027-28: -0.02; 0.1 2028-29: -0.06; 0.1 2029-30: -0.06; 0.1 2030-31: -0.1; 0.1 2031-32: -0.1; 0.1 2032-33: -0.88; 0.1 2033-34: -0.88; 0.1 2034-35: -0.89; 0.1 2035-36: -1.15; 0.1 2036-37: -1.52; 0.1 2037-38: -1.58; 0.1 2038-39: -1.62; 0.1 2039-40: -1.64; 0.1 2040-41: -1.66; 0.1 2041-42: -1.67; 0.1 2042-43: -1.68; 0.1 2043-44: -1.71; 0.1 2044-45: -1.82; 0.1 2045-46: -1.83; 0.1 2046-47: -1.9; 0.1 2047-48: -1.94; 0.1 2048-49: -2.03; 0.1 2049-50: -2.05
Table 3c: DYAA - Final plan | Back to top of sheet
WRMP24 reference | Component | Derivation | Unit | Decimal places | 2019-20 | 2020-21 | 2021-22 | 2022-23 | 2023-24 | 2024-25 | 2025-26 | 2026-27 | 2027-28 | 2028-29 | 2029-30 | 2030-31 | 2031-32 | 2032-33 | 2033-34 | 2034-35 | 2035-36 | 2036-37 | 2037-38 | 2038-39 | 2039-40 | 2040-41 | 2041-42 | 2042-43 | 2043-44 | 2044-45 | 2045-46 | 2046-47 | 2047-48 | 2048-49 | 2049-50 | 2050-51 | 2051-52 | 2052-53 | 2053-54 | 2054-55 | 2055-56 | 2056-57 | 2057-58 | 2058-59 | 2059-60 | 2060-61 | 2061-62 | 2062-63 | 2063-64 | 2064-65 | 2065-66 | 2066-67 | 2067-68 | 2068-69 | 2069-70 | 2070-71 | 2071-72 | 2072-73 | 2073-74 | 2074-75 | 2075-76 | 2076-77 | 2077-78 | 2078-79 | 2079-80 | 2080-81 | 2081-82 | 2082-83 | 2083-84 | 2084-85 | 2085-86 | 2086-87 | 2087-88 | 2088-89 | 2089-90 | 2090-91 | 2091-92 | 2092-93 | 2093-94 | 2094-95 | 2095-96 | 2096-97 | 2097-98 | 2098-99 | 2099-100
1FP | Raw water abstracted | Input | Ml/d | 2 | 2019-20: 0; 2020-21: 0; 2021-22: 0; 2022-23: 0; 2023-24: 0; 2024-25: 0; 2025-26: 0; 2026-27: 0; 2027-28: 0; 2028-29: 0; 2029-30: 0; 2030-31: 0; 2031-32: 0; 2032-33: 0; 2033-34: 0; 2034-35: 0; 2035-36: 0; 2036-37: 0; 2037-38: 0; 2038-39: 0; 2039-40: 0; 2040-41: 0; 2041-42: 0; 2042-43: 0; 2043-44: 0; 2044-45: 0; 2045-46: 0; 2046-47: 0; 2047-48: 0; 2048-49: 0; 2049-50: 0
1.1FP | Non-potable water supplies | 1.1BL + 1.11FP | Ml/d | 2 | 2019-20: 0; 2020-21: 0; 2021-22: 0; 2022-23: 0; 2023-24: 0; 2024-25: 0; 2025-26: 0; 2026-27: 0; 2027-28: 0; 2028-29: 0; 2029-30: 0; 2030-31: 0; 2031-32: 0; 2032-33: 0; 2033-34: 0; 2034-35: 0; 2035-36: 0; 2036-37: 0; 2037-38: 0; 2038-39: 0; 2039-40: 0; 2040-41: 0; 2041-42: 0; 2042-43: 0; 2043-44: 0; 2044-45: 0; 2045-46: 0; 2046-47: 0; 2047-48: 0; 2048-49: 0; 2049-50: 0
2FP | Raw water imported | 2BL + 2.1FP | Ml/d | 2 | 2019-20: 0; 2020-21: 0; 2021-22: 0; 2022-23: 0; 2023-24: 0; 2024-25: 0; 2025-26: 0; 2026-27: 0; 2027-28: 0; 2028-29: 0; 2029-30: 0; 2030-31: 0; 2031-32: 0; 2032-33: 0; 2033-34: 0; 2034-35: 0; 2035-36: 0; 2036-37: 0; 2037-38: 0; 2038-39: 0; 2039-40: 0; 2040-41: 0; 2041-42: 0; 2042-43: 0; 2043-44: 0; 2044-45: 0; 2045-46: 0; 2046-47: 0; 2047-48: 0; 2048-49: 0; 2049-50: 0
3FP | Potable water imported | 3BL + 3.1FP | Ml/d | 2 | 2019-20: 0; 2020-21: 0; 2021-22: 0; 2022-23: 0; 2023-24: 0; 2024-25: 0; 2025-26: 24.91; 2026-27: 25; 2027-28: 25; 2028-29: 25; 2029-30: 25; 2030-31: 35.25; 2031-32: 35.8; 2032-33: 23.92; 2033-34: 24.15; 2034-35: 24.08; 2035-36: 21.85; 2036-37: 21.33; 2037-38: 21.22; 2038-39: 20.45; 2039-40: 19.45; 2040-41: 59.89; 2041-42: 59.62; 2042-43: 59.3; 2043-44: 58.98; 2044-45: 59.15; 2045-46: 57.74; 2046-47: 57.96; 2047-48: 58.14; 2048-49: 58.25; 2049-50: 58.33
4FP | Raw water exported enter as -ve | 4BL + 4.1FP | Ml/d | 2 | 2019-20: 0; 2020-21: 0; 2021-22: 0; 2022-23: 0; 2023-24: 0; 2024-25: 0; 2025-26: 0; 2026-27: 0; 2027-28: 0; 2028-29: 0; 2029-30: 0; 2030-31: 0; 2031-32: 0; 2032-33: 0; 2033-34: 0; 2034-35: 0; 2035-36: 0; 2036-37: 0; 2037-38: 0; 2038-39: 0; 2039-40: 0; 2040-41: 0; 2041-42: 0; 2042-43: 0; 2043-44: 0; 2044-45: 0; 2045-46: 0; 2046-47: 0; 2047-48: 0; 2048-49: 0; 2049-50: 0
5FP | Potable water exported enter as -ve | 5BL + 5.1FP | Ml/d | 2 | 2019-20: 0; 2020-21: 0; 2021-22: 0; 2022-23: 0; 2023-24: 0; 2024-25: 0; 2025-26: -17.33; 2026-27: -17.092; 2027-28: -16.202; 2028-29: -15.292; 2029-30: -15.07; 2030-31: -21.22; 2031-32: -20.9; 2032-33: -9.67; 2033-34: -9.71; 2034-35: -9.44; 2035-36: -8.17; 2036-37: -8.46; 2037-38: -8.32; 2038-39: -7.52; 2039-40: -7.68; 2040-41: -26.93; 2041-42: -26.65; 2042-43: -26.33; 2043-44: -25.99; 2044-45: -26.13; 2045-46: -25.19; 2046-47: -25.4; 2047-48: -25.5; 2048-49: -25.61; 2049-50: -25.61
6.1FP | Deployable Output post forecast changes | 6.1BL + 6.2FP + 6.3FP +7.01FP +7.02FP | Ml/d | 2 | 2019-20: 65.71; 2020-21: 65.71; 2021-22: 65.71; 2022-23: 65.71; 2023-24: 65.71; 2024-25: 65.71; 2025-26: 61.13; 2026-27: 60.73; 2027-28: 59.58; 2028-29: 59.57; 2029-30: 58.27; 2030-31: 53.92; 2031-32: 52.96; 2032-33: 52.96; 2033-34: 52.96; 2034-35: 52.95; 2035-36: 52.95; 2036-37: 52.94; 2037-38: 52.94; 2038-39: 52.94; 2039-40: 52.65; 2040-41: 31.45; 2041-42: 31.45; 2042-43: 31.45; 2043-44: 31.45; 2044-45: 31.45; 2045-46: 31.44; 2046-47: 31.44; 2047-48: 31.44; 2048-49: 31.44; 2049-50: 31.44
8FP | Raw water losses, treatment works losses and operational use | 8BL + 8.1FP + 8.2FP | Ml/d | 2 | 2019-20: 1.41; 2020-21: 1.41; 2021-22: 1.41; 2022-23: 1.41; 2023-24: 1.41; 2024-25: 1.41; 2025-26: 1.41; 2026-27: 1.41; 2027-28: 1.41; 2028-29: 1.41; 2029-30: 1.41; 2030-31: 1.41; 2031-32: 1.41; 2032-33: 1.41; 2033-34: 1.41; 2034-35: 1.41; 2035-36: 1.41; 2036-37: 1.41; 2037-38: 1.41; 2038-39: 1.41; 2039-40: 1.41; 2040-41: 1.41; 2041-42: 1.41; 2042-43: 1.41; 2043-44: 1.41; 2044-45: 1.41; 2045-46: 1.41; 2046-47: 1.41; 2047-48: 1.41; 2048-49: 1.41; 2049-50: 1.41
9FP | Total Outage Allowance | 9BL + 9.1FP | Ml/d | 2 | 2019-20: 0.49; 2020-21: 0.49; 2021-22: 0.49; 2022-23: 0.49; 2023-24: 0.49; 2024-25: 0.49; 2025-26: 0.49; 2026-27: 0.49; 2027-28: 0.49; 2028-29: 0.49; 2029-30: 0.49; 2030-31: 0.47; 2031-32: 0.47; 2032-33: 0.47; 2033-34: 0.47; 2034-35: 0.47; 2035-36: 0.44; 2036-37: 0.44; 2037-38: 0.44; 2038-39: 0.44; 2039-40: 0.44; 2040-41: 0.44; 2041-42: 0.44; 2042-43: 0.44; 2043-44: 0.44; 2044-45: 0.44; 2045-46: 0.44; 2046-47: 0.44; 2047-48: 0.44; 2048-49: 0.44; 2049-50: 0.44
10FP | Water Available For Use (own sources) | (6.1FP) - (8FP + 9FP) | Ml/d | 2 | 2019-20: 63.81; 2020-21: 63.81; 2021-22: 63.81; 2022-23: 63.81; 2023-24: 63.81; 2024-25: 63.81; 2025-26: 59.23; 2026-27: 58.83; 2027-28: 57.68; 2028-29: 57.67; 2029-30: 56.37; 2030-31: 52.04; 2031-32: 51.08; 2032-33: 51.08; 2033-34: 51.08; 2034-35: 51.07; 2035-36: 51.1; 2036-37: 51.09; 2037-38: 51.09; 2038-39: 51.09; 2039-40: 50.8; 2040-41: 29.6; 2041-42: 29.6; 2042-43: 29.6; 2043-44: 29.6; 2044-45: 29.6; 2045-46: 29.59; 2046-47: 29.59; 2047-48: 29.59; 2048-49: 29.59; 2049-50: 29.59
11FP | Total Water Available For Use | 10FP + sum (2FP:5FP) | Ml/d | 2 | 2019-20: 63.81; 2020-21: 63.81; 2021-22: 63.81; 2022-23: 63.81; 2023-24: 63.81; 2024-25: 63.81; 2025-26: 66.81; 2026-27: 66.738; 2027-28: 66.478; 2028-29: 67.378; 2029-30: 66.3; 2030-31: 66.07; 2031-32: 65.98; 2032-33: 65.33; 2033-34: 65.52; 2034-35: 65.71; 2035-36: 64.78; 2036-37: 63.96; 2037-38: 63.99; 2038-39: 64.02; 2039-40: 62.57; 2040-41: 62.56; 2041-42: 62.57; 2042-43: 62.57; 2043-44: 62.59; 2044-45: 62.62; 2045-46: 62.14; 2046-47: 62.15; 2047-48: 62.23; 2048-49: 62.23; 2049-50: 62.31
12FP | Water delivered measured non-household | 12BL + 12.2FP | Ml/d | 2 | 2019-20: 15.25; 2020-21: 15.33; 2021-22: 15.34; 2022-23: 15.45; 2023-24: 15.54; 2024-25: 15.55; 2025-26: 15.4; 2026-27: 15.28; 2027-28: 15.14; 2028-29: 15.03; 2029-30: 14.94; 2030-31: 14.84; 2031-32: 14.74; 2032-33: 14.64; 2033-34: 14.62; 2034-35: 14.62; 2035-36: 14.64; 2036-37: 14.61; 2037-38: 14.55; 2038-39: 14.5; 2039-40: 14.44; 2040-41: 14.38; 2041-42: 14.32; 2042-43: 14.28; 2043-44: 14.22; 2044-45: 14.17; 2045-46: 14.12; 2046-47: 14.06; 2047-48: 14.03; 2048-49: 13.99; 2049-50: 13.96
12.1FP | Non-potable water consumption | Input | Ml/d | 2 | 2019-20: 0; 2020-21: 0; 2021-22: 0; 2022-23: 0; 2023-24: 0; 2024-25: 0; 2025-26: 0; 2026-27: 0; 2027-28: 0; 2028-29: 0; 2029-30: 0; 2030-31: 0; 2031-32: 0; 2032-33: 0; 2033-34: 0; 2034-35: 0; 2035-36: 0; 2036-37: 0; 2037-38: 0; 2038-39: 0; 2039-40: 0; 2040-41: 0; 2041-42: 0; 2042-43: 0; 2043-44: 0; 2044-45: 0; 2045-46: 0; 2046-47: 0; 2047-48: 0; 2048-49: 0; 2049-50: 0
13FP | Water delivered unmeasured non-household | 13BL + 13.1FP | Ml/d | 2 | 2019-20: 0.06; 2020-21: 0.06; 2021-22: 0.06; 2022-23: 0.06; 2023-24: 0.07; 2024-25: 0.07; 2025-26: 0.07; 2026-27: 0.07; 2027-28: 0.07; 2028-29: 0.07; 2029-30: 0.07; 2030-31: 0.07; 2031-32: 0.07; 2032-33: 0.07; 2033-34: 0.07; 2034-35: 0.07; 2035-36: 0.07; 2036-37: 0.07; 2037-38: 0.07; 2038-39: 0.07; 2039-40: 0.07; 2040-41: 0.07; 2041-42: 0.07; 2042-43: 0.07; 2043-44: 0.07; 2044-45: 0.07; 2045-46: 0.07; 2046-47: 0.07; 2047-48: 0.07; 2048-49: 0.07; 2049-50: 0.07
14FP | Water delivered measured household | 14BL + 14.1FP | Ml/d | 2 | 2019-20: 30.07; 2020-21: 30.42; 2021-22: 30.77; 2022-23: 31.2; 2023-24: 31.5; 2024-25: 31.85; 2025-26: 31.72; 2026-27: 31.65; 2027-28: 31.8; 2028-29: 31.83; 2029-30: 31.81; 2030-31: 31.85; 2031-32: 31.87; 2032-33: 32.08; 2033-34: 32.32; 2034-35: 32.34; 2035-36: 32.35; 2036-37: 32.34; 2037-38: 32.42; 2038-39: 32.47; 2039-40: 32.48; 2040-41: 32.43; 2041-42: 32.37; 2042-43: 32.29; 2043-44: 32.23; 2044-45: 32.35; 2045-46: 32.44; 2046-47: 32.52; 2047-48: 32.61; 2048-49: 32.69; 2049-50: 32.76
15FP | Water delivered unmeasured household | 15BL + 15.1FP | Ml/d | 2 | 2019-20: 6.47; 2020-21: 6.14; 2021-22: 5.85; 2022-23: 5.51; 2023-24: 5.19; 2024-25: 4.88; 2025-26: 4.62; 2026-27: 4.38; 2027-28: 4.14; 2028-29: 3.91; 2029-30: 3.69; 2030-31: 3.49; 2031-32: 3.29; 2032-33: 3.1; 2033-34: 2.92; 2034-35: 2.73; 2035-36: 2.56; 2036-37: 2.38; 2037-38: 2.21; 2038-39: 2.03; 2039-40: 1.96; 2040-41: 1.89; 2041-42: 1.83; 2042-43: 1.77; 2043-44: 1.71; 2044-45: 1.65; 2045-46: 1.62; 2046-47: 1.6; 2047-48: 1.58; 2048-49: 1.56; 2049-50: 1.56
16FP | Percentage of consumption driven by climate change | 16BL | % | 1 | 2019-20: 0%; 2020-21: 0%; 2021-22: 0%; 2022-23: 0.1%; 2023-24: 0.1%; 2024-25: 0.1%; 2025-26: 0.1%; 2026-27: 0.1%; 2027-28: 0.1%; 2028-29: 0.2%; 2029-30: 0.2%; 2030-31: 0.2%; 2031-32: 0.2%; 2032-33: 0.3%; 2033-34: 0.3%; 2034-35: 0.3%; 2035-36: 0.4%; 2036-37: 0.4%; 2037-38: 0.4%; 2038-39: 0.5%; 2039-40: 0.5%; 2040-41: 0.6%; 2041-42: 0.6%; 2042-43: 0.6%; 2043-44: 0.7%; 2044-45: 0.7%; 2045-46: 0.8%; 2046-47: 0.8%; 2047-48: 0.8%; 2048-49: 0.8%; 2049-50: 0.9%
17FP | Volume of consumption driven by climate change | 16FP * (12FP + sum(13FP:15FP) - sum (23FP:26FP)) | Ml/d | 2 | 2019-20: 0; 2020-21: 0; 2021-22: 0; 2022-23: 0.05033; 2023-24: 0.05046; 2024-25: 0.05054; 2025-26: 0.05018; 2026-27: 0.04989; 2027-28: 0.04975; 2028-29: 0.09896; 2029-30: 0.09844; 2030-31: 0.09806; 2031-32: 0.09762; 2032-33: 0.14622; 2033-34: 0.14634; 2034-35: 0.14589; 2035-36: 0.19392; 2036-37: 0.19308; 2037-38: 0.19252; 2038-39: 0.2397; 2039-40: 0.23915; 2040-41: 0.28584; 2041-42: 0.28482; 2042-43: 0.28374; 2043-44: 0.32984; 2044-45: 0.32984; 2045-46: 0.37704; 2046-47: 0.37704; 2047-48: 0.37736; 2048-49: 0.37752; 2049-50: 0.42507
18FP | Measured Household - PCC | ((14FP - 25FP) * 1,000,000) / (39FP * 1000) | l/h/d | 1 | 2019-20: 135.7498; 2020-21: 133.7045; 2021-22: 132.5341; 2022-23: 130.6812; 2023-24: 128.6728; 2024-25: 127.6437; 2025-26: 125.4121; 2026-27: 123.6974; 2027-28: 122.7644; 2028-29: 121.378; 2029-30: 120.0595; 2030-31: 119.0234; 2031-32: 118.07; 2032-33: 117.6883; 2033-34: 117.3886; 2034-35: 116.3061; 2035-36: 115.2076; 2036-37: 114.1275; 2037-38: 113.4075; 2038-39: 112.5106; 2039-40: 111.6779; 2040-41: 110.6354; 2041-42: 109.6494; 2042-43: 108.5876; 2043-44: 107.6393; 2044-45: 107.3079; 2045-46: 107.0113; 2046-47: 106.6728; 2047-48: 106.3959; 2048-49: 106.06; 2049-50: 105.7706
19FP | Unmeasured Household - PCC | ((15FP - 26FP) * 1,000,000) / (40FP * 1000) | l/h/d | 1 | 2019-20: 165.4232; 2020-21: 165.2795; 2021-22: 164.9453; 2022-23: 164.5231; 2023-24: 164.4851; 2024-25: 164.0973; 2025-26: 163.5722; 2026-27: 163.9478; 2027-28: 163.5877; 2028-29: 162.9765; 2029-30: 162.9042; 2030-31: 163.5227; 2031-32: 163.9076; 2032-33: 164.695; 2033-34: 165.233; 2034-35: 165.5629; 2035-36: 166.4533; 2036-37: 167.3704; 2037-38: 168.4175; 2038-39: 169.1815; 2039-40: 169.4594; 2040-41: 169.6078; 2041-42: 169.5087; 2042-43: 170.2396; 2043-44: 170.7635; 2044-45: 169.9685; 2045-46: 169.027; 2046-47: 170.2768; 2047-48: 170.2677; 2048-49: 170.1571; 2049-50: 170.2381
20FP | Average Household - PCC | (((14FP - 25FP) + (15FP - 26FP)) * 1,000,000)/ ((39FP + 40FP) * 1,000) | l/h/d | 1 | 2019-20: 140.0442; 2020-21: 137.976; 2021-22: 136.665; 2022-23: 134.6843; 2023-24: 132.601; 2024-25: 131.3645; 2025-26: 129.0665; 2026-27: 127.3201; 2027-28: 126.2155; 2028-29: 124.6777; 2029-30: 123.2481; 2030-31: 122.126; 2031-32: 121.0628; 2032-33: 120.5557; 2033-34: 120.1085; 2034-35: 118.9089; 2035-36: 117.7159; 2036-37: 116.5305; 2037-38: 115.6825; 2038-39: 114.6369; 2039-40: 113.7592; 2040-41: 112.675; 2041-42: 111.6378; 2042-43: 110.5549; 2043-44: 109.5746; 2044-45: 109.1542; 2045-46: 108.8033; 2046-47: 108.4761; 2047-48: 108.1735; 2048-49: 107.8119; 2049-50: 107.5234
21FP | Water taken unbilled | 21BL + 21.1FP | Ml/d | 2 | 2019-20: 1.44; 2020-21: 1.44; 2021-22: 1.44; 2022-23: 1.46; 2023-24: 1.44; 2024-25: 1.43; 2025-26: 1.44; 2026-27: 1.44; 2027-28: 1.45; 2028-29: 1.44; 2029-30: 1.44; 2030-31: 1.43; 2031-32: 1.43; 2032-33: 1.45; 2033-34: 1.43; 2034-35: 1.45; 2035-36: 1.44; 2036-37: 1.45; 2037-38: 1.44; 2038-39: 1.44; 2039-40: 1.44; 2040-41: 1.44; 2041-42: 1.44; 2042-43: 1.45; 2043-44: 1.43; 2044-45: 1.45; 2045-46: 1.45; 2046-47: 1.47; 2047-48: 1.45; 2048-49: 1.45; 2049-50: 1.43
22FP | Distribution system operational use | 22BL + 22.1FP | Ml/d | 2 | 2019-20: 0.34; 2020-21: 0.34; 2021-22: 0.34; 2022-23: 0.34; 2023-24: 0.34; 2024-25: 0.34; 2025-26: 0.34; 2026-27: 0.34; 2027-28: 0.34; 2028-29: 0.34; 2029-30: 0.34; 2030-31: 0.34; 2031-32: 0.34; 2032-33: 0.34; 2033-34: 0.34; 2034-35: 0.34; 2035-36: 0.34; 2036-37: 0.34; 2037-38: 0.34; 2038-39: 0.34; 2039-40: 0.34; 2040-41: 0.34; 2041-42: 0.34; 2042-43: 0.34; 2043-44: 0.34; 2044-45: 0.34; 2045-46: 0.34; 2046-47: 0.34; 2047-48: 0.34; 2048-49: 0.34; 2049-50: 0.34
23FP | Measured Non Household - USPL | 23BL + 23.1FP | Ml/d | 2 | 2019-20: 0.05; 2020-21: 0.05; 2021-22: 0.05; 2022-23: 0.06; 2023-24: 0.06; 2024-25: 0.06; 2025-26: 0.06; 2026-27: 0.06; 2027-28: 0.05; 2028-29: 0.05; 2029-30: 0.05; 2030-31: 0.05; 2031-32: 0.05; 2032-33: 0.05; 2033-34: 0.05; 2034-35: 0.04; 2035-36: 0.04; 2036-37: 0.04; 2037-38: 0.04; 2038-39: 0.04; 2039-40: 0.04; 2040-41: 0.04; 2041-42: 0.03; 2042-43: 0.03; 2043-44: 0.03; 2044-45: 0.03; 2045-46: 0.03; 2046-47: 0.03; 2047-48: 0.03; 2048-49: 0.02; 2049-50: 0.02
24FP | Unmeasured Non Household - USPL | 24BL + 24.1FP | Ml/d | 2 | 2019-20: 0; 2020-21: 0; 2021-22: 0; 2022-23: 0; 2023-24: 0; 2024-25: 0; 2025-26: 0; 2026-27: 0; 2027-28: 0; 2028-29: 0; 2029-30: 0; 2030-31: 0; 2031-32: 0; 2032-33: 0; 2033-34: 0; 2034-35: 0; 2035-36: 0; 2036-37: 0; 2037-38: 0; 2038-39: 0; 2039-40: 0; 2040-41: 0; 2041-42: 0; 2042-43: 0; 2043-44: 0; 2044-45: 0; 2045-46: 0; 2046-47: 0; 2047-48: 0; 2048-49: 0; 2049-50: 0
25FP | Measured Household - USPL | 25BL + 25.1FP | Ml/d | 2 | 2019-20: 1.36; 2020-21: 1.36; 2021-22: 1.34; 2022-23: 1.36; 2023-24: 1.34; 2024-25: 1.33; 2025-26: 1.17; 2026-27: 1.06; 2027-28: 1; 2028-29: 0.97; 2029-30: 0.92; 2030-31: 0.87; 2031-32: 0.83; 2032-33: 0.84; 2033-34: 0.85; 2034-35: 0.86; 2035-36: 0.88; 2036-37: 0.89; 2037-38: 0.89; 2038-39: 0.91; 2039-40: 0.91; 2040-41: 0.93; 2041-42: 0.93; 2042-43: 0.94; 2043-44: 0.94; 2044-45: 0.95; 2045-46: 0.95; 2046-47: 0.96; 2047-48: 0.96; 2048-49: 0.97; 2049-50: 0.97
26FP | Unmeasured Household - USPL | 26BL + 26.1BL | Ml/d | 2 | 2019-20: 0.55; 2020-21: 0.52; 2021-22: 0.5; 2022-23: 0.47; 2023-24: 0.44; 2024-25: 0.42; 2025-26: 0.4; 2026-27: 0.37; 2027-28: 0.35; 2028-29: 0.34; 2029-30: 0.32; 2030-31: 0.3; 2031-32: 0.28; 2032-33: 0.26; 2033-34: 0.25; 2034-35: 0.23; 2035-36: 0.22; 2036-37: 0.2; 2037-38: 0.19; 2038-39: 0.18; 2039-40: 0.17; 2040-41: 0.16; 2041-42: 0.16; 2042-43: 0.15; 2043-44: 0.14; 2044-45: 0.14; 2045-46: 0.14; 2046-47: 0.13; 2047-48: 0.13; 2048-49: 0.13; 2049-50: 0.13
27FP | Void Properties - USPL | 27BL + 27.1FP | Ml/d | 2 | 2019-20: 0.14; 2020-21: 0.14; 2021-22: 0.14; 2022-23: 0.14; 2023-24: 0.15; 2024-25: 0.15; 2025-26: 0.15; 2026-27: 0.15; 2027-28: 0.15; 2028-29: 0.15; 2029-30: 0.16; 2030-31: 0.16; 2031-32: 0.16; 2032-33: 0.16; 2033-34: 0.16; 2034-35: 0.16; 2035-36: 0.16; 2036-37: 0.16; 2037-38: 0.16; 2038-39: 0.16; 2039-40: 0.17; 2040-41: 0.17; 2041-42: 0.17; 2042-43: 0.17; 2043-44: 0.17; 2044-45: 0.17; 2045-46: 0.17; 2046-47: 0.17; 2047-48: 0.17; 2048-49: 0.17; 2049-50: 0.18
28FP | Distribution losses | 28BL + 28.1FP | Ml/d | 2 | 2019-20: 9.8; 2020-21: 9.59; 2021-22: 9.47; 2022-23: 9.28; 2023-24: 9.08; 2024-25: 8.89; 2025-26: 8.88; 2026-27: 8.88; 2027-28: 8.87; 2028-29: 8.83; 2029-30: 8.83; 2030-31: 8.79; 2031-32: 8.79; 2032-33: 8.01; 2033-34: 8.01; 2034-35: 8; 2035-36: 7.74; 2036-37: 7.37; 2037-38: 7.31; 2038-39: 7.27; 2039-40: 7.25; 2040-41: 7.23; 2041-42: 7.22; 2042-43: 7.21; 2043-44: 7.18; 2044-45: 7.07; 2045-46: 7.06; 2046-47: 6.99; 2047-48: 6.95; 2048-49: 6.86; 2049-50: 6.84
29FP | Total Leakage | sum (23FP:28FP) | Ml/d | 2 | 2019-20: 11.9; 2020-21: 11.66; 2021-22: 11.5; 2022-23: 11.31; 2023-24: 11.07; 2024-25: 10.85; 2025-26: 10.66; 2026-27: 10.52; 2027-28: 10.42; 2028-29: 10.34; 2029-30: 10.28; 2030-31: 10.17; 2031-32: 10.11; 2032-33: 9.32; 2033-34: 9.32; 2034-35: 9.29; 2035-36: 9.04; 2036-37: 8.66; 2037-38: 8.59; 2038-39: 8.56; 2039-40: 8.54; 2040-41: 8.53; 2041-42: 8.51; 2042-43: 8.5; 2043-44: 8.46; 2044-45: 8.36; 2045-46: 8.35; 2046-47: 8.28; 2047-48: 8.24; 2048-49: 8.15; 2049-50: 8.14
30FP | Leakage/property | (29FP * 1,000,000) / (36FP * 1,000) | l/prop/d | 2 | 2019-20: 103.6017; 2020-21: 99.105; 2021-22: 95.6246; 2022-23: 92.3469; 2023-24: 88.7958; 2024-25: 85.8651; 2025-26: 83.2552; 2026-27: 81.2889; 2027-28: 79.6989; 2028-29: 78.2942; 2029-30: 77.1436; 2030-31: 75.6522; 2031-32: 74.6346; 2032-33: 68.2894; 2033-34: 67.7956; 2034-35: 67.0976; 2035-36: 64.8377; 2036-37: 61.6893; 2037-38: 60.7836; 2038-39: 60.1779; 2039-40: 59.6552; 2040-41: 59.2139; 2041-42: 58.7148; 2042-43: 58.297; 2043-44: 57.6848; 2044-45: 56.6791; 2045-46: 56.2968; 2046-47: 55.5231; 2047-48: 54.9626; 2048-49: 54.0813; 2049-50: 53.7429
31FP | Measured Non Household - properties | Input | 000's | 2 | 2019-20: 6.939; 2020-21: 7.023; 2021-22: 7.095; 2022-23: 7.187; 2023-24: 7.266; 2024-25: 7.344; 2025-26: 7.413; 2026-27: 7.476; 2027-28: 7.536; 2028-29: 7.59; 2029-30: 7.642; 2030-31: 7.692; 2031-32: 7.739; 2032-33: 7.784; 2033-34: 7.825; 2034-35: 7.865; 2035-36: 7.904; 2036-37: 7.942; 2037-38: 7.978; 2038-39: 8.012; 2039-40: 8.044; 2040-41: 8.074; 2041-42: 8.102; 2042-43: 8.127; 2043-44: 8.15; 2044-45: 8.17; 2045-46: 8.188; 2046-47: 8.203; 2047-48: 8.217; 2048-49: 8.23; 2049-50: 8.24
32FP | Unmeasured Non Household - properties | Input | 000's | 2 | 2019-20: 0.028; 2020-21: 0.028; 2021-22: 0.028; 2022-23: 0.029; 2023-24: 0.029; 2024-25: 0.029; 2025-26: 0.03; 2026-27: 0.03; 2027-28: 0.03; 2028-29: 0.03; 2029-30: 0.031; 2030-31: 0.031; 2031-32: 0.031; 2032-33: 0.031; 2033-34: 0.031; 2034-35: 0.032; 2035-36: 0.032; 2036-37: 0.032; 2037-38: 0.032; 2038-39: 0.032; 2039-40: 0.032; 2040-41: 0.032; 2041-42: 0.033; 2042-43: 0.033; 2043-44: 0.033; 2044-45: 0.033; 2045-46: 0.033; 2046-47: 0.033; 2047-48: 0.033; 2048-49: 0.033; 2049-50: 0.033
33FP | All void non-households - properties | Input | 000's | 2 | 2019-20: 0; 2020-21: 0; 2021-22: 0; 2022-23: 0; 2023-24: 0; 2024-25: 0; 2025-26: 0; 2026-27: 0; 2027-28: 0; 2028-29: 0; 2029-30: 0; 2030-31: 0; 2031-32: 0; 2032-33: 0; 2033-34: 0; 2034-35: 0; 2035-36: 0; 2036-37: 0; 2037-38: 0; 2038-39: 0; 2039-40: 0; 2040-41: 0; 2041-42: 0; 2042-43: 0; 2043-44: 0; 2044-45: 0; 2045-46: 0; 2046-47: 0; 2047-48: 0; 2048-49: 0; 2049-50: 0
34FP | Measured households - properties (excl. void) | Year before + sum (34.1BL:34.6BL) | 000's | 2 | 2019-20: 92.292; 2020-21: 95.612; 2021-22: 98.686; 2022-23: 101.422; 2023-24: 104.142; 2024-25: 106.341; 2025-26: 108.42; 2026-27: 110.188; 2027-28: 111.895; 2028-29: 113.588; 2029-30: 115.134; 2030-31: 116.651; 2031-32: 118.014; 2032-33: 119.353; 2033-34: 120.662; 2034-35: 121.947; 2035-36: 123.206; 2036-37: 124.44; 2037-38: 125.649; 2038-39: 126.833; 2039-40: 127.854; 2040-41: 128.858; 2041-42: 129.843; 2042-43: 130.81; 2043-44: 131.76; 2044-45: 132.694; 2045-46: 133.533; 2046-47: 134.357; 2047-48: 135.166; 2048-49: 135.96; 2049-50: 136.695
34.1FP | New build properties - properties | Input (new builds in each year) | 000's | 2 | 2019-20: 2.757; 2020-21: 2.523; 2021-22: 2.332; 2022-23: 2.062; 2023-24: 2.074; 2024-25: 1.58; 2025-26: 1.576; 2026-27: 1.283; 2027-28: 1.24; 2028-29: 1.243; 2029-30: 1.111; 2030-31: 1.099; 2031-32: 0.96; 2032-33: 0.95; 2033-34: 0.934; 2034-35: 0.923; 2035-36: 0.91; 2036-37: 0.899; 2037-38: 0.886; 2038-39: 0.872; 2039-40: 0.861; 2040-41: 0.849; 2041-42: 0.836; 2042-43: 0.824; 2043-44: 0.811; 2044-45: 0.8; 2045-46: 0.786; 2046-47: 0.774; 2047-48: 0.761; 2048-49: 0.748; 2049-50: 0.735
34.2FP | Meter optants - properties | Input (meter optants in each year) | 000's | 2 | 2019-20: 0.556; 2020-21: 0.531; 2021-22: 0.486; 2022-23: 0.427; 2023-24: 0.409; 2024-25: 0.391; 2025-26: 0.285; 2026-27: 0.275; 2027-28: 0.266; 2028-29: 0.257; 2029-30: 0.249; 2030-31: 0.24; 2031-32: 0.232; 2032-33: 0.224; 2033-34: 0.217; 2034-35: 0.21; 2035-36: 0.203; 2036-37: 0.196; 2037-38: 0.189; 2038-39: 0.183; 2039-40: 0.089; 2040-41: 0.086; 2041-42: 0.083; 2042-43: 0.08; 2043-44: 0.078; 2044-45: 0.075; 2045-46: 0; 2046-47: 0; 2047-48: 0; 2048-49: 0; 2049-50: 0
34.3FP | Compulsory metering - properties | Input (compulsory meters in each year) | 000's | 2 | 2019-20: 0; 2020-21: 0; 2021-22: 0; 2022-23: 0; 2023-24: 0; 2024-25: 0; 2025-26: 0; 2026-27: 0; 2027-28: 0; 2028-29: 0; 2029-30: 0; 2030-31: 0; 2031-32: 0; 2032-33: 0; 2033-34: 0; 2034-35: 0; 2035-36: 0; 2036-37: 0; 2037-38: 0; 2038-39: 0; 2039-40: 0; 2040-41: 0; 2041-42: 0; 2042-43: 0; 2043-44: 0; 2044-45: 0; 2045-46: 0; 2046-47: 0; 2047-48: 0; 2048-49: 0; 2049-50: 0
34.4FP | Metering on change of occupancy - properties | Input (change of occupancy meters in each year) | 000's | 2 | 2019-20: 0.258; 2020-21: 0.249; 2021-22: 0.24; 2022-23: 0.232; 2023-24: 0.222; 2024-25: 0.214; 2025-26: 0.205; 2026-27: 0.197; 2027-28: 0.189; 2028-29: 0.181; 2029-30: 0.174; 2030-31: 0.167; 2031-32: 0.16; 2032-33: 0.154; 2033-34: 0.148; 2034-35: 0.142; 2035-36: 0.136; 2036-37: 0.13; 2037-38: 0.125; 2038-39: 0.12; 2039-40: 0.067; 2040-41: 0.065; 2041-42: 0.062; 2042-43: 0.059; 2043-44: 0.057; 2044-45: 0.055; 2045-46: 0.053; 2046-47: 0.05; 2047-48: 0.048; 2048-49: 0.046; 2049-50: 0
34.5FP | Selective metering - properties | Input (selective meters in each year) | 000's | 2 | 2019-20: 0.018; 2020-21: 0.017; 2021-22: 0.016; 2022-23: 0.015; 2023-24: 0.015; 2024-25: 0.014; 2025-26: 0.013; 2026-27: 0.013; 2027-28: 0.012; 2028-29: 0.012; 2029-30: 0.012; 2030-31: 0.011; 2031-32: 0.011; 2032-33: 0.011; 2033-34: 0.01; 2034-35: 0.01; 2035-36: 0.01; 2036-37: 0.009; 2037-38: 0.009; 2038-39: 0.009; 2039-40: 0.004; 2040-41: 0.004; 2041-42: 0.004; 2042-43: 0.004; 2043-44: 0.004; 2044-45: 0.004; 2045-46: 0; 2046-47: 0; 2047-48: 0; 2048-49: 0; 2049-50: 0
34.6FP | Other changes to existing metering - properties | Input (other changes to meters in each year) | 000's | 2 | 2019-20: 0; 2020-21: 0; 2021-22: 0; 2022-23: 0; 2023-24: 0; 2024-25: 0; 2025-26: 0; 2026-27: 0; 2027-28: 0; 2028-29: 0; 2029-30: 0; 2030-31: 0; 2031-32: 0; 2032-33: 0; 2033-34: 0; 2034-35: 0; 2035-36: 0; 2036-37: 0; 2037-38: 0; 2038-39: 0; 2039-40: 0; 2040-41: 0; 2041-42: 0; 2042-43: 0; 2043-44: 0; 2044-45: 0; 2045-46: 0; 2046-47: 0; 2047-48: 0; 2048-49: 0; 2049-50: 0
34.7FP | Measured household void properties | Input | 000's | 2 | 2019-20: 2.221; 2020-21: 2.282; 2021-22: 2.328; 2022-23: 2.4; 2023-24: 2.458; 2024-25: 2.508; 2025-26: 2.553; 2026-27: 2.594; 2027-28: 2.633; 2028-29: 2.672; 2029-30: 2.709; 2030-31: 2.743; 2031-32: 2.776; 2032-33: 2.808; 2033-34: 2.836; 2034-35: 2.864; 2035-36: 2.892; 2036-37: 2.919; 2037-38: 2.946; 2038-39: 2.972; 2039-40: 2.994; 2040-41: 3.016; 2041-42: 3.038; 2042-43: 3.06; 2043-44: 3.082; 2044-45: 3.103; 2045-46: 3.123; 2046-47: 3.142; 2047-48: 3.161; 2048-49: 3.181; 2049-50: 3.199
35FP | Unmeasured households - properties (excl. void) | Input | 000's | 2 | 2019-20: 13.07; 2020-21: 12.411; 2021-22: 11.842; 2022-23: 11.168; 2023-24: 10.522; 2024-25: 9.904; 2025-26: 9.401; 2026-27: 8.916; 2027-28: 8.449; 2028-29: 7.998; 2029-30: 7.564; 2030-31: 7.146; 2031-32: 6.742; 2032-33: 6.353; 2033-34: 5.979; 2034-35: 5.617; 2035-36: 5.269; 2036-37: 4.934; 2037-38: 4.61; 2038-39: 4.298; 2039-40: 4.138; 2040-41: 3.983; 2041-42: 3.835; 2042-43: 3.691; 2043-44: 3.553; 2044-45: 3.419; 2045-46: 3.367; 2046-47: 3.316; 2047-48: 3.268; 2048-49: 3.221; 2049-50: 3.221
35.1FP | Unmeasured household void properties | Input | 000's | 2 | 2019-20: 0.313; 2020-21: 0.297; 2021-22: 0.283; 2022-23: 0.267; 2023-24: 0.251; 2024-25: 0.235; 2025-26: 0.223; 2026-27: 0.211; 2027-28: 0.199; 2028-29: 0.188; 2029-30: 0.178; 2030-31: 0.168; 2031-32: 0.158; 2032-33: 0.149; 2033-34: 0.139; 2034-35: 0.13; 2035-36: 0.122; 2036-37: 0.114; 2037-38: 0.106; 2038-39: 0.098; 2039-40: 0.094; 2040-41: 0.091; 2041-42: 0.087; 2042-43: 0.084; 2043-44: 0.081; 2044-45: 0.078; 2045-46: 0.077; 2046-47: 0.076; 2047-48: 0.075; 2048-49: 0.074; 2049-50: 0.074
36FP | Total Resource Zone Properties (incl. voids) | sum (31FP:34FP) + 34.7FP + 35BL + 35.1BL | 000's | 2 | 2019-20: 114.863; 2020-21: 117.653; 2021-22: 120.262; 2022-23: 122.473; 2023-24: 124.668; 2024-25: 126.361; 2025-26: 128.04; 2026-27: 129.415; 2027-28: 130.742; 2028-29: 132.066; 2029-30: 133.258; 2030-31: 134.431; 2031-32: 135.46; 2032-33: 136.478; 2033-34: 137.472; 2034-35: 138.455; 2035-36: 139.425; 2036-37: 140.381; 2037-38: 141.321; 2038-39: 142.245; 2039-40: 143.156; 2040-41: 144.054; 2041-42: 144.938; 2042-43: 145.805; 2043-44: 146.659; 2044-45: 147.497; 2045-46: 148.321; 2046-47: 149.127; 2047-48: 149.92; 2048-49: 150.699; 2049-50: 151.462
37FP | Measured Non Household - Population | Input | 000's | 2 | 2019-20: 4.614; 2020-21: 4.663; 2021-22: 4.703; 2022-23: 4.756; 2023-24: 4.806; 2024-25: 4.846; 2025-26: 4.886; 2026-27: 4.941; 2027-28: 5.001; 2028-29: 5.064; 2029-30: 5.117; 2030-31: 5.166; 2031-32: 5.26; 2032-33: 5.333; 2033-34: 5.384; 2034-35: 5.421; 2035-36: 5.458; 2036-37: 5.493; 2037-38: 5.533; 2038-39: 5.578; 2039-40: 5.616; 2040-41: 5.659; 2041-42: 5.708; 2042-43: 5.764; 2043-44: 5.824; 2044-45: 5.886; 2045-46: 5.954; 2046-47: 6.026; 2047-48: 6.098; 2048-49: 6.172; 2049-50: 6.241
38FP | Unmeasured Non Household - Population | Input | 000's | 2 | 2019-20: 0.019; 2020-21: 0.019; 2021-22: 0.019; 2022-23: 0.019; 2023-24: 0.019; 2024-25: 0.019; 2025-26: 0.02; 2026-27: 0.02; 2027-28: 0.02; 2028-29: 0.02; 2029-30: 0.021; 2030-31: 0.021; 2031-32: 0.021; 2032-33: 0.021; 2033-34: 0.022; 2034-35: 0.022; 2035-36: 0.022; 2036-37: 0.022; 2037-38: 0.022; 2038-39: 0.022; 2039-40: 0.023; 2040-41: 0.023; 2041-42: 0.023; 2042-43: 0.023; 2043-44: 0.023; 2044-45: 0.024; 2045-46: 0.024; 2046-47: 0.024; 2047-48: 0.024; 2048-49: 0.025; 2049-50: 0.025
39FP | Measured Household - Population | Input | 000's | 2 | 2019-20: 211.492; 2020-21: 217.345; 2021-22: 222.056; 2022-23: 228.342; 2023-24: 234.393; 2024-25: 239.103; 2025-26: 243.597; 2026-27: 247.297; 2027-28: 250.887; 2028-29: 254.247; 2029-30: 257.289; 2030-31: 260.285; 2031-32: 262.895; 2032-33: 265.447; 2033-34: 268.084; 2034-35: 270.665; 2035-36: 273.159; 2036-37: 275.569; 2037-38: 278.024; 2038-39: 280.507; 2039-40: 282.688; 2040-41: 284.719; 2041-42: 286.732; 2042-43: 288.707; 2043-44: 290.693; 2044-45: 292.616; 2045-46: 294.268; 2046-47: 295.858; 2047-48: 297.474; 2048-49: 299.076; 2049-50: 300.556
40FP | Unmeasured Household - Population | Input | 000's | 2 | 2019-20: 35.787; 2020-21: 34.003; 2021-22: 32.435; 2022-23: 30.634; 2023-24: 28.878; 2024-25: 27.179; 2025-26: 25.799; 2026-27: 24.459; 2027-28: 23.168; 2028-29: 21.905; 2029-30: 20.687; 2030-31: 19.508; 2031-32: 18.364; 2032-33: 17.244; 2033-34: 16.159; 2034-35: 15.1; 2035-36: 14.058; 2036-37: 13.025; 2037-38: 11.994; 2038-39: 10.935; 2039-40: 10.563; 2040-41: 10.2; 2041-42: 9.852; 2042-43: 9.516; 2043-44: 9.194; 2044-45: 8.884; 2045-46: 8.756; 2046-47: 8.633; 2047-48: 8.516; 2048-49: 8.404; 2049-50: 8.4
41FP | Total Resource Zone Population | sum (37FP:40FP) | 000's | 2 | 2019-20: 251.912; 2020-21: 256.03; 2021-22: 259.213; 2022-23: 263.751; 2023-24: 268.096; 2024-25: 271.147; 2025-26: 274.302; 2026-27: 276.717; 2027-28: 279.076; 2028-29: 281.236; 2029-30: 283.114; 2030-31: 284.98; 2031-32: 286.54; 2032-33: 288.045; 2033-34: 289.649; 2034-35: 291.208; 2035-36: 292.697; 2036-37: 294.109; 2037-38: 295.573; 2038-39: 297.042; 2039-40: 298.89; 2040-41: 300.601; 2041-42: 302.315; 2042-43: 304.01; 2043-44: 305.734; 2044-45: 307.41; 2045-46: 309.002; 2046-47: 310.541; 2047-48: 312.112; 2048-49: 313.677; 2049-50: 315.222
42FP | Average household occupancy rate (excl. voids) | (39FP + 40FP) / (34FP + 35FP) | h/prop | 1 | 2019-20: 2.3469; 2020-21: 2.3268; 2021-22: 2.3025; 2022-23: 2.3002; 2023-24: 2.296; 2024-25: 2.2907; 2025-26: 2.2865; 2026-27: 2.2817; 2027-28: 2.2773; 2028-29: 2.2712; 2029-30: 2.2655; 2030-31: 2.2601; 2031-32: 2.2545; 2032-33: 2.2488; 2033-34: 2.2445; 2034-35: 2.2402; 2035-36: 2.2356; 2036-37: 2.2307; 2037-38: 2.2265; 2038-39: 2.2225; 2039-40: 2.2217; 2040-41: 2.2201; 2041-42: 2.2186; 2042-43: 2.2173; 2043-44: 2.2162; 2044-45: 2.2151; 2045-46: 2.2135; 2046-47: 2.2117; 2047-48: 2.2104; 2048-49: 2.2092; 2049-50: 2.2082
43FP | Total Household Metering penetration (excl. voids) | 34FP / (34FP + 35FP) | % | 1 | 2019-20: 87.6%; 2020-21: 88.51%; 2021-22: 89.29%; 2022-23: 90.08%; 2023-24: 90.82%; 2024-25: 91.48%; 2025-26: 92.02%; 2026-27: 92.51%; 2027-28: 92.98%; 2028-29: 93.42%; 2029-30: 93.84%; 2030-31: 94.23%; 2031-32: 94.6%; 2032-33: 94.95%; 2033-34: 95.28%; 2034-35: 95.6%; 2035-36: 95.9%; 2036-37: 96.19%; 2037-38: 96.46%; 2038-39: 96.72%; 2039-40: 96.86%; 2040-41: 97%; 2041-42: 97.13%; 2042-43: 97.26%; 2043-44: 97.37%; 2044-45: 97.49%; 2045-46: 97.54%; 2046-47: 97.59%; 2047-48: 97.64%; 2048-49: 97.69%; 2049-50: 97.7%
44FP | Total Household Metering penetration (incl. voids) | (34FP) / (34FP + 34.7FP + 35FP + 35.1FP) | % | 1 | 2019-20: 85.54%; 2020-21: 86.45%; 2021-22: 87.23%; 2022-23: 88%; 2023-24: 88.73%; 2024-25: 89.37%; 2025-26: 89.9%; 2026-27: 90.39%; 2027-28: 90.84%; 2028-29: 91.27%; 2029-30: 91.68%; 2030-31: 92.06%; 2031-32: 92.42%; 2032-33: 92.76%; 2033-34: 93.09%; 2034-35: 93.4%; 2035-36: 93.7%; 2036-37: 93.98%; 2037-38: 94.25%; 2038-39: 94.51%; 2039-40: 94.65%; 2040-41: 94.78%; 2041-42: 94.91%; 2042-43: 95.03%; 2043-44: 95.15%; 2044-45: 95.26%; 2045-46: 95.31%; 2046-47: 95.36%; 2047-48: 95.41%; 2048-49: 95.45%; 2049-50: 95.46%
45FP | Distribution input | sum (12FP:15FP) + 21FP + 22FP + 27FP + 28FP | Ml/d | 2 | 2019-20: 63.57; 2020-21: 63.46; 2021-22: 63.41; 2022-23: 63.44; 2023-24: 63.31; 2024-25: 63.16; 2025-26: 62.62; 2026-27: 62.19; 2027-28: 61.96; 2028-29: 61.6; 2029-30: 61.28; 2030-31: 60.97; 2031-32: 60.69; 2032-33: 59.85; 2033-34: 59.87; 2034-35: 59.71; 2035-36: 59.3; 2036-37: 58.72; 2037-38: 58.5; 2038-39: 58.28; 2039-40: 58.15; 2040-41: 57.95; 2041-42: 57.76; 2042-43: 57.58; 2043-44: 57.35; 2044-45: 57.27; 2045-46: 57.27; 2046-47: 57.22; 2047-48: 57.2; 2048-49: 57.13; 2049-50: 57.14
46FP | Target headroom (climate change component) | Input | Ml/d | 2 | 2019-20: 0.33032; 2020-21: 0.33032; 2021-22: 0.33032; 2022-23: 0.33032; 2023-24: 0.33032; 2024-25: 0.33032; 2025-26: 0.33032; 2026-27: 0.36555; 2027-28: 0.39523; 2028-29: 0.36523; 2029-30: 0.38451; 2030-31: 0.40258; 2031-32: 0.40666; 2032-33: 0.43092; 2033-34: 0.41895; 2034-35: 0.44787; 2035-36: 0.45954; 2036-37: 0.45308; 2037-38: 0.45916; 2038-39: 0.49384; 2039-40: 0; 2040-41: 0; 2041-42: 0; 2042-43: 0; 2043-44: 0; 2044-45: 0; 2045-46: 0; 2046-47: 0; 2047-48: 0; 2048-49: 0; 2049-50: 0
47FP | Target headroom (All other components) | Input | Ml/d | 2 | 2019-20: 3.8595; 2020-21: 3.8595; 2021-22: 3.8595; 2022-23: 3.8595; 2023-24: 3.8595; 2024-25: 3.8595; 2025-26: 3.8595; 2026-27: 3.9592; 2027-28: 4.0514; 2028-29: 4.3218; 2029-30: 4.6335; 2030-31: 4.7008; 2031-32: 4.8838; 2032-33: 5.0445; 2033-34: 5.2306; 2034-35: 5.5558; 2035-36: 5.0166; 2036-37: 4.7843; 2037-38: 5.0356; 2038-39: 5.2495; 2039-40: 4.4192; 2040-41: 4.6122; 2041-42: 4.8138; 2042-43: 4.9882; 2043-44: 5.2362; 2044-45: 5.3485; 2045-46: 4.87; 2046-47: 4.928; 2047-48: 5.032; 2048-49: 5.0958; 2049-50: 5.1695
48FP | Target Headroom | 46FP + 47FP | Ml/d | 2 | 2019-20: 4.1898; 2020-21: 4.1898; 2021-22: 4.1898; 2022-23: 4.1898; 2023-24: 4.1898; 2024-25: 4.1898; 2025-26: 4.1898; 2026-27: 4.3247; 2027-28: 4.4466; 2028-29: 4.6871; 2029-30: 5.018; 2030-31: 5.1034; 2031-32: 5.2905; 2032-33: 5.4754; 2033-34: 5.6496; 2034-35: 6.0037; 2035-36: 5.4761; 2036-37: 5.2374; 2037-38: 5.4948; 2038-39: 5.7433; 2039-40: 4.4192; 2040-41: 4.6122; 2041-42: 4.8138; 2042-43: 4.9882; 2043-44: 5.2362; 2044-45: 5.3485; 2045-46: 4.87; 2046-47: 4.928; 2047-48: 5.032; 2048-49: 5.0958; 2049-50: 5.1695
49FP | Available Headroom | 11FP - 45FP | Ml/d | 2 | 2019-20: 0.24; 2020-21: 0.35; 2021-22: 0.4; 2022-23: 0.37; 2023-24: 0.5; 2024-25: 0.65; 2025-26: 4.19; 2026-27: 4.548; 2027-28: 4.518; 2028-29: 5.778; 2029-30: 5.02; 2030-31: 5.1; 2031-32: 5.29; 2032-33: 5.48; 2033-34: 5.65; 2034-35: 6; 2035-36: 5.48; 2036-37: 5.24; 2037-38: 5.49; 2038-39: 5.74; 2039-40: 4.42; 2040-41: 4.61; 2041-42: 4.81; 2042-43: 4.99; 2043-44: 5.24; 2044-45: 5.35; 2045-46: 4.87; 2046-47: 4.93; 2047-48: 5.03; 2048-49: 5.1; 2049-50: 5.17
49.1FP | Available non-potable balance (if applicable) | 1.1FP - 12.1FP | Ml/d | 2 | 2019-20: 0; 2020-21: 0; 2021-22: 0; 2022-23: 0; 2023-24: 0; 2024-25: 0; 2025-26: 0; 2026-27: 0; 2027-28: 0; 2028-29: 0; 2029-30: 0; 2030-31: 0; 2031-32: 0; 2032-33: 0; 2033-34: 0; 2034-35: 0; 2035-36: 0; 2036-37: 0; 2037-38: 0; 2038-39: 0; 2039-40: 0; 2040-41: 0; 2041-42: 0; 2042-43: 0; 2043-44: 0; 2044-45: 0; 2045-46: 0; 2046-47: 0; 2047-48: 0; 2048-49: 0; 2049-50: 0
50FP | Supply Demand Balance | 49FP - 48FP | Ml/d | 2 | 2019-20: -3.9498; 2020-21: -3.8398; 2021-22: -3.7898; 2022-23: -3.8198; 2023-24: -3.6898; 2024-25: -3.5398; 2025-26: 0.00021687; 2026-27: 0.22326; 2027-28: 0.071353; 2028-29: 1.0909; 2029-30: 0.0019525; 2030-31: -0.0033768; 2031-32: -0.00049472; 2032-33: 0.0046027; 2033-34: 0.00043015; 2034-35: -0.0037145; 2035-36: 0.0038877; 2036-37: 0.0026417; 2037-38: -0.004802; 2038-39: -0.0033205; 2039-40: 0.00084097; 2040-41: -0.0021596; 2041-42: -0.0038113; 2042-43: 0.0018352; 2043-44: 0.003813; 2044-45: 0.0014923; 2045-46: 3.3254e-05; 2046-47: 0.0019978; 2047-48: -0.0019941; 2048-49: 0.0042175; 2049-50: 0.00053631
Water Company | Anglian Water | Version | V3.1
WRZ | AWSSWC | Planning Scenario | DYCP
Table 3d: DYCP - Baseline | Back to top of sheet
WRMP24 reference | Component | Derivation | Unit | Decimal places | 2019-20 | 2020-21 | 2021-22 | 2022-23 | 2023-24 | 2024-25 | 2025-26 | 2026-27 | 2027-28 | 2028-29 | 2029-30 | 2030-31 | 2031-32 | 2032-33 | 2033-34 | 2034-35 | 2035-36 | 2036-37 | 2037-38 | 2038-39 | 2039-40 | 2040-41 | 2041-42 | 2042-43 | 2043-44 | 2044-45 | 2045-46 | 2046-47 | 2047-48 | 2048-49 | 2049-50 | 2050-51 | 2051-52 | 2052-53 | 2053-54 | 2054-55 | 2055-56 | 2056-57 | 2057-58 | 2058-59 | 2059-60 | 2060-61 | 2061-62 | 2062-63 | 2063-64 | 2064-65 | 2065-66 | 2066-67 | 2067-68 | 2068-69 | 2069-70 | 2070-71 | 2071-72 | 2072-73 | 2073-74 | 2074-75 | 2075-76 | 2076-77 | 2077-78 | 2078-79 | 2079-80 | 2080-81 | 2081-82 | 2082-83 | 2083-84 | 2084-85 | 2085-86 | 2086-87 | 2087-88 | 2088-89 | 2089-90 | 2090-91 | 2091-92 | 2092-93 | 2093-94 | 2094-95 | 2095-96 | 2096-97 | 2097-98 | 2098-99 | 2099-100
1BL | Raw water abstracted | Input | Ml/d | 2 | 2019-20: 0; 2020-21: 0; 2021-22: 0; 2022-23: 0; 2023-24: 0; 2024-25: 0; 2025-26: 0; 2026-27: 0; 2027-28: 0; 2028-29: 0; 2029-30: 0; 2030-31: 0; 2031-32: 0; 2032-33: 0; 2033-34: 0; 2034-35: 0; 2035-36: 0; 2036-37: 0; 2037-38: 0; 2038-39: 0; 2039-40: 0; 2040-41: 0; 2041-42: 0; 2042-43: 0; 2043-44: 0; 2044-45: 0; 2045-46: 0; 2046-47: 0; 2047-48: 0; 2048-49: 0; 2049-50: 0
1.1BL | Non-potable water supplies | Input | Ml/d | 2 | 2019-20: 0; 2020-21: 0; 2021-22: 0; 2022-23: 0; 2023-24: 0; 2024-25: 0; 2025-26: 0; 2026-27: 0; 2027-28: 0; 2028-29: 0; 2029-30: 0; 2030-31: 0; 2031-32: 0; 2032-33: 0; 2033-34: 0; 2034-35: 0; 2035-36: 0; 2036-37: 0; 2037-38: 0; 2038-39: 0; 2039-40: 0; 2040-41: 0; 2041-42: 0; 2042-43: 0; 2043-44: 0; 2044-45: 0; 2045-46: 0; 2046-47: 0; 2047-48: 0; 2048-49: 0; 2049-50: 0
2BL | Raw water imported | Input | Ml/d | 2 | 2019-20: 0; 2020-21: 0; 2021-22: 0; 2022-23: 0; 2023-24: 0; 2024-25: 0; 2025-26: 0; 2026-27: 0; 2027-28: 0; 2028-29: 0; 2029-30: 0; 2030-31: 0; 2031-32: 0; 2032-33: 0; 2033-34: 0; 2034-35: 0; 2035-36: 0; 2036-37: 0; 2037-38: 0; 2038-39: 0; 2039-40: 0; 2040-41: 0; 2041-42: 0; 2042-43: 0; 2043-44: 0; 2044-45: 0; 2045-46: 0; 2046-47: 0; 2047-48: 0; 2048-49: 0; 2049-50: 0
3BL | Potable water imported | Input | Ml/d | 2 | 2019-20: 0; 2020-21: 0; 2021-22: 0; 2022-23: 0; 2023-24: 0; 2024-25: 0; 2025-26: 9.492; 2026-27: 9.802; 2027-28: 10.273; 2028-29: 11.413; 2029-30: 12.463; 2030-31: 13.313; 2031-32: 14.693; 2032-33: 15.953; 2033-34: 17.443; 2034-35: 19.533; 2035-36: 18.663; 2036-37: 18.453; 2037-38: 20.583; 2038-39: 20.703; 2039-40: 18.143; 2040-41: 20.073; 2041-42: 21.953; 2042-43: 23.973; 2043-44: 25; 2044-45: 25; 2045-46: 16.8; 2046-47: 16.47; 2047-48: 16.25; 2048-49: 15.98; 2049-50: 15.78
4BL | Raw water exported enter as -ve | Input | Ml/d | 2 | 2019-20: 0; 2020-21: 0; 2021-22: 0; 2022-23: 0; 2023-24: 0; 2024-25: 0; 2025-26: 0; 2026-27: 0; 2027-28: 0; 2028-29: 0; 2029-30: 0; 2030-31: 0; 2031-32: 0; 2032-33: 0; 2033-34: 0; 2034-35: 0; 2035-36: 0; 2036-37: 0; 2037-38: 0; 2038-39: 0; 2039-40: 0; 2040-41: 0; 2041-42: 0; 2042-43: 0; 2043-44: 0; 2044-45: 0; 2045-46: 0; 2046-47: 0; 2047-48: 0; 2048-49: 0; 2049-50: 0
5BL | Potable water exported enter as -ve | Input | Ml/d | 2 | 2019-20: 0; 2020-21: 0; 2021-22: 0; 2022-23: 0; 2023-24: 0; 2024-25: 0; 2025-26: -0.432; 2026-27: -0.432; 2027-28: -0.633; 2028-29: -1.383; 2029-30: -1.923; 2030-31: -2.523; 2031-32: -3.533; 2032-33: -4.273; 2033-34: -5.163; 2034-35: -6.373; 2035-36: -5.723; 2036-37: -5.453; 2037-38: -6.813; 2038-39: -6.223; 2039-40: -4.813; 2040-41: -6.093; 2041-42: -7.293; 2042-43: -8.663; 2043-44: -8.96; 2044-45: -8.39; 2045-46: -0.432; 2046-47: -0.425; 2047-48: -0.432; 2048-49: -0.432; 2049-50: -0.432
6BL | Deployable Output before forecast changes | Input | Ml/d | 2 | 2019-20: 87.76; 2020-21: 87.76; 2021-22: 87.76; 2022-23: 87.76; 2023-24: 87.76; 2024-25: 87.76; 2025-26: 77.76; 2026-27: 77.76; 2027-28: 77.76; 2028-29: 77.76; 2029-30: 77.76; 2030-31: 77.76; 2031-32: 77.76; 2032-33: 77.76; 2033-34: 77.76; 2034-35: 77.76; 2035-36: 77.76; 2036-37: 77.76; 2037-38: 77.76; 2038-39: 77.76; 2039-40: 77.76; 2040-41: 77.76; 2041-42: 77.76; 2042-43: 77.76; 2043-44: 77.76; 2044-45: 77.76; 2045-46: 77.76; 2046-47: 77.76; 2047-48: 77.76; 2048-49: 77.76; 2049-50: 77.76
6.1BL | Deployable Output post forecast changes | 6BL + 7BL | Ml/d | 2 | 2019-20: 87.76; 2020-21: 87.76; 2021-22: 87.76; 2022-23: 87.76; 2023-24: 87.76; 2024-25: 87.76; 2025-26: 77.76; 2026-27: 77.76; 2027-28: 77.76; 2028-29: 77.76; 2029-30: 77.76; 2030-31: 77.76; 2031-32: 77.76; 2032-33: 77.76; 2033-34: 77.76; 2034-35: 77.76; 2035-36: 77.76; 2036-37: 77.76; 2037-38: 77.76; 2038-39: 77.76; 2039-40: 77.76; 2040-41: 77.76; 2041-42: 77.76; 2042-43: 77.76; 2043-44: 77.76; 2044-45: 77.76; 2045-46: 59.25; 2046-47: 59.25; 2047-48: 59.25; 2048-49: 59.25; 2049-50: 59.25
7BL | Baseline forecast changes to Deployable Output | sum (7.1BL:7.6BL) | Ml/d | 2 | 2019-20: 0; 2020-21: 0; 2021-22: 0; 2022-23: 0; 2023-24: 0; 2024-25: 0; 2025-26: 0; 2026-27: 0; 2027-28: 0; 2028-29: 0; 2029-30: 0; 2030-31: 0; 2031-32: 0; 2032-33: 0; 2033-34: 0; 2034-35: 0; 2035-36: 0; 2036-37: 0; 2037-38: 0; 2038-39: 0; 2039-40: 0; 2040-41: 0; 2041-42: 0; 2042-43: 0; 2043-44: 0; 2044-45: 0; 2045-46: -18.51; 2046-47: -18.51; 2047-48: -18.51; 2048-49: -18.51; 2049-50: -18.51
7.1BL | Change in DO due to climate change | Input | Ml/d | 2 | 2019-20: 0; 2020-21: 0; 2021-22: 0; 2022-23: 0; 2023-24: 0; 2024-25: 0; 2025-26: 0; 2026-27: 0; 2027-28: 0; 2028-29: 0; 2029-30: 0; 2030-31: 0; 2031-32: 0; 2032-33: 0; 2033-34: 0; 2034-35: 0; 2035-36: 0; 2036-37: 0; 2037-38: 0; 2038-39: 0; 2039-40: 0; 2040-41: 0; 2041-42: 0; 2042-43: 0; 2043-44: 0; 2044-45: 0; 2045-46: 0; 2046-47: 0; 2047-48: 0; 2048-49: 0; 2049-50: 0
7.2BL | Total confirmed DO reductions to restore sustainable abstraction enter as -ve | Input | Ml/d | 2 | 2019-20: 0; 2020-21: 0; 2021-22: 0; 2022-23: 0; 2023-24: 0; 2024-25: 0; 2025-26: 0; 2026-27: 0; 2027-28: 0; 2028-29: 0; 2029-30: 0; 2030-31: 0; 2031-32: 0; 2032-33: 0; 2033-34: 0; 2034-35: 0; 2035-36: 0; 2036-37: 0; 2037-38: 0; 2038-39: 0; 2039-40: 0; 2040-41: 0; 2041-42: 0; 2042-43: 0; 2043-44: 0; 2044-45: 0; 2045-46: 0; 2046-47: 0; 2047-48: 0; 2048-49: 0; 2049-50: 0
7.3BL | Total expected DO reductions to restore sustainable abstraction (Environmental Destination) (excl. any confirmed reductions) enter as -ve | Input | Ml/d | 2 | 2019-20: 0; 2020-21: 0; 2021-22: 0; 2022-23: 0; 2023-24: 0; 2024-25: 0; 2025-26: 0; 2026-27: 0; 2027-28: 0; 2028-29: 0; 2029-30: 0; 2030-31: 0; 2031-32: 0; 2032-33: 0; 2033-34: 0; 2034-35: 0; 2035-36: 0; 2036-37: 0; 2037-38: 0; 2038-39: 0; 2039-40: 0; 2040-41: 0; 2041-42: 0; 2042-43: 0; 2043-44: 0; 2044-45: 0; 2045-46: -18.51; 2046-47: -18.51; 2047-48: -18.51; 2048-49: -18.51; 2049-50: -18.51
7.4BL | Change in DO from prolonged Outage reduction enter as -ve | Input | Ml/d | 2 | 2019-20: 0; 2020-21: 0; 2021-22: 0; 2022-23: 0; 2023-24: 0; 2024-25: 0; 2025-26: 0; 2026-27: 0; 2027-28: 0; 2028-29: 0; 2029-30: 0; 2030-31: 0; 2031-32: 0; 2032-33: 0; 2033-34: 0; 2034-35: 0; 2035-36: 0; 2036-37: 0; 2037-38: 0; 2038-39: 0; 2039-40: 0; 2040-41: 0; 2041-42: 0; 2042-43: 0; 2043-44: 0; 2044-45: 0; 2045-46: 0; 2046-47: 0; 2047-48: 0; 2048-49: 0; 2049-50: 0
7.5BL | Change in DO from drought measures | Zero for baseline | Ml/d | 2 | 2019-20: 0; 2020-21: 0; 2021-22: 0; 2022-23: 0; 2023-24: 0; 2024-25: 0; 2025-26: 0; 2026-27: 0; 2027-28: 0; 2028-29: 0; 2029-30: 0; 2030-31: 0; 2031-32: 0; 2032-33: 0; 2033-34: 0; 2034-35: 0; 2035-36: 0; 2036-37: 0; 2037-38: 0; 2038-39: 0; 2039-40: 0; 2040-41: 0; 2041-42: 0; 2042-43: 0; 2043-44: 0; 2044-45: 0; 2045-46: 0; 2046-47: 0; 2047-48: 0; 2048-49: 0; 2049-50: 0
7.6BL | Total other changes to DO (specify e.g. Nitrates) | Input | Ml/d | 2 | 2019-20: 0; 2020-21: 0; 2021-22: 0; 2022-23: 0; 2023-24: 0; 2024-25: 0; 2025-26: 0; 2026-27: 0; 2027-28: 0; 2028-29: 0; 2029-30: 0; 2030-31: 0; 2031-32: 0; 2032-33: 0; 2033-34: 0; 2034-35: 0; 2035-36: 0; 2036-37: 0; 2037-38: 0; 2038-39: 0; 2039-40: 0; 2040-41: 0; 2041-42: 0; 2042-43: 0; 2043-44: 0; 2044-45: 0; 2045-46: 0; 2046-47: 0; 2047-48: 0; 2048-49: 0; 2049-50: 0
8BL | Raw water losses, treatment works losses and operational use | Input | Ml/d | 2 | 2019-20: 1.67; 2020-21: 1.67; 2021-22: 1.67; 2022-23: 1.67; 2023-24: 1.67; 2024-25: 1.67; 2025-26: 1.67; 2026-27: 1.67; 2027-28: 1.67; 2028-29: 1.67; 2029-30: 1.67; 2030-31: 1.67; 2031-32: 1.67; 2032-33: 1.67; 2033-34: 1.67; 2034-35: 1.67; 2035-36: 1.67; 2036-37: 1.67; 2037-38: 1.67; 2038-39: 1.67; 2039-40: 1.67; 2040-41: 1.67; 2041-42: 1.67; 2042-43: 1.67; 2043-44: 1.67; 2044-45: 1.67; 2045-46: 1.67; 2046-47: 1.67; 2047-48: 1.67; 2048-49: 1.67; 2049-50: 1.67
9BL | Total Outage Allowance | Input | Ml/d | 2 | 2019-20: 0.72; 2020-21: 0.72; 2021-22: 0.72; 2022-23: 0.72; 2023-24: 0.72; 2024-25: 0.72; 2025-26: 0.72; 2026-27: 0.72; 2027-28: 0.72; 2028-29: 0.72; 2029-30: 0.72; 2030-31: 0.72; 2031-32: 0.72; 2032-33: 0.72; 2033-34: 0.72; 2034-35: 0.72; 2035-36: 0.72; 2036-37: 0.72; 2037-38: 0.72; 2038-39: 0.72; 2039-40: 0.72; 2040-41: 0.72; 2041-42: 0.72; 2042-43: 0.72; 2043-44: 0.72; 2044-45: 0.72; 2045-46: 0.72; 2046-47: 0.72; 2047-48: 0.72; 2048-49: 0.72; 2049-50: 0.72
10BL | Water Available For Use (own sources) | (6BL + 7BL) - (8BL + 9BL) | Ml/d | 2 | 2019-20: 85.37; 2020-21: 85.37; 2021-22: 85.37; 2022-23: 85.37; 2023-24: 85.37; 2024-25: 85.37; 2025-26: 75.37; 2026-27: 75.37; 2027-28: 75.37; 2028-29: 75.37; 2029-30: 75.37; 2030-31: 75.37; 2031-32: 75.37; 2032-33: 75.37; 2033-34: 75.37; 2034-35: 75.37; 2035-36: 75.37; 2036-37: 75.37; 2037-38: 75.37; 2038-39: 75.37; 2039-40: 75.37; 2040-41: 75.37; 2041-42: 75.37; 2042-43: 75.37; 2043-44: 75.37; 2044-45: 75.37; 2045-46: 56.86; 2046-47: 56.86; 2047-48: 56.86; 2048-49: 56.86; 2049-50: 56.86
11BL | Total Water Available For Use | 10BL + sum (2BL:5BL) | Ml/d | 2 | 2019-20: 85.37; 2020-21: 85.37; 2021-22: 85.37; 2022-23: 85.37; 2023-24: 85.37; 2024-25: 85.37; 2025-26: 84.43; 2026-27: 84.74; 2027-28: 85.01; 2028-29: 85.4; 2029-30: 85.91; 2030-31: 86.16; 2031-32: 86.53; 2032-33: 87.05; 2033-34: 87.65; 2034-35: 88.53; 2035-36: 88.31; 2036-37: 88.37; 2037-38: 89.14; 2038-39: 89.85; 2039-40: 88.7; 2040-41: 89.35; 2041-42: 90.03; 2042-43: 90.68; 2043-44: 91.41; 2044-45: 91.98; 2045-46: 73.228; 2046-47: 72.905; 2047-48: 72.678; 2048-49: 72.408; 2049-50: 72.208
12BL | Water delivered measured non-household | Input Note - consumption & uspl | Ml/d | 2 | 2019-20: 20.23; 2020-21: 20.33; 2021-22: 20.33; 2022-23: 20.48; 2023-24: 20.6; 2024-25: 20.6; 2025-26: 20.59; 2026-27: 20.62; 2027-28: 20.61; 2028-29: 20.6; 2029-30: 20.64; 2030-31: 20.66; 2031-32: 20.68; 2032-33: 20.7; 2033-34: 20.81; 2034-35: 20.97; 2035-36: 21.15; 2036-37: 21.26; 2037-38: 21.33; 2038-39: 21.41; 2039-40: 21.49; 2040-41: 21.57; 2041-42: 21.65; 2042-43: 21.73; 2043-44: 21.8; 2044-45: 21.89; 2045-46: 21.97; 2046-47: 22.06; 2047-48: 22.15; 2048-49: 22.26; 2049-50: 22.37
12.1BL | Non-potable water consumption | Input | Ml/d | 2 | 2019-20: 0; 2020-21: 0; 2021-22: 0; 2022-23: 0; 2023-24: 0; 2024-25: 0; 2025-26: 0; 2026-27: 0; 2027-28: 0; 2028-29: 0; 2029-30: 0; 2030-31: 0; 2031-32: 0; 2032-33: 0; 2033-34: 0; 2034-35: 0; 2035-36: 0; 2036-37: 0; 2037-38: 0; 2038-39: 0; 2039-40: 0; 2040-41: 0; 2041-42: 0; 2042-43: 0; 2043-44: 0; 2044-45: 0; 2045-46: 0; 2046-47: 0; 2047-48: 0; 2048-49: 0; 2049-50: 0
13BL | Water delivered unmeasured non-household | Input Note - consumption & uspl | Ml/d | 2 | 2019-20: 0.06; 2020-21: 0.06; 2021-22: 0.06; 2022-23: 0.06; 2023-24: 0.06; 2024-25: 0.06; 2025-26: 0.06; 2026-27: 0.06; 2027-28: 0.06; 2028-29: 0.06; 2029-30: 0.06; 2030-31: 0.06; 2031-32: 0.06; 2032-33: 0.06; 2033-34: 0.06; 2034-35: 0.07; 2035-36: 0.07; 2036-37: 0.07; 2037-38: 0.07; 2038-39: 0.07; 2039-40: 0.07; 2040-41: 0.07; 2041-42: 0.07; 2042-43: 0.07; 2043-44: 0.07; 2044-45: 0.07; 2045-46: 0.07; 2046-47: 0.07; 2047-48: 0.07; 2048-49: 0.07; 2049-50: 0.07
14BL | Water delivered measured household | Input Note - consumption & uspl | Ml/d | 2 | 2019-20: 38.59; 2020-21: 39.06; 2021-22: 39.53; 2022-23: 40.09; 2023-24: 40.49; 2024-25: 40.97; 2025-26: 41.53; 2026-27: 41.97; 2027-28: 42.42; 2028-29: 42.82; 2029-30: 43.16; 2030-31: 43.56; 2031-32: 43.93; 2032-33: 44.43; 2033-34: 44.94; 2034-35: 45.45; 2035-36: 45.94; 2036-37: 46.42; 2037-38: 47.01; 2038-39: 47.57; 2039-40: 48.09; 2040-41: 48.52; 2041-42: 48.94; 2042-43: 49.36; 2043-44: 49.79; 2044-45: 50.21; 2045-46: 50.56; 2046-47: 50.91; 2047-48: 51.25; 2048-49: 51.59; 2049-50: 51.91
15BL | Water delivered unmeasured household | Input Note - consumption & uspl | Ml/d | 2 | 2019-20: 8.62; 2020-21: 8.18; 2021-22: 7.8; 2022-23: 7.36; 2023-24: 6.93; 2024-25: 6.51; 2025-26: 6.18; 2026-27: 5.85; 2027-28: 5.54; 2028-29: 5.23; 2029-30: 4.94; 2030-31: 4.67; 2031-32: 4.41; 2032-33: 4.16; 2033-34: 3.91; 2034-35: 3.67; 2035-36: 3.43; 2036-37: 3.2; 2037-38: 2.97; 2038-39: 2.73; 2039-40: 2.64; 2040-41: 2.55; 2041-42: 2.46; 2042-43: 2.38; 2043-44: 2.3; 2044-45: 2.23; 2045-46: 2.2; 2046-47: 2.17; 2047-48: 2.14; 2048-49: 2.12; 2049-50: 2.12
16BL | Percentage of consumption driven by climate change | Input | % | 1 | 2019-20: 0%; 2020-21: 0%; 2021-22: 0%; 2022-23: 0.1%; 2023-24: 0.1%; 2024-25: 0.1%; 2025-26: 0.1%; 2026-27: 0.1%; 2027-28: 0.1%; 2028-29: 0.2%; 2029-30: 0.2%; 2030-31: 0.2%; 2031-32: 0.2%; 2032-33: 0.3%; 2033-34: 0.3%; 2034-35: 0.3%; 2035-36: 0.4%; 2036-37: 0.4%; 2037-38: 0.4%; 2038-39: 0.5%; 2039-40: 0.5%; 2040-41: 0.6%; 2041-42: 0.6%; 2042-43: 0.6%; 2043-44: 0.7%; 2044-45: 0.7%; 2045-46: 0.8%; 2046-47: 0.8%; 2047-48: 0.8%; 2048-49: 0.8%; 2049-50: 0.9%
17BL | Volume of consumption driven by climate change | 16BL * (12BL + sum(13BL:15BL) - sum (23BL:26BL)) | Ml/d | 2 | 2019-20: 0; 2020-21: 0; 2021-22: 0; 2022-23: 0.0661; 2023-24: 0.06624; 2024-25: 0.06633; 2025-26: 0.06657; 2026-27: 0.06676; 2027-28: 0.06692; 2028-29: 0.13404; 2029-30: 0.1343; 2030-31: 0.13468; 2031-32: 0.135; 2032-33: 0.20334; 2033-34: 0.20442; 2034-35: 0.20574; 2035-36: 0.276; 2036-37: 0.27744; 2037-38: 0.27916; 2038-39: 0.3509; 2039-40: 0.35345; 2040-41: 0.4266; 2041-42: 0.429; 2042-43: 0.43152; 2043-44: 0.50638; 2044-45: 0.50939; 2045-46: 0.58528; 2046-47: 0.58856; 2047-48: 0.59168; 2048-49: 0.59504; 2049-50: 0.6732
18BL | Measured Household - PCC | ((14BL - 25BL) * 1,000,000) / (39BL *1,000) | l/h/d | 1 | 2019-20: 176.035; 2020-21: 173.4569; 2021-22: 171.9836; 2022-23: 169.614; 2023-24: 167.0272; 2024-25: 165.7863; 2025-26: 165.0267; 2026-27: 164.417; 2027-28: 163.8972; 2028-29: 163.3425; 2029-30: 162.8099; 2030-31: 162.5488; 2031-32: 162.3799; 2032-33: 162.6641; 2033-34: 162.8912; 2034-35: 163.1477; 2035-36: 163.3781; 2036-37: 163.6174; 2037-38: 164.2575; 2038-39: 164.7269; 2039-40: 165.26; 2040-41: 165.5212; 2041-42: 165.789; 2042-43: 166.075; 2043-44: 166.3852; 2044-45: 166.6934; 2045-46: 166.9125; 2046-47: 167.1652; 2047-48: 167.3658; 2048-49: 167.5727; 2049-50: 167.7795
19BL | Unmeasured Household - PCC | ((15BL - 26BL) * 1,000,000) / (40BL *1,000) | l/h/d | 1 | 2019-20: 225.5009; 2020-21: 225.2742; 2021-22: 225.0655; 2022-23: 224.9135; 2023-24: 224.7386; 2024-25: 224.0701; 2025-26: 224.0397; 2026-27: 224.0576; 2027-28: 224.0449; 2028-29: 223.2775; 2029-30: 223.3827; 2030-31: 224.0796; 2031-32: 224.9823; 2032-33: 226.2837; 2033-34: 226.6254; 2034-35: 227.9806; 2035-36: 228.5348; 2036-37: 230.5564; 2037-38: 232.0534; 2038-39: 233.5807; 2039-40: 234.2342; 2040-41: 234.728; 2041-42: 233.8824; 2042-43: 234.7863; 2043-44: 235.371; 2044-45: 235.732; 2045-46: 235.7519; 2046-47: 236.7963; 2047-48: 236.5262; 2048-49: 237.3003; 2049-50: 237.4135
20BL | Average Household - PCC | (((14BL - 25BL) + (15BL - 26BL)) * 1,000,000) / ((39BL + 40BL) *1,000) | l/h/d | 1 | 2019-20: 183.1939; 2020-21: 180.4669; 2021-22: 178.749; 2022-23: 176.1553; 2023-24: 173.3575; 2024-25: 171.7352; 2025-26: 170.6781; 2026-27: 169.7847; 2027-28: 168.9813; 2028-29: 168.0958; 2029-30: 167.3166; 2030-31: 166.8376; 2031-32: 166.4658; 2032-33: 166.5429; 2033-34: 166.5125; 2034-35: 166.571; 2035-36: 166.5645; 2036-37: 166.6355; 2037-38: 167.058; 2038-39: 167.306; 2039-40: 167.7403; 2040-41: 167.9105; 2041-42: 168.0468; 2042-43: 168.2633; 2043-44: 168.4962; 2044-45: 168.7236; 2045-46: 168.8975; 2046-47: 169.1353; 2047-48: 169.2866; 2048-49: 169.4744; 2049-50: 169.6687
21BL | Water taken unbilled | Input | Ml/d | 2 | 2019-20: 1.44; 2020-21: 1.44; 2021-22: 1.44; 2022-23: 1.46; 2023-24: 1.44; 2024-25: 1.43; 2025-26: 1.44; 2026-27: 1.44; 2027-28: 1.45; 2028-29: 1.44; 2029-30: 1.44; 2030-31: 1.43; 2031-32: 1.43; 2032-33: 1.45; 2033-34: 1.43; 2034-35: 1.45; 2035-36: 1.44; 2036-37: 1.45; 2037-38: 1.44; 2038-39: 1.44; 2039-40: 1.44; 2040-41: 1.44; 2041-42: 1.44; 2042-43: 1.45; 2043-44: 1.43; 2044-45: 1.45; 2045-46: 1.45; 2046-47: 1.47; 2047-48: 1.45; 2048-49: 1.45; 2049-50: 1.43
22BL | Distribution system operational use | Input | Ml/d | 2 | 2019-20: 0.34; 2020-21: 0.34; 2021-22: 0.34; 2022-23: 0.34; 2023-24: 0.34; 2024-25: 0.34; 2025-26: 0.34; 2026-27: 0.34; 2027-28: 0.34; 2028-29: 0.34; 2029-30: 0.34; 2030-31: 0.34; 2031-32: 0.34; 2032-33: 0.34; 2033-34: 0.34; 2034-35: 0.34; 2035-36: 0.34; 2036-37: 0.34; 2037-38: 0.34; 2038-39: 0.34; 2039-40: 0.34; 2040-41: 0.34; 2041-42: 0.34; 2042-43: 0.34; 2043-44: 0.34; 2044-45: 0.34; 2045-46: 0.34; 2046-47: 0.34; 2047-48: 0.34; 2048-49: 0.34; 2049-50: 0.34
23BL | Measured Non Household - USPL | Input | Ml/d | 2 | 2019-20: 0.05; 2020-21: 0.05; 2021-22: 0.05; 2022-23: 0.06; 2023-24: 0.06; 2024-25: 0.06; 2025-26: 0.06; 2026-27: 0.06; 2027-28: 0.06; 2028-29: 0.06; 2029-30: 0.06; 2030-31: 0.06; 2031-32: 0.06; 2032-33: 0.06; 2033-34: 0.06; 2034-35: 0.06; 2035-36: 0.06; 2036-37: 0.06; 2037-38: 0.06; 2038-39: 0.06; 2039-40: 0.06; 2040-41: 0.06; 2041-42: 0.06; 2042-43: 0.06; 2043-44: 0.06; 2044-45: 0.06; 2045-46: 0.06; 2046-47: 0.06; 2047-48: 0.06; 2048-49: 0.06; 2049-50: 0.06
24BL | Unmeasured Non Household - USPL | Input | Ml/d | 2 | 2019-20: 0; 2020-21: 0; 2021-22: 0; 2022-23: 0; 2023-24: 0; 2024-25: 0; 2025-26: 0; 2026-27: 0; 2027-28: 0; 2028-29: 0; 2029-30: 0; 2030-31: 0; 2031-32: 0; 2032-33: 0; 2033-34: 0; 2034-35: 0; 2035-36: 0; 2036-37: 0; 2037-38: 0; 2038-39: 0; 2039-40: 0; 2040-41: 0; 2041-42: 0; 2042-43: 0; 2043-44: 0; 2044-45: 0; 2045-46: 0; 2046-47: 0; 2047-48: 0; 2048-49: 0; 2049-50: 0
25BL | Measured Household - USPL | Input | Ml/d | 2 | 2019-20: 1.36; 2020-21: 1.36; 2021-22: 1.34; 2022-23: 1.36; 2023-24: 1.34; 2024-25: 1.33; 2025-26: 1.33; 2026-27: 1.31; 2027-28: 1.3; 2028-29: 1.29; 2029-30: 1.27; 2030-31: 1.25; 2031-32: 1.24; 2032-33: 1.25; 2033-34: 1.27; 2034-35: 1.29; 2035-36: 1.31; 2036-37: 1.33; 2037-38: 1.34; 2038-39: 1.36; 2039-40: 1.37; 2040-41: 1.39; 2041-42: 1.4; 2042-43: 1.41; 2043-44: 1.42; 2044-45: 1.43; 2045-46: 1.44; 2046-47: 1.45; 2047-48: 1.46; 2048-49: 1.47; 2049-50: 1.48
26BL | Unmeasured Household - USPL | Input | Ml/d | 2 | 2019-20: 0.55; 2020-21: 0.52; 2021-22: 0.5; 2022-23: 0.47; 2023-24: 0.44; 2024-25: 0.42; 2025-26: 0.4; 2026-27: 0.37; 2027-28: 0.35; 2028-29: 0.34; 2029-30: 0.32; 2030-31: 0.3; 2031-32: 0.28; 2032-33: 0.26; 2033-34: 0.25; 2034-35: 0.23; 2035-36: 0.22; 2036-37: 0.2; 2037-38: 0.19; 2038-39: 0.18; 2039-40: 0.17; 2040-41: 0.16; 2041-42: 0.16; 2042-43: 0.15; 2043-44: 0.14; 2044-45: 0.14; 2045-46: 0.14; 2046-47: 0.13; 2047-48: 0.13; 2048-49: 0.13; 2049-50: 0.13
27BL | Void Properties - USPL | Input | Ml/d | 2 | 2019-20: 0.14; 2020-21: 0.14; 2021-22: 0.14; 2022-23: 0.14; 2023-24: 0.15; 2024-25: 0.15; 2025-26: 0.15; 2026-27: 0.15; 2027-28: 0.15; 2028-29: 0.15; 2029-30: 0.16; 2030-31: 0.16; 2031-32: 0.16; 2032-33: 0.16; 2033-34: 0.16; 2034-35: 0.16; 2035-36: 0.16; 2036-37: 0.16; 2037-38: 0.16; 2038-39: 0.16; 2039-40: 0.17; 2040-41: 0.17; 2041-42: 0.17; 2042-43: 0.17; 2043-44: 0.17; 2044-45: 0.17; 2045-46: 0.17; 2046-47: 0.17; 2047-48: 0.17; 2048-49: 0.17; 2049-50: 0.18
28BL | Distribution losses | Input | Ml/d | 2 | 2019-20: 9.8; 2020-21: 9.59; 2021-22: 9.47; 2022-23: 9.28; 2023-24: 9.08; 2024-25: 8.89; 2025-26: 8.89; 2026-27: 8.89; 2027-28: 8.89; 2028-29: 8.89; 2029-30: 8.89; 2030-31: 8.89; 2031-32: 8.89; 2032-33: 8.89; 2033-34: 8.89; 2034-35: 8.89; 2035-36: 8.89; 2036-37: 8.89; 2037-38: 8.89; 2038-39: 8.89; 2039-40: 8.89; 2040-41: 8.89; 2041-42: 8.89; 2042-43: 8.89; 2043-44: 8.89; 2044-45: 8.89; 2045-46: 8.89; 2046-47: 8.89; 2047-48: 8.89; 2048-49: 8.89; 2049-50: 8.89
29BL | Total Leakage | sum (23BL:28BL) | Ml/d | 2 | 2019-20: 11.9; 2020-21: 11.66; 2021-22: 11.5; 2022-23: 11.31; 2023-24: 11.07; 2024-25: 10.85; 2025-26: 10.83; 2026-27: 10.78; 2027-28: 10.75; 2028-29: 10.73; 2029-30: 10.7; 2030-31: 10.66; 2031-32: 10.63; 2032-33: 10.62; 2033-34: 10.63; 2034-35: 10.63; 2035-36: 10.64; 2036-37: 10.64; 2037-38: 10.64; 2038-39: 10.65; 2039-40: 10.66; 2040-41: 10.67; 2041-42: 10.68; 2042-43: 10.68; 2043-44: 10.68; 2044-45: 10.69; 2045-46: 10.7; 2046-47: 10.7; 2047-48: 10.71; 2048-49: 10.72; 2049-50: 10.74
30BL | Leakage/property | (29BL * 1,000,000) / (36BL * 1,000) | l/prop/d | 2 | 2019-20: 103.6017; 2020-21: 99.105; 2021-22: 95.6246; 2022-23: 92.3469; 2023-24: 88.7958; 2024-25: 85.8651; 2025-26: 84.5829; 2026-27: 83.2979; 2027-28: 82.2236; 2028-29: 81.2473; 2029-30: 80.296; 2030-31: 79.2978; 2031-32: 78.4739; 2032-33: 77.8153; 2033-34: 77.326; 2034-35: 76.7764; 2035-36: 76.3151; 2036-37: 75.7964; 2037-38: 75.2907; 2038-39: 74.8713; 2039-40: 74.4653; 2040-41: 74.07; 2041-42: 73.6877; 2042-43: 73.2495; 2043-44: 72.823; 2044-45: 72.4765; 2045-46: 72.1418; 2046-47: 71.7514; 2047-48: 71.4391; 2048-49: 71.1356; 2049-50: 70.9093
31BL | Measured Non Household - properties | Input | 000's | 2 | 2019-20: 6.939; 2020-21: 7.023; 2021-22: 7.095; 2022-23: 7.187; 2023-24: 7.266; 2024-25: 7.344; 2025-26: 7.413; 2026-27: 7.476; 2027-28: 7.536; 2028-29: 7.59; 2029-30: 7.642; 2030-31: 7.692; 2031-32: 7.739; 2032-33: 7.784; 2033-34: 7.825; 2034-35: 7.865; 2035-36: 7.904; 2036-37: 7.942; 2037-38: 7.978; 2038-39: 8.012; 2039-40: 8.044; 2040-41: 8.074; 2041-42: 8.102; 2042-43: 8.127; 2043-44: 8.15; 2044-45: 8.17; 2045-46: 8.188; 2046-47: 8.203; 2047-48: 8.217; 2048-49: 8.23; 2049-50: 8.24
32BL | Unmeasured Non Household - properties | Input | 000's | 2 | 2019-20: 0.028; 2020-21: 0.028; 2021-22: 0.028; 2022-23: 0.029; 2023-24: 0.029; 2024-25: 0.029; 2025-26: 0.03; 2026-27: 0.03; 2027-28: 0.03; 2028-29: 0.03; 2029-30: 0.031; 2030-31: 0.031; 2031-32: 0.031; 2032-33: 0.031; 2033-34: 0.031; 2034-35: 0.032; 2035-36: 0.032; 2036-37: 0.032; 2037-38: 0.032; 2038-39: 0.032; 2039-40: 0.032; 2040-41: 0.032; 2041-42: 0.033; 2042-43: 0.033; 2043-44: 0.033; 2044-45: 0.033; 2045-46: 0.033; 2046-47: 0.033; 2047-48: 0.033; 2048-49: 0.033; 2049-50: 0.033
33BL | All void non-households - properties | Input | 000's | 2 | 2019-20: 0; 2020-21: 0; 2021-22: 0; 2022-23: 0; 2023-24: 0; 2024-25: 0; 2025-26: 0; 2026-27: 0; 2027-28: 0; 2028-29: 0; 2029-30: 0; 2030-31: 0; 2031-32: 0; 2032-33: 0; 2033-34: 0; 2034-35: 0; 2035-36: 0; 2036-37: 0; 2037-38: 0; 2038-39: 0; 2039-40: 0; 2040-41: 0; 2041-42: 0; 2042-43: 0; 2043-44: 0; 2044-45: 0; 2045-46: 0; 2046-47: 0; 2047-48: 0; 2048-49: 0; 2049-50: 0
34BL | Measured households - properties (excl. void) | Year before + sum (34.1BL:34.6BL) | 000's | 2 | 2019-20: 92.292; 2020-21: 95.612; 2021-22: 98.686; 2022-23: 101.422; 2023-24: 104.142; 2024-25: 106.341; 2025-26: 108.42; 2026-27: 110.188; 2027-28: 111.895; 2028-29: 113.589; 2029-30: 115.135; 2030-31: 116.652; 2031-32: 118.015; 2032-33: 119.354; 2033-34: 120.663; 2034-35: 121.948; 2035-36: 123.206; 2036-37: 124.44; 2037-38: 125.65; 2038-39: 126.835; 2039-40: 127.856; 2040-41: 128.86; 2041-42: 129.845; 2042-43: 130.812; 2043-44: 131.762; 2044-45: 132.696; 2045-46: 133.535; 2046-47: 134.359; 2047-48: 135.168; 2048-49: 135.962; 2049-50: 136.697
34.1BL | New build properties - properties | Input (new builds in each year) | 000's | 2 | 2019-20: 2.757; 2020-21: 2.523; 2021-22: 2.332; 2022-23: 2.062; 2023-24: 2.074; 2024-25: 1.58; 2025-26: 1.576; 2026-27: 1.283; 2027-28: 1.24; 2028-29: 1.243; 2029-30: 1.111; 2030-31: 1.099; 2031-32: 0.96; 2032-33: 0.95; 2033-34: 0.934; 2034-35: 0.923; 2035-36: 0.91; 2036-37: 0.899; 2037-38: 0.886; 2038-39: 0.872; 2039-40: 0.861; 2040-41: 0.849; 2041-42: 0.836; 2042-43: 0.824; 2043-44: 0.811; 2044-45: 0.8; 2045-46: 0.786; 2046-47: 0.774; 2047-48: 0.761; 2048-49: 0.748; 2049-50: 0.735
34.2BL | Meter optants - properties | Input (meter optants in each year) | 000's | 2 | 2019-20: 0.557; 2020-21: 0.532; 2021-22: 0.487; 2022-23: 0.427; 2023-24: 0.409; 2024-25: 0.391; 2025-26: 0.285; 2026-27: 0.273; 2027-28: 0.264; 2028-29: 0.255; 2029-30: 0.247; 2030-31: 0.238; 2031-32: 0.23; 2032-33: 0.223; 2033-34: 0.215; 2034-35: 0.208; 2035-36: 0.201; 2036-37: 0.194; 2037-38: 0.188; 2038-39: 0.182; 2039-40: 0.089; 2040-41: 0.086; 2041-42: 0.083; 2042-43: 0.08; 2043-44: 0.078; 2044-45: 0.075; 2045-46: 0; 2046-47: 0; 2047-48: 0; 2048-49: 0; 2049-50: 0
34.3BL | Compulsory metering - properties | Input (compulsory meters in each year) | 000's | 2 | 2019-20: 0; 2020-21: 0; 2021-22: 0; 2022-23: 0; 2023-24: 0; 2024-25: 0; 2025-26: 0; 2026-27: 0; 2027-28: 0; 2028-29: 0; 2029-30: 0; 2030-31: 0; 2031-32: 0; 2032-33: 0; 2033-34: 0; 2034-35: 0; 2035-36: 0; 2036-37: 0; 2037-38: 0; 2038-39: 0; 2039-40: 0; 2040-41: 0; 2041-42: 0; 2042-43: 0; 2043-44: 0; 2044-45: 0; 2045-46: 0; 2046-47: 0; 2047-48: 0; 2048-49: 0; 2049-50: 0
34.4BL | Metering on change of occupancy - properties | Input (change of occupancy meters in each year) | 000's | 2 | 2019-20: 0.257; 2020-21: 0.248; 2021-22: 0.239; 2022-23: 0.232; 2023-24: 0.222; 2024-25: 0.214; 2025-26: 0.205; 2026-27: 0.199; 2027-28: 0.191; 2028-29: 0.184; 2029-30: 0.176; 2030-31: 0.169; 2031-32: 0.162; 2032-33: 0.156; 2033-34: 0.15; 2034-35: 0.144; 2035-36: 0.138; 2036-37: 0.132; 2037-38: 0.127; 2038-39: 0.122; 2039-40: 0.067; 2040-41: 0.065; 2041-42: 0.062; 2042-43: 0.059; 2043-44: 0.057; 2044-45: 0.055; 2045-46: 0.053; 2046-47: 0.05; 2047-48: 0.048; 2048-49: 0.046; 2049-50: 0
34.5BL | Selective metering - properties | Input (selective meters in each year) | 000's | 2 | 2019-20: 0.018; 2020-21: 0.017; 2021-22: 0.016; 2022-23: 0.015; 2023-24: 0.015; 2024-25: 0.014; 2025-26: 0.013; 2026-27: 0.013; 2027-28: 0.012; 2028-29: 0.012; 2029-30: 0.012; 2030-31: 0.011; 2031-32: 0.011; 2032-33: 0.01; 2033-34: 0.01; 2034-35: 0.01; 2035-36: 0.009; 2036-37: 0.009; 2037-38: 0.009; 2038-39: 0.009; 2039-40: 0.004; 2040-41: 0.004; 2041-42: 0.004; 2042-43: 0.004; 2043-44: 0.004; 2044-45: 0.004; 2045-46: 0; 2046-47: 0; 2047-48: 0; 2048-49: 0; 2049-50: 0
34.6BL | Other changes to existing metering - properties | Input (other changes to meters in each year) | 000's | 2 | 2019-20: 0; 2020-21: 0; 2021-22: 0; 2022-23: 0; 2023-24: 0; 2024-25: 0; 2025-26: 0; 2026-27: 0; 2027-28: 0; 2028-29: 0; 2029-30: 0; 2030-31: 0; 2031-32: 0; 2032-33: 0; 2033-34: 0; 2034-35: 0; 2035-36: 0; 2036-37: 0; 2037-38: 0; 2038-39: 0; 2039-40: 0; 2040-41: 0; 2041-42: 0; 2042-43: 0; 2043-44: 0; 2044-45: 0; 2045-46: 0; 2046-47: 0; 2047-48: 0; 2048-49: 0; 2049-50: 0
34.7BL | Measured household void properties | Input | 000's | 2 | 2019-20: 2.221; 2020-21: 2.282; 2021-22: 2.328; 2022-23: 2.4; 2023-24: 2.458; 2024-25: 2.508; 2025-26: 2.553; 2026-27: 2.594; 2027-28: 2.633; 2028-29: 2.672; 2029-30: 2.709; 2030-31: 2.743; 2031-32: 2.776; 2032-33: 2.808; 2033-34: 2.836; 2034-35: 2.864; 2035-36: 2.892; 2036-37: 2.919; 2037-38: 2.946; 2038-39: 2.972; 2039-40: 2.994; 2040-41: 3.016; 2041-42: 3.038; 2042-43: 3.06; 2043-44: 3.082; 2044-45: 3.103; 2045-46: 3.123; 2046-47: 3.142; 2047-48: 3.161; 2048-49: 3.181; 2049-50: 3.199
35BL | Unmeasured households - properties (excl. void) | Input | 000's | 2 | 2019-20: 13.07; 2020-21: 12.411; 2021-22: 11.842; 2022-23: 11.168; 2023-24: 10.522; 2024-25: 9.904; 2025-26: 9.401; 2026-27: 8.916; 2027-28: 8.448; 2028-29: 7.997; 2029-30: 7.562; 2030-31: 7.144; 2031-32: 6.74; 2032-33: 6.351; 2033-34: 5.976; 2034-35: 5.615; 2035-36: 5.266; 2036-37: 4.93; 2037-38: 4.607; 2038-39: 4.295; 2039-40: 4.134; 2040-41: 3.98; 2041-42: 3.831; 2042-43: 3.687; 2043-44: 3.549; 2044-45: 3.416; 2045-46: 3.363; 2046-47: 3.313; 2047-48: 3.264; 2048-49: 3.218; 2049-50: 3.218
35.1BL | Unmeasured household void properties | Input | 000's | 2 | 2019-20: 0.313; 2020-21: 0.297; 2021-22: 0.283; 2022-23: 0.267; 2023-24: 0.251; 2024-25: 0.235; 2025-26: 0.223; 2026-27: 0.211; 2027-28: 0.199; 2028-29: 0.188; 2029-30: 0.178; 2030-31: 0.168; 2031-32: 0.158; 2032-33: 0.149; 2033-34: 0.139; 2034-35: 0.13; 2035-36: 0.122; 2036-37: 0.113; 2037-38: 0.106; 2038-39: 0.098; 2039-40: 0.094; 2040-41: 0.091; 2041-42: 0.087; 2042-43: 0.084; 2043-44: 0.081; 2044-45: 0.078; 2045-46: 0.077; 2046-47: 0.076; 2047-48: 0.075; 2048-49: 0.074; 2049-50: 0.074
36BL | Total Resource Zone Properties (incl. voids) | sum (31BL:34BL) + 34.7BL + 35BL + 35.1BL | 000's | 2 | 2019-20: 114.863; 2020-21: 117.653; 2021-22: 120.262; 2022-23: 122.473; 2023-24: 124.668; 2024-25: 126.361; 2025-26: 128.04; 2026-27: 129.415; 2027-28: 130.741; 2028-29: 132.066; 2029-30: 133.257; 2030-31: 134.43; 2031-32: 135.459; 2032-33: 136.477; 2033-34: 137.47; 2034-35: 138.454; 2035-36: 139.422; 2036-37: 140.376; 2037-38: 141.319; 2038-39: 142.244; 2039-40: 143.154; 2040-41: 144.053; 2041-42: 144.936; 2042-43: 145.803; 2043-44: 146.657; 2044-45: 147.496; 2045-46: 148.319; 2046-47: 149.126; 2047-48: 149.918; 2048-49: 150.698; 2049-50: 151.461
37BL | Measured Non Household - Population | Input | 000's | 2 | 2019-20: 4.614; 2020-21: 4.663; 2021-22: 4.703; 2022-23: 4.756; 2023-24: 4.806; 2024-25: 4.846; 2025-26: 4.886; 2026-27: 4.941; 2027-28: 5.001; 2028-29: 5.064; 2029-30: 5.117; 2030-31: 5.166; 2031-32: 5.26; 2032-33: 5.333; 2033-34: 5.384; 2034-35: 5.421; 2035-36: 5.458; 2036-37: 5.493; 2037-38: 5.533; 2038-39: 5.578; 2039-40: 5.616; 2040-41: 5.659; 2041-42: 5.708; 2042-43: 5.764; 2043-44: 5.824; 2044-45: 5.886; 2045-46: 5.954; 2046-47: 6.026; 2047-48: 6.098; 2048-49: 6.172; 2049-50: 6.241
38BL | Unmeasured Non Household - Population | Input | 000's | 2 | 2019-20: 0.019; 2020-21: 0.019; 2021-22: 0.019; 2022-23: 0.019; 2023-24: 0.019; 2024-25: 0.019; 2025-26: 0.02; 2026-27: 0.02; 2027-28: 0.02; 2028-29: 0.02; 2029-30: 0.021; 2030-31: 0.021; 2031-32: 0.021; 2032-33: 0.021; 2033-34: 0.022; 2034-35: 0.022; 2035-36: 0.022; 2036-37: 0.022; 2037-38: 0.022; 2038-39: 0.022; 2039-40: 0.023; 2040-41: 0.023; 2041-42: 0.023; 2042-43: 0.023; 2043-44: 0.023; 2044-45: 0.024; 2045-46: 0.024; 2046-47: 0.024; 2047-48: 0.024; 2048-49: 0.025; 2049-50: 0.025
39BL | Measured Household - Population | Input | 000's | 2 | 2019-20: 211.492; 2020-21: 217.345; 2021-22: 222.056; 2022-23: 228.342; 2023-24: 234.393; 2024-25: 239.103; 2025-26: 243.597; 2026-27: 247.298; 2027-28: 250.889; 2028-29: 254.251; 2029-30: 257.294; 2030-31: 260.291; 2031-32: 262.902; 2032-33: 265.455; 2033-34: 268.093; 2034-35: 270.675; 2035-36: 273.17; 2036-37: 275.582; 2037-38: 278.039; 2038-39: 280.525; 2039-40: 282.706; 2040-41: 284.737; 2041-42: 286.75; 2042-43: 288.725; 2043-44: 290.711; 2044-45: 292.633; 2045-46: 294.286; 2046-47: 295.875; 2047-48: 297.492; 2048-49: 299.094; 2049-50: 300.573
40BL | Unmeasured Household - Population | Input | 000's | 2 | 2019-20: 35.787; 2020-21: 34.003; 2021-22: 32.435; 2022-23: 30.634; 2023-24: 28.878; 2024-25: 27.179; 2025-26: 25.799; 2026-27: 24.458; 2027-28: 23.165; 2028-29: 21.901; 2029-30: 20.682; 2030-31: 19.502; 2031-32: 18.357; 2032-33: 17.235; 2033-34: 16.15; 2034-35: 15.089; 2035-36: 14.046; 2036-37: 13.012; 2037-38: 11.98; 2038-39: 10.917; 2039-40: 10.545; 2040-41: 10.182; 2041-42: 9.834; 2042-43: 9.498; 2043-44: 9.177; 2044-45: 8.866; 2045-46: 8.738; 2046-47: 8.615; 2047-48: 8.498; 2048-49: 8.386; 2049-50: 8.382
41BL | Total Resource Zone Population | sum (37BL:40BL) | 000's | 2 | 2019-20: 251.912; 2020-21: 256.03; 2021-22: 259.213; 2022-23: 263.751; 2023-24: 268.096; 2024-25: 271.147; 2025-26: 274.302; 2026-27: 276.717; 2027-28: 279.075; 2028-29: 281.236; 2029-30: 283.114; 2030-31: 284.98; 2031-32: 286.54; 2032-33: 288.044; 2033-34: 289.649; 2034-35: 291.207; 2035-36: 292.696; 2036-37: 294.109; 2037-38: 295.574; 2038-39: 297.042; 2039-40: 298.89; 2040-41: 300.601; 2041-42: 302.315; 2042-43: 304.01; 2043-44: 305.735; 2044-45: 307.409; 2045-46: 309.002; 2046-47: 310.54; 2047-48: 312.112; 2048-49: 313.677; 2049-50: 315.221
42BL | Average household occupancy rate (excl. voids) | (39BL + 40BL) / (34BL + 35BL) | h/prop | 1 | 2019-20: 2.3469; 2020-21: 2.3268; 2021-22: 2.3025; 2022-23: 2.3002; 2023-24: 2.296; 2024-25: 2.2907; 2025-26: 2.2865; 2026-27: 2.2817; 2027-28: 2.2773; 2028-29: 2.2712; 2029-30: 2.2655; 2030-31: 2.2601; 2031-32: 2.2545; 2032-33: 2.2488; 2033-34: 2.2445; 2034-35: 2.2402; 2035-36: 2.2356; 2036-37: 2.2308; 2037-38: 2.2265; 2038-39: 2.2225; 2039-40: 2.2218; 2040-41: 2.2201; 2041-42: 2.2187; 2042-43: 2.2173; 2043-44: 2.2163; 2044-45: 2.2151; 2045-46: 2.2135; 2046-47: 2.2117; 2047-48: 2.2104; 2048-49: 2.2092; 2049-50: 2.2082
43BL | Total Household Metering penetration (excl. voids) | 34BL / (34BL + 35BL) | % | 1 | 2019-20: 87.6%; 2020-21: 88.51%; 2021-22: 89.29%; 2022-23: 90.08%; 2023-24: 90.82%; 2024-25: 91.48%; 2025-26: 92.02%; 2026-27: 92.51%; 2027-28: 92.98%; 2028-29: 93.42%; 2029-30: 93.84%; 2030-31: 94.23%; 2031-32: 94.6%; 2032-33: 94.95%; 2033-34: 95.28%; 2034-35: 95.6%; 2035-36: 95.9%; 2036-37: 96.19%; 2037-38: 96.46%; 2038-39: 96.72%; 2039-40: 96.87%; 2040-41: 97%; 2041-42: 97.13%; 2042-43: 97.26%; 2043-44: 97.38%; 2044-45: 97.49%; 2045-46: 97.54%; 2046-47: 97.59%; 2047-48: 97.64%; 2048-49: 97.69%; 2049-50: 97.7%
44BL | Total Household Metering penetration (incl. voids) | (34BL) / (34BL + 34.7BL + 35BL + 35.1BL) | % | 1 | 2019-20: 85.54%; 2020-21: 86.45%; 2021-22: 87.23%; 2022-23: 88%; 2023-24: 88.73%; 2024-25: 89.37%; 2025-26: 89.9%; 2026-27: 90.39%; 2027-28: 90.84%; 2028-29: 91.28%; 2029-30: 91.68%; 2030-31: 92.06%; 2031-32: 92.42%; 2032-33: 92.77%; 2033-34: 93.09%; 2034-35: 93.41%; 2035-36: 93.7%; 2036-37: 93.99%; 2037-38: 94.25%; 2038-39: 94.51%; 2039-40: 94.65%; 2040-41: 94.79%; 2041-42: 94.92%; 2042-43: 95.04%; 2043-44: 95.15%; 2044-45: 95.26%; 2045-46: 95.32%; 2046-47: 95.36%; 2047-48: 95.41%; 2048-49: 95.46%; 2049-50: 95.47%
45BL | Distribution input | sum (12BL:15BL) +21BL + 22BL + 27BL + 28BL | Ml/d | 2 | 2019-20: 79.22; 2020-21: 79.14; 2021-22: 79.11; 2022-23: 79.21; 2023-24: 79.09; 2024-25: 78.95; 2025-26: 79.18; 2026-27: 79.32; 2027-28: 79.46; 2028-29: 79.53; 2029-30: 79.63; 2030-31: 79.77; 2031-32: 79.9; 2032-33: 80.19; 2033-34: 80.54; 2034-35: 81; 2035-36: 81.42; 2036-37: 81.79; 2037-38: 82.21; 2038-39: 82.61; 2039-40: 83.13; 2040-41: 83.55; 2041-42: 83.96; 2042-43: 84.39; 2043-44: 84.79; 2044-45: 85.25; 2045-46: 85.65; 2046-47: 86.08; 2047-48: 86.46; 2048-49: 86.89; 2049-50: 87.31
46BL | Target headroom (climate change component) | Input | Ml/d | 2 | 2019-20: 0.41282; 2020-21: 0.41282; 2021-22: 0.41282; 2022-23: 0.41282; 2023-24: 0.41282; 2024-25: 0.41282; 2025-26: 0.41282; 2026-27: 0.45695; 2027-28: 0.4941; 2028-29: 0.45671; 2029-30: 0.48083; 2030-31: 0.50361; 2031-32: 0.50878; 2032-33: 0.54064; 2033-34: 0.52566; 2034-35: 0.56211; 2035-36: 0.57734; 2036-37: 0.56997; 2037-38: 0.57792; 2038-39: 0.62171; 2039-40: 0; 2040-41: 0; 2041-42: 0; 2042-43: 0; 2043-44: 0; 2044-45: 0; 2045-46: 0; 2046-47: 0; 2047-48: 0; 2048-49: 0; 2049-50: 0
47BL | Target headroom (All other components) | Input | Ml/d | 2 | 2019-20: 4.8234; 2020-21: 4.8234; 2021-22: 4.8234; 2022-23: 4.8234; 2023-24: 4.8234; 2024-25: 4.8234; 2025-26: 4.8234; 2026-27: 4.9492; 2027-28: 5.0649; 2028-29: 5.4044; 2029-30: 5.7942; 2030-31: 5.8804; 2031-32: 6.1102; 2032-33: 6.329; 2033-34: 6.563; 2034-35: 6.9729; 2035-36: 6.3024; 2036-37: 6.0186; 2037-38: 6.338; 2038-39: 6.6087; 2039-40: 5.5652; 2040-41: 5.8116; 2041-42: 6.0673; 2042-43: 6.2885; 2043-44: 6.6048; 2044-45: 6.7522; 2045-46: 6.1514; 2046-47: 6.225; 2047-48: 6.3639; 2048-49: 6.445; 2049-50: 6.5464
48BL | Target Headroom | 46BL + 47BL | Ml/d | 2 | 2019-20: 5.2362; 2020-21: 5.2362; 2021-22: 5.2362; 2022-23: 5.2362; 2023-24: 5.2362; 2024-25: 5.2362; 2025-26: 5.2362; 2026-27: 5.4061; 2027-28: 5.559; 2028-29: 5.8611; 2029-30: 6.275; 2030-31: 6.384; 2031-32: 6.619; 2032-33: 6.8696; 2033-34: 7.0886; 2034-35: 7.5351; 2035-36: 6.8798; 2036-37: 6.5886; 2037-38: 6.9159; 2038-39: 7.2304; 2039-40: 5.5652; 2040-41: 5.8116; 2041-42: 6.0673; 2042-43: 6.2885; 2043-44: 6.6048; 2044-45: 6.7522; 2045-46: 6.1514; 2046-47: 6.225; 2047-48: 6.3639; 2048-49: 6.445; 2049-50: 6.5464
49BL | Available Headroom | 11BL - 45BL | Ml/d | 2 | 2019-20: 6.15; 2020-21: 6.23; 2021-22: 6.26; 2022-23: 6.16; 2023-24: 6.28; 2024-25: 6.42; 2025-26: 5.25; 2026-27: 5.42; 2027-28: 5.55; 2028-29: 5.87; 2029-30: 6.28; 2030-31: 6.39; 2031-32: 6.63; 2032-33: 6.86; 2033-34: 7.11; 2034-35: 7.53; 2035-36: 6.89; 2036-37: 6.58; 2037-38: 6.93; 2038-39: 7.24; 2039-40: 5.57; 2040-41: 5.8; 2041-42: 6.07; 2042-43: 6.29; 2043-44: 6.62; 2044-45: 6.73; 2045-46: -12.422; 2046-47: -13.175; 2047-48: -13.782; 2048-49: -14.482; 2049-50: -15.102
49.1BL | Available non-potable balance (if applicable) | 1.1BL -12.1BL | Ml/d | 2 | 2019-20: 0; 2020-21: 0; 2021-22: 0; 2022-23: 0; 2023-24: 0; 2024-25: 0; 2025-26: 0; 2026-27: 0; 2027-28: 0; 2028-29: 0; 2029-30: 0; 2030-31: 0; 2031-32: 0; 2032-33: 0; 2033-34: 0; 2034-35: 0; 2035-36: 0; 2036-37: 0; 2037-38: 0; 2038-39: 0; 2039-40: 0; 2040-41: 0; 2041-42: 0; 2042-43: 0; 2043-44: 0; 2044-45: 0; 2045-46: 0; 2046-47: 0; 2047-48: 0; 2048-49: 0; 2049-50: 0
50BL | Supply Demand Balance |  | Ml/d | 2 | 2019-20: 0.91377; 2020-21: 0.99377; 2021-22: 1.0238; 2022-23: 0.92377; 2023-24: 1.0438; 2024-25: 1.1838; 2025-26: 0.013775; 2026-27: 0.013899; 2027-28: -0.009027; 2028-29: 0.0088978; 2029-30: 0.0049841; 2030-31: 0.0059661; 2031-32: 0.010997; 2032-33: -0.0096339; 2033-34: 0.02138; 2034-35: -0.0050588; 2035-36: 0.01023; 2036-37: -0.0086181; 2037-38: 0.014064; 2038-39: 0.0096049; 2039-40: 0.0048235; 2040-41: -0.01156; 2041-42: 0.0027309; 2042-43: 0.0015165; 2043-44: 0.015191; 2044-45: -0.022176; 2045-46: -18.5734; 2046-47: -19.4; 2047-48: -20.1459; 2048-49: -20.927; 2049-50: -21.6484
Table 3e: DYCP - Final plan Options | Back to top of sheet
WRMP24 reference | Option type | Cat ID | Unit | Decimal places | 2019-20 | 2020-21 | 2021-22 | 2022-23 | 2023-24 | 2024-25 | 2025-26 | 2026-27 | 2027-28 | 2028-29 | 2029-30 | 2030-31 | 2031-32 | 2032-33 | 2033-34 | 2034-35 | 2035-36 | 2036-37 | 2037-38 | 2038-39 | 2039-40 | 2040-41 | 2041-42 | 2042-43 | 2043-44 | 2044-45 | 2045-46 | 2046-47 | 2047-48 | 2048-49 | 2049-50 | 2050-51 | 2051-52 | 2052-53 | 2053-54 | 2054-55 | 2055-56 | 2056-57 | 2057-58 | 2058-59 | 2059-60 | 2060-61 | 2061-62 | 2062-63 | 2063-64 | 2064-65 | 2065-66 | 2066-67 | 2067-68 | 2068-69 | 2069-70 | 2070-71 | 2071-72 | 2072-73 | 2073-74 | 2074-75 | 2075-76 | 2076-77 | 2077-78 | 2078-79 | 2079-80 | 2080-81 | 2081-82 | 2082-83 | 2083-84 | 2084-85 | 2085-86 | 2086-87 | 2087-88 | 2088-89 | 2089-90 | 2090-91 | 2091-92 | 2092-93 | 2093-94 | 2094-95 | 2095-96 | 2096-97 | 2097-98 | 2098-99 | 2099-100
1.11FP | Non potable supplies input reductions as -ve and increases as +ve | RSNPS | Ml/d | 2 | 2019-20: 0; 2020-21: 0; 2021-22: 0; 2022-23: 0; 2023-24: 0; 2024-25: 0; 2025-26: 0; 2026-27: 0; 2027-28: 0; 2028-29: 0; 2029-30: 0; 2030-31: 0; 2031-32: 0; 2032-33: 0; 2033-34: 0; 2034-35: 0; 2035-36: 0; 2036-37: 0; 2037-38: 0; 2038-39: 0; 2039-40: 0; 2040-41: 0; 2041-42: 0; 2042-43: 0; 2043-44: 0; 2044-45: 0; 2045-46: 0; 2046-47: 0; 2047-48: 0; 2048-49: 0; 2049-50: 0
2.1FP | Raw water imports | RSRWI | Ml/d | 2 | 2019-20: 0; 2020-21: 0; 2021-22: 0; 2022-23: 0; 2023-24: 0; 2024-25: 0; 2025-26: 0; 2026-27: 0; 2027-28: 0; 2028-29: 0; 2029-30: 0; 2030-31: 0; 2031-32: 0; 2032-33: 0; 2033-34: 0; 2034-35: 0; 2035-36: 0; 2036-37: 0; 2037-38: 0; 2038-39: 0; 2039-40: 0; 2040-41: 0; 2041-42: 0; 2042-43: 0; 2043-44: 0; 2044-45: 0; 2045-46: 0; 2046-47: 0; 2047-48: 0; 2048-49: 0; 2049-50: 0
3.1FP | Potable water imports input reductions as -ve | RSPWI | Ml/d | 2 | 2019-20: 0; 2020-21: 0; 2021-22: 0; 2022-23: 0; 2023-24: 0; 2024-25: 0; 2025-26: 14.9; 2026-27: 15.14; 2027-28: -2.13; 2028-29: 13.59; 2029-30: 12.54; 2030-31: -5.82; 2031-32: -7.2; 2032-33: -8.46; 2033-34: -9.95; 2034-35: -12.04; 2035-36: -11.17; 2036-37: -10.96; 2037-38: -10.55; 2038-39: -10.27; 2039-40: -10.65; 2040-41: -12.58; 2041-42: -14.46; 2042-43: -16.48; 2043-44: -17.51; 2044-45: -17.51; 2045-46: 12.69; 2046-47: 3.124; 2047-48: 13.24; 2048-49: 3.814; 2049-50: 4.17
4.1FP | Raw water exports input reductions as +ve and increases as -ve | RSRWE | Ml/d | 2 | 2019-20: 0; 2020-21: 0; 2021-22: 0; 2022-23: 0; 2023-24: 0; 2024-25: 0; 2025-26: 0; 2026-27: 0; 2027-28: 0; 2028-29: 0; 2029-30: 0; 2030-31: 0; 2031-32: 0; 2032-33: 0; 2033-34: 0; 2034-35: 0; 2035-36: 0; 2036-37: 0; 2037-38: 0; 2038-39: 0; 2039-40: 0; 2040-41: 0; 2041-42: 0; 2042-43: 0; 2043-44: 0; 2044-45: 0; 2045-46: 0; 2046-47: 0; 2047-48: 0; 2048-49: 0; 2049-50: 0
5.1FP | Potable water exports input reductions as +ve and increases as -ve | RSPWE | Ml/d | 2 | 2019-20: 0; 2020-21: 0; 2021-22: 0; 2022-23: 0; 2023-24: 0; 2024-25: 0; 2025-26: -15.77; 2026-27: -16.68; 2027-28: 0.2; 2028-29: 0.95; 2029-30: 1.49; 2030-31: 2.09; 2031-32: 3.1; 2032-33: 3.84; 2033-34: 4.73; 2034-35: 5.94; 2035-36: 2.11; 2036-37: 2.83; 2037-38: 6.38; 2038-39: 5.79; 2039-40: 4.38; 2040-41: 5.66; 2041-42: 6.86; 2042-43: 8.23; 2043-44: 8.53; 2044-45: 7.96; 2045-46: 0; 2046-47: 0; 2047-48: 0; 2048-49: 0; 2049-50: 0
6.2FP | DO benefit from increase raw water abstractions | RSRWA | Ml/d | 2 | 2019-20: 0; 2020-21: 0; 2021-22: 0; 2022-23: 0; 2023-24: 0; 2024-25: 0; 2025-26: 0; 2026-27: 0; 2027-28: 0; 2028-29: 0; 2029-30: 0; 2030-31: 0; 2031-32: 0; 2032-33: 0; 2033-34: 0; 2034-35: 0; 2035-36: 0; 2036-37: 0; 2037-38: 0; 2038-39: 0; 2039-40: 0; 2040-41: 0; 2041-42: 0; 2042-43: 0; 2043-44: 0; 2044-45: 0; 2045-46: 0; 2046-47: 0; 2047-48: 0; 2048-49: 0; 2049-50: 0
6.3FP | Other options to increase deployable output | RSIPO | Ml/d | 2 | 2019-20: 0; 2020-21: 0; 2021-22: 0; 2022-23: 0; 2023-24: 0; 2024-25: 0; 2025-26: 0; 2026-27: 0; 2027-28: 0; 2028-29: 0; 2029-30: 0; 2030-31: 2.6; 2031-32: 2.6; 2032-33: 2.6; 2033-34: 2.6; 2034-35: 2.6; 2035-36: 2.6; 2036-37: 2.6; 2037-38: 2.6; 2038-39: 2.6; 2039-40: 2.6; 2040-41: 2.6; 2041-42: 2.6; 2042-43: 2.6; 2043-44: 2.6; 2044-45: 2.6; 2045-46: 2.6; 2046-47: 2.6; 2047-48: 2.6; 2048-49: 2.6; 2049-50: 2.6
7.01FP | DO benefit from supply side drought measures | RSDPS | Ml/d | 2 | 2019-20: 0; 2020-21: 0; 2021-22: 0; 2022-23: 0; 2023-24: 0; 2024-25: 0; 2025-26: 0; 2026-27: 0; 2027-28: 0; 2028-29: 0; 2029-30: 0; 2030-31: 0; 2031-32: 0; 2032-33: 0; 2033-34: 0; 2034-35: 0; 2035-36: 0; 2036-37: 0; 2037-38: 0; 2038-39: 0; 2039-40: 0; 2040-41: 0; 2041-42: 0; 2042-43: 0; 2043-44: 0; 2044-45: 0; 2045-46: 0; 2046-47: 0; 2047-48: 0; 2048-49: 0; 2049-50: 0
7.02FP | DO benefit from demand side drought measures | RSDPD | Ml/d | 2 | 2019-20: 0; 2020-21: 0; 2021-22: 0; 2022-23: 0; 2023-24: 0; 2024-25: 0; 2025-26: 0; 2026-27: 0; 2027-28: 0; 2028-29: 0; 2029-30: 0; 2030-31: 0; 2031-32: 0; 2032-33: 0; 2033-34: 0; 2034-35: 0; 2035-36: 0; 2036-37: 0; 2037-38: 0; 2038-39: 0; 2039-40: 0; 2040-41: 0; 2041-42: 0; 2042-43: 0; 2043-44: 0; 2044-45: 0; 2045-46: 0; 2046-47: 0; 2047-48: 0; 2048-49: 0; 2049-50: 0
8.1FP | Reduce raw water losses and operational use input as -ve | RSLOU | Ml/d | 2 | 2019-20: 0; 2020-21: 0; 2021-22: 0; 2022-23: 0; 2023-24: 0; 2024-25: 0; 2025-26: 0; 2026-27: 0; 2027-28: 0; 2028-29: 0; 2029-30: 0; 2030-31: 0; 2031-32: 0; 2032-33: 0; 2033-34: 0; 2034-35: 0; 2035-36: 0; 2036-37: 0; 2037-38: 0; 2038-39: 0; 2039-40: 0; 2040-41: 0; 2041-42: 0; 2042-43: 0; 2043-44: 0; 2044-45: 0; 2045-46: 0; 2046-47: 0; 2047-48: 0; 2048-49: 0; 2049-50: 0
8.2FP | Reduce treatment works losses input as -ve | PSTWL | Ml/d | 2 | 2019-20: 0; 2020-21: 0; 2021-22: 0; 2022-23: 0; 2023-24: 0; 2024-25: 0; 2025-26: 0; 2026-27: 0; 2027-28: 0; 2028-29: 0; 2029-30: 0; 2030-31: 0; 2031-32: 0; 2032-33: 0; 2033-34: 0; 2034-35: 0; 2035-36: 0; 2036-37: 0; 2037-38: 0; 2038-39: 0; 2039-40: 0; 2040-41: 0; 2041-42: 0; 2042-43: 0; 2043-44: 0; 2044-45: 0; 2045-46: 0; 2046-47: 0; 2047-48: 0; 2048-49: 0; 2049-50: 0
9.1FP | Reduce outages input as -ve | PSROU | Ml/d | 2 | 2019-20: 0; 2020-21: 0; 2021-22: 0; 2022-23: 0; 2023-24: 0; 2024-25: 0; 2025-26: 0; 2026-27: 0; 2027-28: 0; 2028-29: 0; 2029-30: 0; 2030-31: 0; 2031-32: 0; 2032-33: 0; 2033-34: 0; 2034-35: 0; 2035-36: 0; 2036-37: 0; 2037-38: 0; 2038-39: 0; 2039-40: 0; 2040-41: 0; 2041-42: 0; 2042-43: 0; 2043-44: 0; 2044-45: 0; 2045-46: 0; 2046-47: 0; 2047-48: 0; 2048-49: 0; 2049-50: 0
12.2FP | Change volume delivered to measured non households input reductions as -ve, line to include both measured non-household consumption and USPL options | CVMNH | Ml/d | 2 | 2019-20: 0; 2020-21: 0; 2021-22: 0; 2022-23: 0; 2023-24: 0; 2024-25: 0; 2025-26: -0.18; 2026-27: -0.37; 2027-28: -0.54; 2028-29: -0.69; 2029-30: -0.84; 2030-31: -0.99; 2031-32: -1.14; 2032-33: -1.29; 2033-34: -1.44; 2034-35: -1.59; 2035-36: -1.75; 2036-37: -1.9; 2037-38: -2.05; 2038-39: -2.2; 2039-40: -2.35; 2040-41: -2.5; 2041-42: -2.65; 2042-43: -2.8; 2043-44: -2.95; 2044-45: -3.11; 2045-46: -3.26; 2046-47: -3.41; 2047-48: -3.56; 2048-49: -3.71; 2049-50: -3.86
13.1FP | Change volume delivered to unmeasured non households input reductions as -ve, line to include both unmeasured non-household consumption and USPL options | CVUNH | Ml/d | 2 | 2019-20: 0; 2020-21: 0; 2021-22: 0; 2022-23: 0; 2023-24: 0; 2024-25: 0; 2025-26: 0; 2026-27: 0; 2027-28: 0; 2028-29: 0; 2029-30: 0; 2030-31: 0; 2031-32: 0; 2032-33: 0; 2033-34: 0; 2034-35: 0; 2035-36: 0; 2036-37: 0; 2037-38: 0; 2038-39: 0; 2039-40: 0; 2040-41: 0; 2041-42: 0; 2042-43: 0; 2043-44: 0; 2044-45: 0; 2045-46: 0; 2046-47: 0; 2047-48: 0; 2048-49: 0; 2049-50: 0
14.1FP | Change volume delivered to measured households input reductions as -ve, line to include both measured household consumption and USPL options | CVMHH | Ml/d | 2 | 2019-20: 0; 2020-21: 0; 2021-22: 0; 2022-23: 0; 2023-24: 0; 2024-25: 0; 2025-26: -0.68; 2026-27: -1.16; 2027-28: -1.38; 2028-29: -1.71; 2029-30: -2.04; 2030-31: -2.36; 2031-32: -2.68; 2032-33: -2.87; 2033-34: -3.06; 2034-35: -3.51; 2035-36: -3.97; 2036-37: -4.44; 2037-38: -4.9; 2038-39: -5.37; 2039-40: -5.85; 2040-41: -6.31; 2041-42: -6.78; 2042-43: -7.26; 2043-44: -7.75; 2044-45: -7.96; 2045-46: -8.16; 2046-47: -8.364; 2047-48: -8.57; 2048-49: -8.77; 2049-50: -8.98
15.1FP | Change volume delivered to unmeasured households input reductions as -ve, line to include both unmeasured household consumption and USPL options | CVUHH | Ml/d | 2 | 2019-20: 0; 2020-21: 0; 2021-22: 0; 2022-23: 0; 2023-24: 0; 2024-25: 0; 2025-26: 0; 2026-27: 0; 2027-28: 0; 2028-29: 0; 2029-30: 0; 2030-31: 0; 2031-32: 0; 2032-33: 0; 2033-34: 0; 2034-35: 0; 2035-36: 0; 2036-37: 0; 2037-38: 0; 2038-39: 0; 2039-40: 0; 2040-41: 0; 2041-42: 0; 2042-43: 0; 2043-44: 0; 2044-45: 0; 2045-46: 0; 2046-47: 0; 2047-48: 0; 2048-49: 0; 2049-50: 0
21.1FP | Options to reduce water taken unbilled input as -ve | CSWTU | Ml/d | 2 | 2019-20: 0; 2020-21: 0; 2021-22: 0; 2022-23: 0; 2023-24: 0; 2024-25: 0; 2025-26: 0; 2026-27: 0; 2027-28: 0; 2028-29: 0; 2029-30: 0; 2030-31: 0; 2031-32: 0; 2032-33: 0; 2033-34: 0; 2034-35: 0; 2035-36: 0; 2036-37: 0; 2037-38: 0; 2038-39: 0; 2039-40: 0; 2040-41: 0; 2041-42: 0; 2042-43: 0; 2043-44: 0; 2044-45: 0; 2045-46: 0; 2046-47: 0; 2047-48: 0; 2048-49: 0; 2049-50: 0
22.1FP | Reduce distribution system operational use (DSOU) input as -ve | DSDOU | Ml/d | 2 | 2019-20: 0; 2020-21: 0; 2021-22: 0; 2022-23: 0; 2023-24: 0; 2024-25: 0; 2025-26: 0; 2026-27: 0; 2027-28: 0; 2028-29: 0; 2029-30: 0; 2030-31: 0; 2031-32: 0; 2032-33: 0; 2033-34: 0; 2034-35: 0; 2035-36: 0; 2036-37: 0; 2037-38: 0; 2038-39: 0; 2039-40: 0; 2040-41: 0; 2041-42: 0; 2042-43: 0; 2043-44: 0; 2044-45: 0; 2045-46: 0; 2046-47: 0; 2047-48: 0; 2048-49: 0; 2049-50: 0
23.1FP | Options impacting on measured Non Household - USPL input reductions as -ve | CUMNH | Ml/d | 2 | 2019-20: 0; 2020-21: 0; 2021-22: 0; 2022-23: 0; 2023-24: 0; 2024-25: 0; 2025-26: 0; 2026-27: 0; 2027-28: -0.01; 2028-29: -0.01; 2029-30: -0.01; 2030-31: -0.01; 2031-32: -0.01; 2032-33: -0.01; 2033-34: -0.01; 2034-35: -0.02; 2035-36: -0.02; 2036-37: -0.02; 2037-38: -0.02; 2038-39: -0.02; 2039-40: -0.02; 2040-41: -0.02; 2041-42: -0.03; 2042-43: -0.03; 2043-44: -0.03; 2044-45: -0.03; 2045-46: -0.03; 2046-47: -0.03; 2047-48: -0.03; 2048-49: -0.04; 2049-50: -0.04
24.1FP | Options impacting on unmeasured Non Household - USPL input reductions as -ve | CUUNH | Ml/d | 2 | 2019-20: 0; 2020-21: 0; 2021-22: 0; 2022-23: 0; 2023-24: 0; 2024-25: 0; 2025-26: 0; 2026-27: 0; 2027-28: 0; 2028-29: 0; 2029-30: 0; 2030-31: 0; 2031-32: 0; 2032-33: 0; 2033-34: 0; 2034-35: 0; 2035-36: 0; 2036-37: 0; 2037-38: 0; 2038-39: 0; 2039-40: 0; 2040-41: 0; 2041-42: 0; 2042-43: 0; 2043-44: 0; 2044-45: 0; 2045-46: 0; 2046-47: 0; 2047-48: 0; 2048-49: 0; 2049-50: 0
25.1FP | Options impacting on measured Household - USPL input reductions as -ve | CUMHH | Ml/d | 2 | 2019-20: 0; 2020-21: 0; 2021-22: 0; 2022-23: 0; 2023-24: 0; 2024-25: 0; 2025-26: -0.16; 2026-27: -0.25; 2027-28: -0.3; 2028-29: -0.32; 2029-30: -0.35; 2030-31: -0.38; 2031-32: -0.41; 2032-33: -0.41; 2033-34: -0.42; 2034-35: -0.43; 2035-36: -0.43; 2036-37: -0.44; 2037-38: -0.45; 2038-39: -0.45; 2039-40: -0.46; 2040-41: -0.46; 2041-42: -0.47; 2042-43: -0.47; 2043-44: -0.48; 2044-45: -0.48; 2045-46: -0.49; 2046-47: -0.49; 2047-48: -0.5; 2048-49: -0.5; 2049-50: -0.51
26.1FP | Options impacting on unmeasured Household - USPL input reductions as -ve | CUUHH | Ml/d | 2 | 2019-20: 0; 2020-21: 0; 2021-22: 0; 2022-23: 0; 2023-24: 0; 2024-25: 0; 2025-26: 0; 2026-27: 0; 2027-28: 0; 2028-29: 0; 2029-30: 0; 2030-31: 0; 2031-32: 0; 2032-33: 0; 2033-34: 0; 2034-35: 0; 2035-36: 0; 2036-37: 0; 2037-38: 0; 2038-39: 0; 2039-40: 0; 2040-41: 0; 2041-42: 0; 2042-43: 0; 2043-44: 0; 2044-45: 0; 2045-46: 0; 2046-47: 0; 2047-48: 0; 2048-49: 0; 2049-50: 0
27.1FP | Options impacting on Void properties - USPL input reductions as -ve | CUVPP | Ml/d | 2 | 2019-20: 0; 2020-21: 0; 2021-22: 0; 2022-23: 0; 2023-24: 0; 2024-25: 0; 2025-26: 0; 2026-27: 0; 2027-28: 0; 2028-29: 0; 2029-30: 0; 2030-31: 0; 2031-32: 0; 2032-33: 0; 2033-34: 0; 2034-35: 0; 2035-36: 0; 2036-37: 0; 2037-38: 0; 2038-39: 0; 2039-40: 0; 2040-41: 0; 2041-42: 0; 2042-43: 0; 2043-44: 0; 2044-45: 0; 2045-46: 0; 2046-47: 0; 2047-48: 0; 2048-49: 0; 2049-50: 0
28.1FP | Reduce distribution losses input as -ve | DSRDL | Ml/d | 2 | 2019-20: 0; 2020-21: 0; 2021-22: 0; 2022-23: 0; 2023-24: 0; 2024-25: 0; 2025-26: -0.01; 2026-27: -0.01; 2027-28: -0.02; 2028-29: -0.06; 2029-30: -0.06; 2030-31: -0.1; 2031-32: -0.1; 2032-33: -0.88; 2033-34: -0.88; 2034-35: -0.89; 2035-36: -1.15; 2036-37: -1.52; 2037-38: -1.58; 2038-39: -1.62; 2039-40: -1.64; 2040-41: -1.66; 2041-42: -1.67; 2042-43: -1.68; 2043-44: -1.71; 2044-45: -1.82; 2045-46: -1.83; 2046-47: -1.9; 2047-48: -1.94; 2048-49: -2.03; 2049-50: -2.05
Table 3f: DYCP - Final plan | Back to top of sheet
WRMP24 reference | Component | Derivation | Unit | Decimal places | 2019-20 | 2020-21 | 2021-22 | 2022-23 | 2023-24 | 2024-25 | 2025-26 | 2026-27 | 2027-28 | 2028-29 | 2029-30 | 2030-31 | 2031-32 | 2032-33 | 2033-34 | 2034-35 | 2035-36 | 2036-37 | 2037-38 | 2038-39 | 2039-40 | 2040-41 | 2041-42 | 2042-43 | 2043-44 | 2044-45 | 2045-46 | 2046-47 | 2047-48 | 2048-49 | 2049-50 | 2050-51 | 2051-52 | 2052-53 | 2053-54 | 2054-55 | 2055-56 | 2056-57 | 2057-58 | 2058-59 | 2059-60 | 2060-61 | 2061-62 | 2062-63 | 2063-64 | 2064-65 | 2065-66 | 2066-67 | 2067-68 | 2068-69 | 2069-70 | 2070-71 | 2071-72 | 2072-73 | 2073-74 | 2074-75 | 2075-76 | 2076-77 | 2077-78 | 2078-79 | 2079-80 | 2080-81 | 2081-82 | 2082-83 | 2083-84 | 2084-85 | 2085-86 | 2086-87 | 2087-88 | 2088-89 | 2089-90 | 2090-91 | 2091-92 | 2092-93 | 2093-94 | 2094-95 | 2095-96 | 2096-97 | 2097-98 | 2098-99 | 2099-100
1FP | Raw water abstracted | Input | Ml/d | 2 | 2019-20: 0; 2020-21: 0; 2021-22: 0; 2022-23: 0; 2023-24: 0; 2024-25: 0; 2025-26: 0; 2026-27: 0; 2027-28: 0; 2028-29: 0; 2029-30: 0; 2030-31: 0; 2031-32: 0; 2032-33: 0; 2033-34: 0; 2034-35: 0; 2035-36: 0; 2036-37: 0; 2037-38: 0; 2038-39: 0; 2039-40: 0; 2040-41: 0; 2041-42: 0; 2042-43: 0; 2043-44: 0; 2044-45: 0; 2045-46: 0; 2046-47: 0; 2047-48: 0; 2048-49: 0; 2049-50: 0
1.1FP | Non-potable water supplies | 1.1BL + 1.11FP | Ml/d | 2 | 2019-20: 0; 2020-21: 0; 2021-22: 0; 2022-23: 0; 2023-24: 0; 2024-25: 0; 2025-26: 0; 2026-27: 0; 2027-28: 0; 2028-29: 0; 2029-30: 0; 2030-31: 0; 2031-32: 0; 2032-33: 0; 2033-34: 0; 2034-35: 0; 2035-36: 0; 2036-37: 0; 2037-38: 0; 2038-39: 0; 2039-40: 0; 2040-41: 0; 2041-42: 0; 2042-43: 0; 2043-44: 0; 2044-45: 0; 2045-46: 0; 2046-47: 0; 2047-48: 0; 2048-49: 0; 2049-50: 0
2FP | Raw water imported | 2BL + 2.1FP | Ml/d | 2 | 2019-20: 0; 2020-21: 0; 2021-22: 0; 2022-23: 0; 2023-24: 0; 2024-25: 0; 2025-26: 0; 2026-27: 0; 2027-28: 0; 2028-29: 0; 2029-30: 0; 2030-31: 0; 2031-32: 0; 2032-33: 0; 2033-34: 0; 2034-35: 0; 2035-36: 0; 2036-37: 0; 2037-38: 0; 2038-39: 0; 2039-40: 0; 2040-41: 0; 2041-42: 0; 2042-43: 0; 2043-44: 0; 2044-45: 0; 2045-46: 0; 2046-47: 0; 2047-48: 0; 2048-49: 0; 2049-50: 0
3FP | Potable water imported | 3BL + 3.1FP | Ml/d | 2 | 2019-20: 0; 2020-21: 0; 2021-22: 0; 2022-23: 0; 2023-24: 0; 2024-25: 0; 2025-26: 24.392; 2026-27: 24.942; 2027-28: 8.143; 2028-29: 25.003; 2029-30: 25.003; 2030-31: 7.493; 2031-32: 7.493; 2032-33: 7.493; 2033-34: 7.493; 2034-35: 7.493; 2035-36: 7.493; 2036-37: 7.493; 2037-38: 10.033; 2038-39: 10.433; 2039-40: 7.493; 2040-41: 7.493; 2041-42: 7.493; 2042-43: 7.493; 2043-44: 7.49; 2044-45: 7.49; 2045-46: 29.49; 2046-47: 19.594; 2047-48: 29.49; 2048-49: 19.794; 2049-50: 19.95
4FP | Raw water exported enter as -ve | 4BL + 4.1FP | Ml/d | 2 | 2019-20: 0; 2020-21: 0; 2021-22: 0; 2022-23: 0; 2023-24: 0; 2024-25: 0; 2025-26: 0; 2026-27: 0; 2027-28: 0; 2028-29: 0; 2029-30: 0; 2030-31: 0; 2031-32: 0; 2032-33: 0; 2033-34: 0; 2034-35: 0; 2035-36: 0; 2036-37: 0; 2037-38: 0; 2038-39: 0; 2039-40: 0; 2040-41: 0; 2041-42: 0; 2042-43: 0; 2043-44: 0; 2044-45: 0; 2045-46: 0; 2046-47: 0; 2047-48: 0; 2048-49: 0; 2049-50: 0
5FP | Potable water exported enter as -ve | 5BL + 5.1FP | Ml/d | 2 | 2019-20: 0; 2020-21: 0; 2021-22: 0; 2022-23: 0; 2023-24: 0; 2024-25: 0; 2025-26: -16.202; 2026-27: -17.112; 2027-28: -0.433; 2028-29: -0.433; 2029-30: -0.433; 2030-31: -0.433; 2031-32: -0.433; 2032-33: -0.433; 2033-34: -0.433; 2034-35: -0.433; 2035-36: -3.613; 2036-37: -2.623; 2037-38: -0.433; 2038-39: -0.433; 2039-40: -0.433; 2040-41: -0.433; 2041-42: -0.433; 2042-43: -0.433; 2043-44: -0.43; 2044-45: -0.43; 2045-46: -0.432; 2046-47: -0.425; 2047-48: -0.432; 2048-49: -0.432; 2049-50: -0.432
6.1FP | Deployable Output post forecast changes | 6.1BL + 6.2FP + 6.3FP +7.01FP +7.02FP | Ml/d | 2 | 2019-20: 87.76; 2020-21: 87.76; 2021-22: 87.76; 2022-23: 87.76; 2023-24: 87.76; 2024-25: 87.76; 2025-26: 77.76; 2026-27: 77.76; 2027-28: 77.76; 2028-29: 77.76; 2029-30: 77.76; 2030-31: 80.36; 2031-32: 80.36; 2032-33: 80.36; 2033-34: 80.36; 2034-35: 80.36; 2035-36: 80.36; 2036-37: 80.36; 2037-38: 80.36; 2038-39: 80.36; 2039-40: 80.36; 2040-41: 80.36; 2041-42: 80.36; 2042-43: 80.36; 2043-44: 80.36; 2044-45: 80.36; 2045-46: 61.85; 2046-47: 61.85; 2047-48: 61.85; 2048-49: 61.85; 2049-50: 61.85
8FP | Raw water losses, treatment works losses and operational use | 8BL + 8.1FP + 8.2FP | Ml/d | 2 | 2019-20: 1.67; 2020-21: 1.67; 2021-22: 1.67; 2022-23: 1.67; 2023-24: 1.67; 2024-25: 1.67; 2025-26: 1.67; 2026-27: 1.67; 2027-28: 1.67; 2028-29: 1.67; 2029-30: 1.67; 2030-31: 1.67; 2031-32: 1.67; 2032-33: 1.67; 2033-34: 1.67; 2034-35: 1.67; 2035-36: 1.67; 2036-37: 1.67; 2037-38: 1.67; 2038-39: 1.67; 2039-40: 1.67; 2040-41: 1.67; 2041-42: 1.67; 2042-43: 1.67; 2043-44: 1.67; 2044-45: 1.67; 2045-46: 1.67; 2046-47: 1.67; 2047-48: 1.67; 2048-49: 1.67; 2049-50: 1.67
9FP | Total Outage Allowance | 9BL + 9.1FP | Ml/d | 2 | 2019-20: 0.72; 2020-21: 0.72; 2021-22: 0.72; 2022-23: 0.72; 2023-24: 0.72; 2024-25: 0.72; 2025-26: 0.72; 2026-27: 0.72; 2027-28: 0.72; 2028-29: 0.72; 2029-30: 0.72; 2030-31: 0.72; 2031-32: 0.72; 2032-33: 0.72; 2033-34: 0.72; 2034-35: 0.72; 2035-36: 0.72; 2036-37: 0.72; 2037-38: 0.72; 2038-39: 0.72; 2039-40: 0.72; 2040-41: 0.72; 2041-42: 0.72; 2042-43: 0.72; 2043-44: 0.72; 2044-45: 0.72; 2045-46: 0.72; 2046-47: 0.72; 2047-48: 0.72; 2048-49: 0.72; 2049-50: 0.72
10FP | Water Available For Use (own sources) | (6.1FP) - (8FP + 9FP) | Ml/d | 2 | 2019-20: 85.37; 2020-21: 85.37; 2021-22: 85.37; 2022-23: 85.37; 2023-24: 85.37; 2024-25: 85.37; 2025-26: 75.37; 2026-27: 75.37; 2027-28: 75.37; 2028-29: 75.37; 2029-30: 75.37; 2030-31: 77.97; 2031-32: 77.97; 2032-33: 77.97; 2033-34: 77.97; 2034-35: 77.97; 2035-36: 77.97; 2036-37: 77.97; 2037-38: 77.97; 2038-39: 77.97; 2039-40: 77.97; 2040-41: 77.97; 2041-42: 77.97; 2042-43: 77.97; 2043-44: 77.97; 2044-45: 77.97; 2045-46: 59.46; 2046-47: 59.46; 2047-48: 59.46; 2048-49: 59.46; 2049-50: 59.46
11FP | Total Water Available For Use | 10FP + sum (2FP:5FP) | Ml/d | 2 | 2019-20: 85.37; 2020-21: 85.37; 2021-22: 85.37; 2022-23: 85.37; 2023-24: 85.37; 2024-25: 85.37; 2025-26: 83.56; 2026-27: 83.2; 2027-28: 83.08; 2028-29: 99.94; 2029-30: 99.94; 2030-31: 85.03; 2031-32: 85.03; 2032-33: 85.03; 2033-34: 85.03; 2034-35: 85.03; 2035-36: 81.85; 2036-37: 82.84; 2037-38: 87.57; 2038-39: 87.97; 2039-40: 85.03; 2040-41: 85.03; 2041-42: 85.03; 2042-43: 85.03; 2043-44: 85.03; 2044-45: 85.03; 2045-46: 88.518; 2046-47: 78.629; 2047-48: 88.518; 2048-49: 78.822; 2049-50: 78.978
12FP | Water delivered measured non-household | 12BL + 12.2FP | Ml/d | 2 | 2019-20: 20.23; 2020-21: 20.33; 2021-22: 20.33; 2022-23: 20.48; 2023-24: 20.6; 2024-25: 20.6; 2025-26: 20.41; 2026-27: 20.25; 2027-28: 20.07; 2028-29: 19.91; 2029-30: 19.8; 2030-31: 19.67; 2031-32: 19.54; 2032-33: 19.41; 2033-34: 19.37; 2034-35: 19.38; 2035-36: 19.4; 2036-37: 19.36; 2037-38: 19.28; 2038-39: 19.21; 2039-40: 19.14; 2040-41: 19.07; 2041-42: 19; 2042-43: 18.93; 2043-44: 18.85; 2044-45: 18.78; 2045-46: 18.71; 2046-47: 18.65; 2047-48: 18.59; 2048-49: 18.55; 2049-50: 18.51
12.1FP | Non-potable water consumption | Input | Ml/d | 2 | 2019-20: 0; 2020-21: 0; 2021-22: 0; 2022-23: 0; 2023-24: 0; 2024-25: 0; 2025-26: 0; 2026-27: 0; 2027-28: 0; 2028-29: 0; 2029-30: 0; 2030-31: 0; 2031-32: 0; 2032-33: 0; 2033-34: 0; 2034-35: 0; 2035-36: 0; 2036-37: 0; 2037-38: 0; 2038-39: 0; 2039-40: 0; 2040-41: 0; 2041-42: 0; 2042-43: 0; 2043-44: 0; 2044-45: 0; 2045-46: 0; 2046-47: 0; 2047-48: 0; 2048-49: 0; 2049-50: 0
13FP | Water delivered unmeasured non-household | 13BL + 13.1FP | Ml/d | 2 | 2019-20: 0.06; 2020-21: 0.06; 2021-22: 0.06; 2022-23: 0.06; 2023-24: 0.06; 2024-25: 0.06; 2025-26: 0.06; 2026-27: 0.06; 2027-28: 0.06; 2028-29: 0.06; 2029-30: 0.06; 2030-31: 0.06; 2031-32: 0.06; 2032-33: 0.06; 2033-34: 0.06; 2034-35: 0.07; 2035-36: 0.07; 2036-37: 0.07; 2037-38: 0.07; 2038-39: 0.07; 2039-40: 0.07; 2040-41: 0.07; 2041-42: 0.07; 2042-43: 0.07; 2043-44: 0.07; 2044-45: 0.07; 2045-46: 0.07; 2046-47: 0.07; 2047-48: 0.07; 2048-49: 0.07; 2049-50: 0.07
14FP | Water delivered measured household | 14BL + 14.1FP | Ml/d | 2 | 2019-20: 38.59; 2020-21: 39.06; 2021-22: 39.53; 2022-23: 40.09; 2023-24: 40.49; 2024-25: 40.97; 2025-26: 40.85; 2026-27: 40.81; 2027-28: 41.04; 2028-29: 41.11; 2029-30: 41.12; 2030-31: 41.2; 2031-32: 41.25; 2032-33: 41.56; 2033-34: 41.88; 2034-35: 41.94; 2035-36: 41.97; 2036-37: 41.98; 2037-38: 42.11; 2038-39: 42.2; 2039-40: 42.24; 2040-41: 42.21; 2041-42: 42.16; 2042-43: 42.1; 2043-44: 42.04; 2044-45: 42.25; 2045-46: 42.4; 2046-47: 42.546; 2047-48: 42.68; 2048-49: 42.82; 2049-50: 42.93
15FP | Water delivered unmeasured household | 15BL + 15.1FP | Ml/d | 2 | 2019-20: 8.62; 2020-21: 8.18; 2021-22: 7.8; 2022-23: 7.36; 2023-24: 6.93; 2024-25: 6.51; 2025-26: 6.18; 2026-27: 5.85; 2027-28: 5.54; 2028-29: 5.23; 2029-30: 4.94; 2030-31: 4.67; 2031-32: 4.41; 2032-33: 4.16; 2033-34: 3.91; 2034-35: 3.67; 2035-36: 3.43; 2036-37: 3.2; 2037-38: 2.97; 2038-39: 2.73; 2039-40: 2.64; 2040-41: 2.55; 2041-42: 2.46; 2042-43: 2.38; 2043-44: 2.3; 2044-45: 2.23; 2045-46: 2.2; 2046-47: 2.17; 2047-48: 2.14; 2048-49: 2.12; 2049-50: 2.12
16FP | Percentage of consumption driven by climate change | 16BL | % | 1 | 2019-20: 0%; 2020-21: 0%; 2021-22: 0%; 2022-23: 0.1%; 2023-24: 0.1%; 2024-25: 0.1%; 2025-26: 0.1%; 2026-27: 0.1%; 2027-28: 0.1%; 2028-29: 0.2%; 2029-30: 0.2%; 2030-31: 0.2%; 2031-32: 0.2%; 2032-33: 0.3%; 2033-34: 0.3%; 2034-35: 0.3%; 2035-36: 0.4%; 2036-37: 0.4%; 2037-38: 0.4%; 2038-39: 0.5%; 2039-40: 0.5%; 2040-41: 0.6%; 2041-42: 0.6%; 2042-43: 0.6%; 2043-44: 0.7%; 2044-45: 0.7%; 2045-46: 0.8%; 2046-47: 0.8%; 2047-48: 0.8%; 2048-49: 0.8%; 2049-50: 0.9%
17FP | Volume of consumption driven by climate change | 16FP * (12FP + sum(13FP:15FP) - sum (23FP:26FP)) | Ml/d | 2 | 2019-20: 0; 2020-21: 0; 2021-22: 0; 2022-23: 0.0661; 2023-24: 0.06624; 2024-25: 0.06633; 2025-26: 0.06587; 2026-27: 0.06548; 2027-28: 0.06531; 2028-29: 0.1299; 2029-30: 0.12926; 2030-31: 0.12876; 2031-32: 0.1282; 2032-33: 0.19212; 2033-34: 0.19221; 2034-35: 0.19179; 2035-36: 0.25492; 2036-37: 0.25392; 2037-38: 0.25324; 2038-39: 0.3154; 2039-40: 0.31485; 2040-41: 0.37662; 2041-42: 0.37542; 2042-43: 0.37416; 2043-44: 0.43505; 2044-45: 0.43547; 2045-46: 0.49808; 2046-47: 0.49853; 2047-48: 0.49888; 2048-49: 0.49952; 2049-50: 0.56259
18FP | Measured Household - PCC | ((14FP - 25FP) * 1,000,000) / (39FP * 1000) | l/h/d | 1 | 2019-20: 176.035; 2020-21: 173.4569; 2021-22: 171.9836; 2022-23: 169.614; 2023-24: 167.0272; 2024-25: 165.7863; 2025-26: 162.892; 2026-27: 160.7379; 2027-28: 159.5938; 2028-29: 157.878; 2029-30: 156.2445; 2030-31: 154.9455; 2031-32: 153.7496; 2032-33: 153.4016; 2033-34: 153.049; 2034-35: 151.7743; 2035-36: 150.4252; 2036-37: 149.1097; 2037-38: 148.2606; 2038-39: 147.1978; 2039-40: 146.2036; 2040-41: 144.9851; 2041-42: 143.7928; 2042-43: 142.5667; 2043-44: 141.3863; 2044-45: 141.1406; 2045-46: 140.858; 2046-47: 140.5607; 2047-48: 140.2476; 2048-49: 139.931; 2049-50: 139.6079
19FP | Unmeasured Household - PCC | ((15FP - 26FP) * 1,000,000) / (40FP * 1000) | l/h/d | 1 | 2019-20: 225.5009; 2020-21: 225.2742; 2021-22: 225.0655; 2022-23: 224.9135; 2023-24: 224.7386; 2024-25: 224.0701; 2025-26: 224.0397; 2026-27: 224.0484; 2027-28: 224.0159; 2028-29: 223.2367; 2029-30: 223.3287; 2030-31: 224.0107; 2031-32: 224.8965; 2032-33: 226.1656; 2033-34: 226.4992; 2034-35: 227.8146; 2035-36: 228.3397; 2036-37: 230.3263; 2037-38: 231.7826; 2038-39: 233.1962; 2039-40: 233.8351; 2040-41: 234.3137; 2041-42: 233.4551; 2042-43: 234.3422; 2043-44: 234.9358; 2044-45: 235.2544; 2045-46: 235.2672; 2046-47: 236.3026; 2047-48: 236.0263; 2048-49: 236.792; 2049-50: 236.9048
20FP | Average Household - PCC | (((14FP - 25FP) + (15FP - 26FP)) * 1,000,000)/ ((39FP + 40FP) * 1,000) | l/h/d | 1 | 2019-20: 183.1939; 2020-21: 180.4669; 2021-22: 178.749; 2022-23: 176.1553; 2023-24: 173.3575; 2024-25: 171.7352; 2025-26: 168.7479; 2026-27: 166.4361; 2027-28: 165.0399; 2028-29: 163.0624; 2029-30: 161.2369; 2030-31: 159.761; 2031-32: 158.3949; 2032-33: 157.8402; 2033-34: 157.2246; 2034-35: 155.7923; 2035-36: 154.2388; 2036-37: 152.7752; 2037-38: 151.7147; 2038-39: 150.4244; 2039-40: 149.3601; 2040-41: 148.0746; 2041-42: 146.7712; 2042-43: 145.4951; 2043-44: 144.2543; 2044-45: 143.9138; 2045-46: 143.586; 2046-47: 143.2752; 2047-48: 142.9132; 2048-49: 142.5784; 2049-50: 142.2533
21FP | Water taken unbilled | 21BL + 21.1FP | Ml/d | 2 | 2019-20: 1.44; 2020-21: 1.44; 2021-22: 1.44; 2022-23: 1.46; 2023-24: 1.44; 2024-25: 1.43; 2025-26: 1.44; 2026-27: 1.44; 2027-28: 1.45; 2028-29: 1.44; 2029-30: 1.44; 2030-31: 1.43; 2031-32: 1.43; 2032-33: 1.45; 2033-34: 1.43; 2034-35: 1.45; 2035-36: 1.44; 2036-37: 1.45; 2037-38: 1.44; 2038-39: 1.44; 2039-40: 1.44; 2040-41: 1.44; 2041-42: 1.44; 2042-43: 1.45; 2043-44: 1.43; 2044-45: 1.45; 2045-46: 1.45; 2046-47: 1.47; 2047-48: 1.45; 2048-49: 1.45; 2049-50: 1.43
22FP | Distribution system operational use | 22BL + 22.1FP | Ml/d | 2 | 2019-20: 0.34; 2020-21: 0.34; 2021-22: 0.34; 2022-23: 0.34; 2023-24: 0.34; 2024-25: 0.34; 2025-26: 0.34; 2026-27: 0.34; 2027-28: 0.34; 2028-29: 0.34; 2029-30: 0.34; 2030-31: 0.34; 2031-32: 0.34; 2032-33: 0.34; 2033-34: 0.34; 2034-35: 0.34; 2035-36: 0.34; 2036-37: 0.34; 2037-38: 0.34; 2038-39: 0.34; 2039-40: 0.34; 2040-41: 0.34; 2041-42: 0.34; 2042-43: 0.34; 2043-44: 0.34; 2044-45: 0.34; 2045-46: 0.34; 2046-47: 0.34; 2047-48: 0.34; 2048-49: 0.34; 2049-50: 0.34
23FP | Measured Non Household - USPL | 23BL + 23.1FP | Ml/d | 2 | 2019-20: 0.05; 2020-21: 0.05; 2021-22: 0.05; 2022-23: 0.06; 2023-24: 0.06; 2024-25: 0.06; 2025-26: 0.06; 2026-27: 0.06; 2027-28: 0.05; 2028-29: 0.05; 2029-30: 0.05; 2030-31: 0.05; 2031-32: 0.05; 2032-33: 0.05; 2033-34: 0.05; 2034-35: 0.04; 2035-36: 0.04; 2036-37: 0.04; 2037-38: 0.04; 2038-39: 0.04; 2039-40: 0.04; 2040-41: 0.04; 2041-42: 0.03; 2042-43: 0.03; 2043-44: 0.03; 2044-45: 0.03; 2045-46: 0.03; 2046-47: 0.03; 2047-48: 0.03; 2048-49: 0.02; 2049-50: 0.02
24FP | Unmeasured Non Household - USPL | 24BL + 24.1FP | Ml/d | 2 | 2019-20: 0; 2020-21: 0; 2021-22: 0; 2022-23: 0; 2023-24: 0; 2024-25: 0; 2025-26: 0; 2026-27: 0; 2027-28: 0; 2028-29: 0; 2029-30: 0; 2030-31: 0; 2031-32: 0; 2032-33: 0; 2033-34: 0; 2034-35: 0; 2035-36: 0; 2036-37: 0; 2037-38: 0; 2038-39: 0; 2039-40: 0; 2040-41: 0; 2041-42: 0; 2042-43: 0; 2043-44: 0; 2044-45: 0; 2045-46: 0; 2046-47: 0; 2047-48: 0; 2048-49: 0; 2049-50: 0
25FP | Measured Household - USPL | 25BL + 25.1FP | Ml/d | 2 | 2019-20: 1.36; 2020-21: 1.36; 2021-22: 1.34; 2022-23: 1.36; 2023-24: 1.34; 2024-25: 1.33; 2025-26: 1.17; 2026-27: 1.06; 2027-28: 1; 2028-29: 0.97; 2029-30: 0.92; 2030-31: 0.87; 2031-32: 0.83; 2032-33: 0.84; 2033-34: 0.85; 2034-35: 0.86; 2035-36: 0.88; 2036-37: 0.89; 2037-38: 0.89; 2038-39: 0.91; 2039-40: 0.91; 2040-41: 0.93; 2041-42: 0.93; 2042-43: 0.94; 2043-44: 0.94; 2044-45: 0.95; 2045-46: 0.95; 2046-47: 0.96; 2047-48: 0.96; 2048-49: 0.97; 2049-50: 0.97
26FP | Unmeasured Household - USPL | 26BL + 26.1BL | Ml/d | 2 | 2019-20: 0.55; 2020-21: 0.52; 2021-22: 0.5; 2022-23: 0.47; 2023-24: 0.44; 2024-25: 0.42; 2025-26: 0.4; 2026-27: 0.37; 2027-28: 0.35; 2028-29: 0.34; 2029-30: 0.32; 2030-31: 0.3; 2031-32: 0.28; 2032-33: 0.26; 2033-34: 0.25; 2034-35: 0.23; 2035-36: 0.22; 2036-37: 0.2; 2037-38: 0.19; 2038-39: 0.18; 2039-40: 0.17; 2040-41: 0.16; 2041-42: 0.16; 2042-43: 0.15; 2043-44: 0.14; 2044-45: 0.14; 2045-46: 0.14; 2046-47: 0.13; 2047-48: 0.13; 2048-49: 0.13; 2049-50: 0.13
27FP | Void Properties - USPL | 27BL + 27.1FP | Ml/d | 2 | 2019-20: 0.14; 2020-21: 0.14; 2021-22: 0.14; 2022-23: 0.14; 2023-24: 0.15; 2024-25: 0.15; 2025-26: 0.15; 2026-27: 0.15; 2027-28: 0.15; 2028-29: 0.15; 2029-30: 0.16; 2030-31: 0.16; 2031-32: 0.16; 2032-33: 0.16; 2033-34: 0.16; 2034-35: 0.16; 2035-36: 0.16; 2036-37: 0.16; 2037-38: 0.16; 2038-39: 0.16; 2039-40: 0.17; 2040-41: 0.17; 2041-42: 0.17; 2042-43: 0.17; 2043-44: 0.17; 2044-45: 0.17; 2045-46: 0.17; 2046-47: 0.17; 2047-48: 0.17; 2048-49: 0.17; 2049-50: 0.18
28FP | Distribution losses | 28BL + 28.1FP | Ml/d | 2 | 2019-20: 9.8; 2020-21: 9.59; 2021-22: 9.47; 2022-23: 9.28; 2023-24: 9.08; 2024-25: 8.89; 2025-26: 8.88; 2026-27: 8.88; 2027-28: 8.87; 2028-29: 8.83; 2029-30: 8.83; 2030-31: 8.79; 2031-32: 8.79; 2032-33: 8.01; 2033-34: 8.01; 2034-35: 8; 2035-36: 7.74; 2036-37: 7.37; 2037-38: 7.31; 2038-39: 7.27; 2039-40: 7.25; 2040-41: 7.23; 2041-42: 7.22; 2042-43: 7.21; 2043-44: 7.18; 2044-45: 7.07; 2045-46: 7.06; 2046-47: 6.99; 2047-48: 6.95; 2048-49: 6.86; 2049-50: 6.84
29FP | Total Leakage | sum (23FP:28FP) | Ml/d | 2 | 2019-20: 11.9; 2020-21: 11.66; 2021-22: 11.5; 2022-23: 11.31; 2023-24: 11.07; 2024-25: 10.85; 2025-26: 10.66; 2026-27: 10.52; 2027-28: 10.42; 2028-29: 10.34; 2029-30: 10.28; 2030-31: 10.17; 2031-32: 10.11; 2032-33: 9.32; 2033-34: 9.32; 2034-35: 9.29; 2035-36: 9.04; 2036-37: 8.66; 2037-38: 8.59; 2038-39: 8.56; 2039-40: 8.54; 2040-41: 8.53; 2041-42: 8.51; 2042-43: 8.5; 2043-44: 8.46; 2044-45: 8.36; 2045-46: 8.35; 2046-47: 8.28; 2047-48: 8.24; 2048-49: 8.15; 2049-50: 8.14
30FP | Leakage/property | (29FP * 1,000,000) / (36FP * 1,000) | l/prop/d | 2 | 2019-20: 103.6035; 2020-21: 99.1067; 2021-22: 95.6261; 2022-23: 92.3484; 2023-24: 88.7973; 2024-25: 85.8665; 2025-26: 83.2565; 2026-27: 81.2901; 2027-28: 79.7002; 2028-29: 78.2954; 2029-30: 77.1447; 2030-31: 75.6533; 2031-32: 74.6357; 2032-33: 68.2904; 2033-34: 67.7966; 2034-35: 67.0986; 2035-36: 64.8387; 2036-37: 61.6901; 2037-38: 60.7845; 2038-39: 60.1787; 2039-40: 59.656; 2040-41: 59.2147; 2041-42: 58.7156; 2042-43: 58.2978; 2043-44: 57.6856; 2044-45: 56.6799; 2045-46: 56.2976; 2046-47: 55.5239; 2047-48: 54.9634; 2048-49: 54.082; 2049-50: 53.7436
31FP | Measured Non Household - properties | Input | 000's | 2 | 2019-20: 6.939; 2020-21: 7.023; 2021-22: 7.095; 2022-23: 7.187; 2023-24: 7.266; 2024-25: 7.344; 2025-26: 7.413; 2026-27: 7.476; 2027-28: 7.536; 2028-29: 7.59; 2029-30: 7.642; 2030-31: 7.692; 2031-32: 7.739; 2032-33: 7.784; 2033-34: 7.825; 2034-35: 7.865; 2035-36: 7.904; 2036-37: 7.942; 2037-38: 7.978; 2038-39: 8.012; 2039-40: 8.044; 2040-41: 8.074; 2041-42: 8.102; 2042-43: 8.127; 2043-44: 8.15; 2044-45: 8.17; 2045-46: 8.188; 2046-47: 8.203; 2047-48: 8.217; 2048-49: 8.23; 2049-50: 8.24
32FP | Unmeasured Non Household - properties | Input | 000's | 2 | 2019-20: 0.028; 2020-21: 0.028; 2021-22: 0.028; 2022-23: 0.029; 2023-24: 0.029; 2024-25: 0.029; 2025-26: 0.03; 2026-27: 0.03; 2027-28: 0.03; 2028-29: 0.03; 2029-30: 0.031; 2030-31: 0.031; 2031-32: 0.031; 2032-33: 0.031; 2033-34: 0.031; 2034-35: 0.032; 2035-36: 0.032; 2036-37: 0.032; 2037-38: 0.032; 2038-39: 0.032; 2039-40: 0.032; 2040-41: 0.032; 2041-42: 0.033; 2042-43: 0.033; 2043-44: 0.033; 2044-45: 0.033; 2045-46: 0.033; 2046-47: 0.033; 2047-48: 0.033; 2048-49: 0.033; 2049-50: 0.033
33FP | All void non-households - properties | Input | 000's | 2 | 2019-20: 0; 2020-21: 0; 2021-22: 0; 2022-23: 0; 2023-24: 0; 2024-25: 0; 2025-26: 0; 2026-27: 0; 2027-28: 0; 2028-29: 0; 2029-30: 0; 2030-31: 0; 2031-32: 0; 2032-33: 0; 2033-34: 0; 2034-35: 0; 2035-36: 0; 2036-37: 0; 2037-38: 0; 2038-39: 0; 2039-40: 0; 2040-41: 0; 2041-42: 0; 2042-43: 0; 2043-44: 0; 2044-45: 0; 2045-46: 0; 2046-47: 0; 2047-48: 0; 2048-49: 0; 2049-50: 0
34FP | Measured households - properties (excl. void) | Year before + sum (34.1BL:34.6BL) | 000's | 2 | 2019-20: 92.29; 2020-21: 95.61; 2021-22: 98.684; 2022-23: 101.42; 2023-24: 104.14; 2024-25: 106.339; 2025-26: 108.418; 2026-27: 110.186; 2027-28: 111.893; 2028-29: 113.586; 2029-30: 115.132; 2030-31: 116.649; 2031-32: 118.012; 2032-33: 119.351; 2033-34: 120.66; 2034-35: 121.945; 2035-36: 123.204; 2036-37: 124.438; 2037-38: 125.647; 2038-39: 126.831; 2039-40: 127.852; 2040-41: 128.856; 2041-42: 129.841; 2042-43: 130.808; 2043-44: 131.758; 2044-45: 132.692; 2045-46: 133.531; 2046-47: 134.355; 2047-48: 135.164; 2048-49: 135.958; 2049-50: 136.693
34.1FP | New build properties - properties | Input (new builds in each year) | 000's | 2 | 2019-20: 2.757; 2020-21: 2.523; 2021-22: 2.332; 2022-23: 2.062; 2023-24: 2.074; 2024-25: 1.58; 2025-26: 1.576; 2026-27: 1.283; 2027-28: 1.24; 2028-29: 1.243; 2029-30: 1.111; 2030-31: 1.099; 2031-32: 0.96; 2032-33: 0.95; 2033-34: 0.934; 2034-35: 0.923; 2035-36: 0.91; 2036-37: 0.899; 2037-38: 0.886; 2038-39: 0.872; 2039-40: 0.861; 2040-41: 0.849; 2041-42: 0.836; 2042-43: 0.824; 2043-44: 0.811; 2044-45: 0.8; 2045-46: 0.786; 2046-47: 0.774; 2047-48: 0.761; 2048-49: 0.748; 2049-50: 0.735
34.2FP | Meter optants - properties | Input (meter optants in each year) | 000's | 2 | 2019-20: 0.556; 2020-21: 0.531; 2021-22: 0.486; 2022-23: 0.427; 2023-24: 0.409; 2024-25: 0.391; 2025-26: 0.285; 2026-27: 0.275; 2027-28: 0.266; 2028-29: 0.257; 2029-30: 0.249; 2030-31: 0.24; 2031-32: 0.232; 2032-33: 0.224; 2033-34: 0.217; 2034-35: 0.21; 2035-36: 0.203; 2036-37: 0.196; 2037-38: 0.189; 2038-39: 0.183; 2039-40: 0.089; 2040-41: 0.086; 2041-42: 0.083; 2042-43: 0.08; 2043-44: 0.078; 2044-45: 0.075; 2045-46: 0; 2046-47: 0; 2047-48: 0; 2048-49: 0; 2049-50: 0
34.3FP | Compulsory metering - properties | Input (compulsory meters in each year) | 000's | 2 | 2019-20: 0; 2020-21: 0; 2021-22: 0; 2022-23: 0; 2023-24: 0; 2024-25: 0; 2025-26: 0; 2026-27: 0; 2027-28: 0; 2028-29: 0; 2029-30: 0; 2030-31: 0; 2031-32: 0; 2032-33: 0; 2033-34: 0; 2034-35: 0; 2035-36: 0; 2036-37: 0; 2037-38: 0; 2038-39: 0; 2039-40: 0; 2040-41: 0; 2041-42: 0; 2042-43: 0; 2043-44: 0; 2044-45: 0; 2045-46: 0; 2046-47: 0; 2047-48: 0; 2048-49: 0; 2049-50: 0
34.4FP | Metering on change of occupancy - properties | Input (change of occupancy meters in each year) | 000's | 2 | 2019-20: 0.258; 2020-21: 0.249; 2021-22: 0.24; 2022-23: 0.232; 2023-24: 0.222; 2024-25: 0.214; 2025-26: 0.205; 2026-27: 0.197; 2027-28: 0.189; 2028-29: 0.181; 2029-30: 0.174; 2030-31: 0.167; 2031-32: 0.16; 2032-33: 0.154; 2033-34: 0.148; 2034-35: 0.142; 2035-36: 0.136; 2036-37: 0.13; 2037-38: 0.125; 2038-39: 0.12; 2039-40: 0.067; 2040-41: 0.065; 2041-42: 0.062; 2042-43: 0.059; 2043-44: 0.057; 2044-45: 0.055; 2045-46: 0.053; 2046-47: 0.05; 2047-48: 0.048; 2048-49: 0.046; 2049-50: 0
34.5FP | Selective metering - properties | Input (selective meters in each year) | 000's | 2 | 2019-20: 0.018; 2020-21: 0.017; 2021-22: 0.016; 2022-23: 0.015; 2023-24: 0.015; 2024-25: 0.014; 2025-26: 0.013; 2026-27: 0.013; 2027-28: 0.012; 2028-29: 0.012; 2029-30: 0.012; 2030-31: 0.011; 2031-32: 0.011; 2032-33: 0.011; 2033-34: 0.01; 2034-35: 0.01; 2035-36: 0.01; 2036-37: 0.009; 2037-38: 0.009; 2038-39: 0.009; 2039-40: 0.004; 2040-41: 0.004; 2041-42: 0.004; 2042-43: 0.004; 2043-44: 0.004; 2044-45: 0.004; 2045-46: 0; 2046-47: 0; 2047-48: 0; 2048-49: 0; 2049-50: 0
34.6FP | Other changes to existing metering - properties | Input (other changes to meters in each year) | 000's | 2 | 2019-20: 0; 2020-21: 0; 2021-22: 0; 2022-23: 0; 2023-24: 0; 2024-25: 0; 2025-26: 0; 2026-27: 0; 2027-28: 0; 2028-29: 0; 2029-30: 0; 2030-31: 0; 2031-32: 0; 2032-33: 0; 2033-34: 0; 2034-35: 0; 2035-36: 0; 2036-37: 0; 2037-38: 0; 2038-39: 0; 2039-40: 0; 2040-41: 0; 2041-42: 0; 2042-43: 0; 2043-44: 0; 2044-45: 0; 2045-46: 0; 2046-47: 0; 2047-48: 0; 2048-49: 0; 2049-50: 0
34.7FP | Measured household void properties | Input | 000's | 2 | 2019-20: 2.221; 2020-21: 2.282; 2021-22: 2.328; 2022-23: 2.4; 2023-24: 2.458; 2024-25: 2.508; 2025-26: 2.553; 2026-27: 2.594; 2027-28: 2.633; 2028-29: 2.672; 2029-30: 2.709; 2030-31: 2.743; 2031-32: 2.776; 2032-33: 2.808; 2033-34: 2.836; 2034-35: 2.864; 2035-36: 2.892; 2036-37: 2.919; 2037-38: 2.946; 2038-39: 2.972; 2039-40: 2.994; 2040-41: 3.016; 2041-42: 3.038; 2042-43: 3.06; 2043-44: 3.082; 2044-45: 3.103; 2045-46: 3.123; 2046-47: 3.142; 2047-48: 3.161; 2048-49: 3.181; 2049-50: 3.199
35FP | Unmeasured households - properties (excl. void) | Input | 000's | 2 | 2019-20: 13.07; 2020-21: 12.411; 2021-22: 11.842; 2022-23: 11.168; 2023-24: 10.522; 2024-25: 9.904; 2025-26: 9.401; 2026-27: 8.916; 2027-28: 8.449; 2028-29: 7.998; 2029-30: 7.564; 2030-31: 7.146; 2031-32: 6.742; 2032-33: 6.353; 2033-34: 5.979; 2034-35: 5.617; 2035-36: 5.269; 2036-37: 4.934; 2037-38: 4.61; 2038-39: 4.298; 2039-40: 4.138; 2040-41: 3.983; 2041-42: 3.835; 2042-43: 3.691; 2043-44: 3.553; 2044-45: 3.419; 2045-46: 3.367; 2046-47: 3.316; 2047-48: 3.268; 2048-49: 3.221; 2049-50: 3.221
35.1FP | Unmeasured household void properties | Input | 000's | 2 | 2019-20: 0.313; 2020-21: 0.297; 2021-22: 0.283; 2022-23: 0.267; 2023-24: 0.251; 2024-25: 0.235; 2025-26: 0.223; 2026-27: 0.211; 2027-28: 0.199; 2028-29: 0.188; 2029-30: 0.178; 2030-31: 0.168; 2031-32: 0.158; 2032-33: 0.149; 2033-34: 0.139; 2034-35: 0.13; 2035-36: 0.122; 2036-37: 0.114; 2037-38: 0.106; 2038-39: 0.098; 2039-40: 0.094; 2040-41: 0.091; 2041-42: 0.087; 2042-43: 0.084; 2043-44: 0.081; 2044-45: 0.078; 2045-46: 0.077; 2046-47: 0.076; 2047-48: 0.075; 2048-49: 0.074; 2049-50: 0.074
36FP | Total Resource Zone Properties (incl. voids) | sum (31FP:34FP) + 34.7FP + 35BL + 35.1BL | 000's | 2 | 2019-20: 114.861; 2020-21: 117.651; 2021-22: 120.26; 2022-23: 122.471; 2023-24: 124.666; 2024-25: 126.359; 2025-26: 128.038; 2026-27: 129.413; 2027-28: 130.74; 2028-29: 132.064; 2029-30: 133.256; 2030-31: 134.429; 2031-32: 135.458; 2032-33: 136.476; 2033-34: 137.47; 2034-35: 138.453; 2035-36: 139.423; 2036-37: 140.379; 2037-38: 141.319; 2038-39: 142.243; 2039-40: 143.154; 2040-41: 144.052; 2041-42: 144.936; 2042-43: 145.803; 2043-44: 146.657; 2044-45: 147.495; 2045-46: 148.319; 2046-47: 149.125; 2047-48: 149.918; 2048-49: 150.697; 2049-50: 151.46
37FP | Measured Non Household - Population | Input | 000's | 2 | 2019-20: 4.614; 2020-21: 4.663; 2021-22: 4.703; 2022-23: 4.756; 2023-24: 4.806; 2024-25: 4.846; 2025-26: 4.886; 2026-27: 4.941; 2027-28: 5.001; 2028-29: 5.064; 2029-30: 5.117; 2030-31: 5.166; 2031-32: 5.26; 2032-33: 5.333; 2033-34: 5.384; 2034-35: 5.421; 2035-36: 5.458; 2036-37: 5.493; 2037-38: 5.533; 2038-39: 5.578; 2039-40: 5.616; 2040-41: 5.659; 2041-42: 5.708; 2042-43: 5.764; 2043-44: 5.824; 2044-45: 5.886; 2045-46: 5.954; 2046-47: 6.026; 2047-48: 6.098; 2048-49: 6.172; 2049-50: 6.241
38FP | Unmeasured Non Household - Population | Input | 000's | 2 | 2019-20: 0.019; 2020-21: 0.019; 2021-22: 0.019; 2022-23: 0.019; 2023-24: 0.019; 2024-25: 0.019; 2025-26: 0.02; 2026-27: 0.02; 2027-28: 0.02; 2028-29: 0.02; 2029-30: 0.021; 2030-31: 0.021; 2031-32: 0.021; 2032-33: 0.021; 2033-34: 0.022; 2034-35: 0.022; 2035-36: 0.022; 2036-37: 0.022; 2037-38: 0.022; 2038-39: 0.022; 2039-40: 0.023; 2040-41: 0.023; 2041-42: 0.023; 2042-43: 0.023; 2043-44: 0.023; 2044-45: 0.024; 2045-46: 0.024; 2046-47: 0.024; 2047-48: 0.024; 2048-49: 0.025; 2049-50: 0.025
39FP | Measured Household - Population | Input | 000's | 2 | 2019-20: 211.492; 2020-21: 217.345; 2021-22: 222.056; 2022-23: 228.342; 2023-24: 234.393; 2024-25: 239.103; 2025-26: 243.597; 2026-27: 247.297; 2027-28: 250.887; 2028-29: 254.247; 2029-30: 257.289; 2030-31: 260.285; 2031-32: 262.895; 2032-33: 265.447; 2033-34: 268.084; 2034-35: 270.665; 2035-36: 273.159; 2036-37: 275.569; 2037-38: 278.024; 2038-39: 280.507; 2039-40: 282.688; 2040-41: 284.719; 2041-42: 286.732; 2042-43: 288.707; 2043-44: 290.693; 2044-45: 292.616; 2045-46: 294.268; 2046-47: 295.858; 2047-48: 297.474; 2048-49: 299.076; 2049-50: 300.556
40FP | Unmeasured Household - Population | Input | 000's | 2 | 2019-20: 35.787; 2020-21: 34.003; 2021-22: 32.435; 2022-23: 30.634; 2023-24: 28.878; 2024-25: 27.179; 2025-26: 25.799; 2026-27: 24.459; 2027-28: 23.168; 2028-29: 21.905; 2029-30: 20.687; 2030-31: 19.508; 2031-32: 18.364; 2032-33: 17.244; 2033-34: 16.159; 2034-35: 15.1; 2035-36: 14.058; 2036-37: 13.025; 2037-38: 11.994; 2038-39: 10.935; 2039-40: 10.563; 2040-41: 10.2; 2041-42: 9.852; 2042-43: 9.516; 2043-44: 9.194; 2044-45: 8.884; 2045-46: 8.756; 2046-47: 8.633; 2047-48: 8.516; 2048-49: 8.404; 2049-50: 8.4
41FP | Total Resource Zone Population | sum (37FP:40FP) | 000's | 2 | 2019-20: 251.912; 2020-21: 256.03; 2021-22: 259.213; 2022-23: 263.751; 2023-24: 268.096; 2024-25: 271.147; 2025-26: 274.302; 2026-27: 276.717; 2027-28: 279.076; 2028-29: 281.236; 2029-30: 283.114; 2030-31: 284.98; 2031-32: 286.54; 2032-33: 288.045; 2033-34: 289.649; 2034-35: 291.208; 2035-36: 292.697; 2036-37: 294.109; 2037-38: 295.573; 2038-39: 297.042; 2039-40: 298.89; 2040-41: 300.601; 2041-42: 302.315; 2042-43: 304.01; 2043-44: 305.734; 2044-45: 307.41; 2045-46: 309.002; 2046-47: 310.541; 2047-48: 312.112; 2048-49: 313.677; 2049-50: 315.222
42FP | Average household occupancy rate (excl. voids) | (39FP + 40FP) / (34FP + 35FP) | h/prop | 1 | 2019-20: 2.347; 2020-21: 2.3268; 2021-22: 2.3025; 2022-23: 2.3002; 2023-24: 2.2961; 2024-25: 2.2907; 2025-26: 2.2865; 2026-27: 2.2817; 2027-28: 2.2773; 2028-29: 2.2713; 2029-30: 2.2656; 2030-31: 2.2601; 2031-32: 2.2545; 2032-33: 2.2489; 2033-34: 2.2445; 2034-35: 2.2402; 2035-36: 2.2356; 2036-37: 2.2307; 2037-38: 2.2265; 2038-39: 2.2226; 2039-40: 2.2218; 2040-41: 2.2201; 2041-42: 2.2187; 2042-43: 2.2173; 2043-44: 2.2163; 2044-45: 2.2151; 2045-46: 2.2135; 2046-47: 2.2117; 2047-48: 2.2104; 2048-49: 2.2092; 2049-50: 2.2082
43FP | Total Household Metering penetration (excl. voids) | 34FP / (34FP + 35FP) | % | 1 | 2019-20: 87.59%; 2020-21: 88.51%; 2021-22: 89.29%; 2022-23: 90.08%; 2023-24: 90.82%; 2024-25: 91.48%; 2025-26: 92.02%; 2026-27: 92.51%; 2027-28: 92.98%; 2028-29: 93.42%; 2029-30: 93.84%; 2030-31: 94.23%; 2031-32: 94.6%; 2032-33: 94.95%; 2033-34: 95.28%; 2034-35: 95.6%; 2035-36: 95.9%; 2036-37: 96.19%; 2037-38: 96.46%; 2038-39: 96.72%; 2039-40: 96.86%; 2040-41: 97%; 2041-42: 97.13%; 2042-43: 97.26%; 2043-44: 97.37%; 2044-45: 97.49%; 2045-46: 97.54%; 2046-47: 97.59%; 2047-48: 97.64%; 2048-49: 97.69%; 2049-50: 97.7%
44FP | Total Household Metering penetration (incl. voids) | (34FP) / (34FP + 34.7FP + 35FP + 35.1FP) | % | 1 | 2019-20: 85.54%; 2020-21: 86.45%; 2021-22: 87.23%; 2022-23: 88%; 2023-24: 88.73%; 2024-25: 89.37%; 2025-26: 89.9%; 2026-27: 90.39%; 2027-28: 90.84%; 2028-29: 91.27%; 2029-30: 91.68%; 2030-31: 92.06%; 2031-32: 92.42%; 2032-33: 92.76%; 2033-34: 93.09%; 2034-35: 93.4%; 2035-36: 93.7%; 2036-37: 93.98%; 2037-38: 94.25%; 2038-39: 94.51%; 2039-40: 94.65%; 2040-41: 94.78%; 2041-42: 94.91%; 2042-43: 95.03%; 2043-44: 95.15%; 2044-45: 95.26%; 2045-46: 95.31%; 2046-47: 95.36%; 2047-48: 95.41%; 2048-49: 95.45%; 2049-50: 95.46%
45FP | Distribution input | sum (12FP:15FP) + 21FP + 22FP + 27FP + 28FP | Ml/d | 2 | 2019-20: 79.22; 2020-21: 79.14; 2021-22: 79.11; 2022-23: 79.21; 2023-24: 79.09; 2024-25: 78.95; 2025-26: 78.31; 2026-27: 77.78; 2027-28: 77.52; 2028-29: 77.07; 2029-30: 76.69; 2030-31: 76.32; 2031-32: 75.98; 2032-33: 75.15; 2033-34: 75.16; 2034-35: 75.01; 2035-36: 74.55; 2036-37: 73.93; 2037-38: 73.68; 2038-39: 73.42; 2039-40: 73.29; 2040-41: 73.08; 2041-42: 72.86; 2042-43: 72.65; 2043-44: 72.38; 2044-45: 72.36; 2045-46: 72.4; 2046-47: 72.406; 2047-48: 72.39; 2048-49: 72.38; 2049-50: 72.42
46FP | Target headroom (climate change component) | Input | Ml/d | 2 | 2019-20: 0.41282; 2020-21: 0.41282; 2021-22: 0.41282; 2022-23: 0.41282; 2023-24: 0.41282; 2024-25: 0.41282; 2025-26: 0.41282; 2026-27: 0.45695; 2027-28: 0.4941; 2028-29: 0.45671; 2029-30: 0.48083; 2030-31: 0.50361; 2031-32: 0.50878; 2032-33: 0.54064; 2033-34: 0.52566; 2034-35: 0.56211; 2035-36: 0.57734; 2036-37: 0.56997; 2037-38: 0.57792; 2038-39: 0.62171; 2039-40: 0; 2040-41: 0; 2041-42: 0; 2042-43: 0; 2043-44: 0; 2044-45: 0; 2045-46: 0; 2046-47: 0; 2047-48: 0; 2048-49: 0; 2049-50: 0
47FP | Target headroom (All other components) | Input | Ml/d | 2 | 2019-20: 4.8234; 2020-21: 4.8234; 2021-22: 4.8234; 2022-23: 4.8234; 2023-24: 4.8234; 2024-25: 4.8234; 2025-26: 4.82; 2026-27: 4.949; 2027-28: 5.0649; 2028-29: 5.4044; 2029-30: 5.7942; 2030-31: 5.8804; 2031-32: 6.1102; 2032-33: 6.329; 2033-34: 6.563; 2034-35: 6.9729; 2035-36: 6.3024; 2036-37: 6.0186; 2037-38: 6.338; 2038-39: 6.6087; 2039-40: 5.5652; 2040-41: 5.8116; 2041-42: 6.0673; 2042-43: 6.2885; 2043-44: 6.6048; 2044-45: 6.7522; 2045-46: 6.1514; 2046-47: 6.225; 2047-48: 6.3639; 2048-49: 6.445; 2049-50: 6.5464
48FP | Target Headroom | 46FP + 47FP | Ml/d | 2 | 2019-20: 5.2362; 2020-21: 5.2362; 2021-22: 5.2362; 2022-23: 5.2362; 2023-24: 5.2362; 2024-25: 5.2362; 2025-26: 5.2328; 2026-27: 5.4059; 2027-28: 5.559; 2028-29: 5.8611; 2029-30: 6.275; 2030-31: 6.384; 2031-32: 6.619; 2032-33: 6.8696; 2033-34: 7.0886; 2034-35: 7.5351; 2035-36: 6.8798; 2036-37: 6.5886; 2037-38: 6.9159; 2038-39: 7.2304; 2039-40: 5.5652; 2040-41: 5.8116; 2041-42: 6.0673; 2042-43: 6.2885; 2043-44: 6.6048; 2044-45: 6.7522; 2045-46: 6.1514; 2046-47: 6.225; 2047-48: 6.3639; 2048-49: 6.445; 2049-50: 6.5464
49FP | Available Headroom | 11FP - 45FP | Ml/d | 2 | 2019-20: 6.15; 2020-21: 6.23; 2021-22: 6.26; 2022-23: 6.16; 2023-24: 6.28; 2024-25: 6.42; 2025-26: 5.25; 2026-27: 5.42; 2027-28: 5.56; 2028-29: 22.87; 2029-30: 23.25; 2030-31: 8.71; 2031-32: 9.05; 2032-33: 9.88; 2033-34: 9.87; 2034-35: 10.02; 2035-36: 7.3; 2036-37: 8.91; 2037-38: 13.89; 2038-39: 14.55; 2039-40: 11.74; 2040-41: 11.95; 2041-42: 12.17; 2042-43: 12.38; 2043-44: 12.65; 2044-45: 12.67; 2045-46: 16.118; 2046-47: 6.223; 2047-48: 16.128; 2048-49: 6.442; 2049-50: 6.558
49.1FP | Available non-potable balance (if applicable) | 1.1FP - 12.1FP | Ml/d | 2 | 2019-20: 0; 2020-21: 0; 2021-22: 0; 2022-23: 0; 2023-24: 0; 2024-25: 0; 2025-26: 0; 2026-27: 0; 2027-28: 0; 2028-29: 0; 2029-30: 0; 2030-31: 0; 2031-32: 0; 2032-33: 0; 2033-34: 0; 2034-35: 0; 2035-36: 0; 2036-37: 0; 2037-38: 0; 2038-39: 0; 2039-40: 0; 2040-41: 0; 2041-42: 0; 2042-43: 0; 2043-44: 0; 2044-45: 0; 2045-46: 0; 2046-47: 0; 2047-48: 0; 2048-49: 0; 2049-50: 0
50FP | Supply Demand Balance | 49FP - 48FP | Ml/d | 2 | 2019-20: 0.91377; 2020-21: 0.99377; 2021-22: 1.0238; 2022-23: 0.92377; 2023-24: 1.0438; 2024-25: 1.1838; 2025-26: 0.017175; 2026-27: 0.01405; 2027-28: 0.00097304; 2028-29: 17.0089; 2029-30: 16.975; 2030-31: 2.326; 2031-32: 2.431; 2032-33: 3.0104; 2033-34: 2.7814; 2034-35: 2.4849; 2035-36: 0.42023; 2036-37: 2.3214; 2037-38: 6.9741; 2038-39: 7.3196; 2039-40: 6.1748; 2040-41: 6.1384; 2041-42: 6.1027; 2042-43: 6.0915; 2043-44: 6.0452; 2044-45: 5.9178; 2045-46: 9.9666; 2046-47: -0.002; 2047-48: 9.7641; 2048-49: -0.003; 2049-50: 0.011581
Data for Charts
DYAA Baseline |  |  |  |  | 2019-20 | 2020-21 | 2021-22 | 2022-23 | 2023-24 | 2024-25 | 2025-26 | 2026-27 | 2027-28 | 2028-29 | 2029-30 | 2030-31 | 2031-32 | 2032-33 | 2033-34 | 2034-35 | 2035-36 | 2036-37 | 2037-38 | 2038-39 | 2039-40 | 2040-41 | 2041-42 | 2042-43 | 2043-44 | 2044-45 | 2045-46 | 2046-47 | 2047-48 | 2048-49 | 2049-50 | 2050-51 | 2051-52 | 2052-53 | 2053-54 | 2054-55 | 2055-56 | 2056-57 | 2057-58 | 2058-59 | 2059-60 | 2060-61 | 2061-62 | 2062-63 | 2063-64 | 2064-65 | 2065-66 | 2066-67 | 2067-68 | 2068-69 | 2069-70 | 2070-71 | 2071-72 | 2072-73 | 2073-74 | 2074-75 | 2075-76 | 2076-77 | 2077-78 | 2078-79 | 2079-80 | 2080-81 | 2081-82 | 2082-83 | 2083-84 | 2084-85 | 2085-86 | 2086-87 | 2087-88 | 2088-89 | 2089-90 | 2090-91 | 2091-92 | 2092-93 | 2093-94 | 2094-95 | 2095-96 | 2096-97 | 2097-98 | 2098-99 | 2099-100
| Measured HH consumption |  | Ml/d | 2 | 28.71 | 29.06 | 29.43 | 29.84 | 30.16 | 30.52 | 30.95 | 31.29 | 31.63 | 31.93 | 32.19 | 32.5 | 32.78 | 33.13 | 33.49 | 33.84 | 34.18 | 34.51 | 34.93 | 35.32 | 35.68 | 35.96 | 36.25 | 36.53 | 36.82 | 37.09 | 37.32 | 37.54 | 37.77 | 37.99 | 38.2 | 0 | 0 | 0 | 0 | 0 | 0 | 0 | 0 | 0 | 0 | 0 | 0 | 0 | 0 | 0 | 0 | 0 | 0 | 0 | 0 | 0 | 0 | 0 | 0 | 0 | 0 | 0 | 0 | 0 | 0 | 0 | 0 | 0 | 0 | 0 | 0 | 0 | 0 | 0 | 0 | 0 | 0 | 0 | 0 | 0 | 0 | 0 | 0 | 0 | 0
| Unmeasured HH consumption |  | Ml/d | 2 | 5.92 | 5.62 | 5.35 | 5.04 | 4.75 | 4.46 | 4.22 | 4.01 | 3.79 | 3.57 | 3.37 | 3.19 | 3.01 | 2.84 | 2.67 | 2.5 | 2.34 | 2.18 | 2.02 | 1.85 | 1.79 | 1.73 | 1.67 | 1.62 | 1.57 | 1.51 | 1.48 | 1.47 | 1.45 | 1.43 | 1.43 | 0 | 0 | 0 | 0 | 0 | 0 | 0 | 0 | 0 | 0 | 0 | 0 | 0 | 0 | 0 | 0 | 0 | 0 | 0 | 0 | 0 | 0 | 0 | 0 | 0 | 0 | 0 | 0 | 0 | 0 | 0 | 0 | 0 | 0 | 0 | 0 | 0 | 0 | 0 | 0 | 0 | 0 | 0 | 0 | 0 | 0 | 0 | 0 | 0 | 0
| Non-HH consumption |  | Ml/d | 2 | 15.26 | 15.34 | 15.35 | 15.45 | 15.55 | 15.56 | 15.55 | 15.57 | 15.56 | 15.56 | 15.59 | 15.6 | 15.61 | 15.63 | 15.72 | 15.84 | 15.97 | 16.05 | 16.11 | 16.17 | 16.23 | 16.28 | 16.34 | 16.41 | 16.46 | 16.53 | 16.59 | 16.65 | 16.73 | 16.8 | 16.89 | 0 | 0 | 0 | 0 | 0 | 0 | 0 | 0 | 0 | 0 | 0 | 0 | 0 | 0 | 0 | 0 | 0 | 0 | 0 | 0 | 0 | 0 | 0 | 0 | 0 | 0 | 0 | 0 | 0 | 0 | 0 | 0 | 0 | 0 | 0 | 0 | 0 | 0 | 0 | 0 | 0 | 0 | 0 | 0 | 0 | 0 | 0 | 0 | 0 | 0
| Total Leakage |  | Ml/d | 2 | 11.9 | 11.66 | 11.5 | 11.31 | 11.07 | 10.85 | 10.83 | 10.78 | 10.75 | 10.73 | 10.7 | 10.66 | 10.63 | 10.62 | 10.63 | 10.63 | 10.64 | 10.64 | 10.64 | 10.65 | 10.66 | 10.67 | 10.68 | 10.68 | 10.68 | 10.69 | 10.7 | 10.7 | 10.71 | 10.72 | 10.74 | 0 | 0 | 0 | 0 | 0 | 0 | 0 | 0 | 0 | 0 | 0 | 0 | 0 | 0 | 0 | 0 | 0 | 0 | 0 | 0 | 0 | 0 | 0 | 0 | 0 | 0 | 0 | 0 | 0 | 0 | 0 | 0 | 0 | 0 | 0 | 0 | 0 | 0 | 0 | 0 | 0 | 0 | 0 | 0 | 0 | 0 | 0 | 0 | 0 | 0
| Other demand components |  | Ml/d | 2 | 1.78 | 1.78 | 1.78 | 1.8 | 1.78 | 1.77 | 1.78 | 1.78 | 1.79 | 1.78 | 1.78 | 1.77 | 1.77 | 1.79 | 1.77 | 1.79 | 1.78 | 1.79 | 1.78 | 1.78 | 1.78 | 1.78 | 1.78 | 1.79 | 1.77 | 1.79 | 1.79 | 1.81 | 1.79 | 1.79 | 1.77 | 0 | 0 | 0 | 0 | 0 | 0 | 0 | 0 | 0 | 0 | 0 | 0 | 0 | 0 | 0 | 0 | 0 | 0 | 0 | 0 | 0 | 0 | 0 | 0 | 0 | 0 | 0 | 0 | 0 | 0 | 0 | 0 | 0 | 0 | 0 | 0 | 0 | 0 | 0 | 0 | 0 | 0 | 0 | 0 | 0 | 0 | 0 | 0 | 0 | 0
| Total Water Available for use |  | Ml/d | 2 | 63.81 | 63.81 | 63.81 | 63.81 | 63.81 | 63.81 | 55.919 | 55.719 | 55.629 | 55.389 | 55.049 | 47.55 | 47.33 | 47.29 | 47.26 | 47.2 | 47.33 | 47.33 | 47.1 | 47.03 | 50.3 | 25.85 | 25.82 | 25.78 | 25.75 | 25.71 | 25.73 | 25.7 | 25.68 | 25.65 | 25.63 | 0 | 0 | 0 | 0 | 0 | 0 | 0 | 0 | 0 | 0 | 0 | 0 | 0 | 0 | 0 | 0 | 0 | 0 | 0 | 0 | 0 | 0 | 0 | 0 | 0 | 0 | 0 | 0 | 0 | 0 | 0 | 0 | 0 | 0 | 0 | 0 | 0 | 0 | 0 | 0 | 0 | 0 | 0 | 0 | 0 | 0 | 0 | 0 | 0 | 0
| Total Demand + Target Headroom |  | Ml/d | 2 | 67.7598 | 67.6498 | 67.5998 | 67.6298 | 67.4998 | 67.3498 | 67.5198 | 67.7547 | 67.9666 | 68.2571 | 68.648 | 68.8234 | 69.0905 | 69.4854 | 69.9296 | 70.6037 | 70.3861 | 70.4074 | 70.9748 | 71.5133 | 70.5592 | 71.0322 | 71.5338 | 72.0182 | 72.5362 | 72.9585 | 72.75 | 73.098 | 73.482 | 73.8258 | 74.1995 | 0 | 0 | 0 | 0 | 0 | 0 | 0 | 0 | 0 | 0 | 0 | 0 | 0 | 0 | 0 | 0 | 0 | 0 | 0 | 0 | 0 | 0 | 0 | 0 | 0 | 0 | 0 | 0 | 0 | 0 | 0 | 0 | 0 | 0 | 0 | 0 | 0 | 0 | 0 | 0 | 0 | 0 | 0 | 0 | 0 | 0 | 0 | 0 | 0 | 0
DYAA Final Plan |  |  |  |  | 2019-20 | 2020-21 | 2021-22 | 2022-23 | 2023-24 | 2024-25 | 2025-26 | 2026-27 | 2027-28 | 2028-29 | 2029-30 | 2030-31 | 2031-32 | 2032-33 | 2033-34 | 2034-35 | 2035-36 | 2036-37 | 2037-38 | 2038-39 | 2039-40 | 2040-41 | 2041-42 | 2042-43 | 2043-44 | 2044-45 | 2045-46 | 2046-47 | 2047-48 | 2048-49 | 2049-50 | 2050-51 | 2051-52 | 2052-53 | 2053-54 | 2054-55 | 2055-56 | 2056-57 | 2057-58 | 2058-59 | 2059-60 | 2060-61 | 2061-62 | 2062-63 | 2063-64 | 2064-65 | 2065-66 | 2066-67 | 2067-68 | 2068-69 | 2069-70 | 2070-71 | 2071-72 | 2072-73 | 2073-74 | 2074-75 | 2075-76 | 2076-77 | 2077-78 | 2078-79 | 2079-80 | 2080-81 | 2081-82 | 2082-83 | 2083-84 | 2084-85 | 2085-86 | 2086-87 | 2087-88 | 2088-89 | 2089-90 | 2090-91 | 2091-92 | 2092-93 | 2093-94 | 2094-95 | 2095-96 | 2096-97 | 2097-98 | 2098-99 | 2099-100
| Measured HH consumption |  | Ml/d | 2 | 28.71 | 29.06 | 29.43 | 29.84 | 30.16 | 30.52 | 30.55 | 30.59 | 30.8 | 30.86 | 30.89 | 30.98 | 31.04 | 31.24 | 31.47 | 31.48 | 31.47 | 31.45 | 31.53 | 31.56 | 31.57 | 31.5 | 31.44 | 31.35 | 31.29 | 31.4 | 31.49 | 31.56 | 31.65 | 31.72 | 31.79 | 0 | 0 | 0 | 0 | 0 | 0 | 0 | 0 | 0 | 0 | 0 | 0 | 0 | 0 | 0 | 0 | 0 | 0 | 0 | 0 | 0 | 0 | 0 | 0 | 0 | 0 | 0 | 0 | 0 | 0 | 0 | 0 | 0 | 0 | 0 | 0 | 0 | 0 | 0 | 0 | 0 | 0 | 0 | 0 | 0 | 0 | 0 | 0 | 0 | 0
| Unmeasured HH consumption |  | Ml/d | 2 | 5.92 | 5.62 | 5.35 | 5.04 | 4.75 | 4.46 | 4.22 | 4.01 | 3.79 | 3.57 | 3.37 | 3.19 | 3.01 | 2.84 | 2.67 | 2.5 | 2.34 | 2.18 | 2.02 | 1.85 | 1.79 | 1.73 | 1.67 | 1.62 | 1.57 | 1.51 | 1.48 | 1.47 | 1.45 | 1.43 | 1.43 | 0 | 0 | 0 | 0 | 0 | 0 | 0 | 0 | 0 | 0 | 0 | 0 | 0 | 0 | 0 | 0 | 0 | 0 | 0 | 0 | 0 | 0 | 0 | 0 | 0 | 0 | 0 | 0 | 0 | 0 | 0 | 0 | 0 | 0 | 0 | 0 | 0 | 0 | 0 | 0 | 0 | 0 | 0 | 0 | 0 | 0 | 0 | 0 | 0 | 0
| Non-HH consumption |  | Ml/d | 2 | 15.26 | 15.34 | 15.35 | 15.45 | 15.55 | 15.56 | 15.41 | 15.29 | 15.16 | 15.05 | 14.96 | 14.86 | 14.76 | 14.66 | 14.64 | 14.65 | 14.67 | 14.64 | 14.58 | 14.53 | 14.47 | 14.41 | 14.36 | 14.32 | 14.26 | 14.21 | 14.16 | 14.1 | 14.07 | 14.04 | 14.01 | 0 | 0 | 0 | 0 | 0 | 0 | 0 | 0 | 0 | 0 | 0 | 0 | 0 | 0 | 0 | 0 | 0 | 0 | 0 | 0 | 0 | 0 | 0 | 0 | 0 | 0 | 0 | 0 | 0 | 0 | 0 | 0 | 0 | 0 | 0 | 0 | 0 | 0 | 0 | 0 | 0 | 0 | 0 | 0 | 0 | 0 | 0 | 0 | 0 | 0
| Total Leakage |  | Ml/d | 2 | 11.9 | 11.66 | 11.5 | 11.31 | 11.07 | 10.85 | 10.66 | 10.52 | 10.42 | 10.34 | 10.28 | 10.17 | 10.11 | 9.32 | 9.32 | 9.29 | 9.04 | 8.66 | 8.59 | 8.56 | 8.54 | 8.53 | 8.51 | 8.5 | 8.46 | 8.36 | 8.35 | 8.28 | 8.24 | 8.15 | 8.14 | 0 | 0 | 0 | 0 | 0 | 0 | 0 | 0 | 0 | 0 | 0 | 0 | 0 | 0 | 0 | 0 | 0 | 0 | 0 | 0 | 0 | 0 | 0 | 0 | 0 | 0 | 0 | 0 | 0 | 0 | 0 | 0 | 0 | 0 | 0 | 0 | 0 | 0 | 0 | 0 | 0 | 0 | 0 | 0 | 0 | 0 | 0 | 0 | 0 | 0
| Other demand components |  | Ml/d | 2 | 1.78 | 1.78 | 1.78 | 1.8 | 1.78 | 1.77 | 1.78 | 1.78 | 1.79 | 1.78 | 1.78 | 1.77 | 1.77 | 1.79 | 1.77 | 1.79 | 1.78 | 1.79 | 1.78 | 1.78 | 1.78 | 1.78 | 1.78 | 1.79 | 1.77 | 1.79 | 1.79 | 1.81 | 1.79 | 1.79 | 1.77 | 0 | 0 | 0 | 0 | 0 | 0 | 0 | 0 | 0 | 0 | 0 | 0 | 0 | 0 | 0 | 0 | 0 | 0 | 0 | 0 | 0 | 0 | 0 | 0 | 0 | 0 | 0 | 0 | 0 | 0 | 0 | 0 | 0 | 0 | 0 | 0 | 0 | 0 | 0 | 0 | 0 | 0 | 0 | 0 | 0 | 0 | 0 | 0 | 0 | 0
| Total Water Available for use |  | Ml/d | 2 | 63.81 | 63.81 | 63.81 | 63.81 | 63.81 | 63.81 | 66.81 | 66.738 | 66.478 | 67.378 | 66.3 | 66.07 | 65.98 | 65.33 | 65.52 | 65.71 | 64.78 | 63.96 | 63.99 | 64.02 | 62.57 | 62.56 | 62.57 | 62.57 | 62.59 | 62.62 | 62.14 | 62.15 | 62.23 | 62.23 | 62.31 | 0 | 0 | 0 | 0 | 0 | 0 | 0 | 0 | 0 | 0 | 0 | 0 | 0 | 0 | 0 | 0 | 0 | 0 | 0 | 0 | 0 | 0 | 0 | 0 | 0 | 0 | 0 | 0 | 0 | 0 | 0 | 0 | 0 | 0 | 0 | 0 | 0 | 0 | 0 | 0 | 0 | 0 | 0 | 0 | 0 | 0 | 0 | 0 | 0 | 0
| Total Demand + Target Headroom |  | Ml/d | 2 | 67.7598 | 67.6498 | 67.5998 | 67.6298 | 67.4998 | 67.3498 | 66.8098 | 66.5147 | 66.4066 | 66.2871 | 66.298 | 66.0734 | 65.9805 | 65.3254 | 65.5196 | 65.7137 | 64.7761 | 63.9574 | 63.9948 | 64.0233 | 62.5692 | 62.5622 | 62.5738 | 62.5682 | 62.5862 | 62.6185 | 62.14 | 62.148 | 62.232 | 62.2258 | 62.3095 | 0 | 0 | 0 | 0 | 0 | 0 | 0 | 0 | 0 | 0 | 0 | 0 | 0 | 0 | 0 | 0 | 0 | 0 | 0 | 0 | 0 | 0 | 0 | 0 | 0 | 0 | 0 | 0 | 0 | 0 | 0 | 0 | 0 | 0 | 0 | 0 | 0 | 0 | 0 | 0 | 0 | 0 | 0 | 0 | 0 | 0 | 0 | 0 | 0 | 0
DYCP Baseline |  |  |  |  | 2019-20 | 2020-21 | 2021-22 | 2022-23 | 2023-24 | 2024-25 | 2025-26 | 2026-27 | 2027-28 | 2028-29 | 2029-30 | 2030-31 | 2031-32 | 2032-33 | 2033-34 | 2034-35 | 2035-36 | 2036-37 | 2037-38 | 2038-39 | 2039-40 | 2040-41 | 2041-42 | 2042-43 | 2043-44 | 2044-45 | 2045-46 | 2046-47 | 2047-48 | 2048-49 | 2049-50 | 2050-51 | 2051-52 | 2052-53 | 2053-54 | 2054-55 | 2055-56 | 2056-57 | 2057-58 | 2058-59 | 2059-60 | 2060-61 | 2061-62 | 2062-63 | 2063-64 | 2064-65 | 2065-66 | 2066-67 | 2067-68 | 2068-69 | 2069-70 | 2070-71 | 2071-72 | 2072-73 | 2073-74 | 2074-75 | 2075-76 | 2076-77 | 2077-78 | 2078-79 | 2079-80 | 2080-81 | 2081-82 | 2082-83 | 2083-84 | 2084-85 | 2085-86 | 2086-87 | 2087-88 | 2088-89 | 2089-90 | 2090-91 | 2091-92 | 2092-93 | 2093-94 | 2094-95 | 2095-96 | 2096-97 | 2097-98 | 2098-99 | 2099-100
| Measured HH consumption |  | Ml/d | 2 | 37.23 | 37.7 | 38.19 | 38.73 | 39.15 | 39.64 | 40.2 | 40.66 | 41.12 | 41.53 | 41.89 | 42.31 | 42.69 | 43.18 | 43.67 | 44.16 | 44.63 | 45.09 | 45.67 | 46.21 | 46.72 | 47.13 | 47.54 | 47.95 | 48.37 | 48.78 | 49.12 | 49.46 | 49.79 | 50.12 | 50.43 | 0 | 0 | 0 | 0 | 0 | 0 | 0 | 0 | 0 | 0 | 0 | 0 | 0 | 0 | 0 | 0 | 0 | 0 | 0 | 0 | 0 | 0 | 0 | 0 | 0 | 0 | 0 | 0 | 0 | 0 | 0 | 0 | 0 | 0 | 0 | 0 | 0 | 0 | 0 | 0 | 0 | 0 | 0 | 0 | 0 | 0 | 0 | 0 | 0 | 0
| Unmeasured HH consumption |  | Ml/d | 2 | 8.07 | 7.66 | 7.3 | 6.89 | 6.49 | 6.09 | 5.78 | 5.48 | 5.19 | 4.89 | 4.62 | 4.37 | 4.13 | 3.9 | 3.66 | 3.44 | 3.21 | 3 | 2.78 | 2.55 | 2.47 | 2.39 | 2.3 | 2.23 | 2.16 | 2.09 | 2.06 | 2.04 | 2.01 | 1.99 | 1.99 | 0 | 0 | 0 | 0 | 0 | 0 | 0 | 0 | 0 | 0 | 0 | 0 | 0 | 0 | 0 | 0 | 0 | 0 | 0 | 0 | 0 | 0 | 0 | 0 | 0 | 0 | 0 | 0 | 0 | 0 | 0 | 0 | 0 | 0 | 0 | 0 | 0 | 0 | 0 | 0 | 0 | 0 | 0 | 0 | 0 | 0 | 0 | 0 | 0 | 0
| Non-HH consumption |  | Ml/d | 2 | 20.24 | 20.34 | 20.34 | 20.48 | 20.6 | 20.6 | 20.59 | 20.62 | 20.61 | 20.6 | 20.64 | 20.66 | 20.68 | 20.7 | 20.81 | 20.98 | 21.16 | 21.27 | 21.34 | 21.42 | 21.5 | 21.58 | 21.66 | 21.74 | 21.81 | 21.9 | 21.98 | 22.07 | 22.16 | 22.27 | 22.38 | 0 | 0 | 0 | 0 | 0 | 0 | 0 | 0 | 0 | 0 | 0 | 0 | 0 | 0 | 0 | 0 | 0 | 0 | 0 | 0 | 0 | 0 | 0 | 0 | 0 | 0 | 0 | 0 | 0 | 0 | 0 | 0 | 0 | 0 | 0 | 0 | 0 | 0 | 0 | 0 | 0 | 0 | 0 | 0 | 0 | 0 | 0 | 0 | 0 | 0
| Total Leakage |  | Ml/d | 2 | 11.9 | 11.66 | 11.5 | 11.31 | 11.07 | 10.85 | 10.83 | 10.78 | 10.75 | 10.73 | 10.7 | 10.66 | 10.63 | 10.62 | 10.63 | 10.63 | 10.64 | 10.64 | 10.64 | 10.65 | 10.66 | 10.67 | 10.68 | 10.68 | 10.68 | 10.69 | 10.7 | 10.7 | 10.71 | 10.72 | 10.74 | 0 | 0 | 0 | 0 | 0 | 0 | 0 | 0 | 0 | 0 | 0 | 0 | 0 | 0 | 0 | 0 | 0 | 0 | 0 | 0 | 0 | 0 | 0 | 0 | 0 | 0 | 0 | 0 | 0 | 0 | 0 | 0 | 0 | 0 | 0 | 0 | 0 | 0 | 0 | 0 | 0 | 0 | 0 | 0 | 0 | 0 | 0 | 0 | 0 | 0
| Other demand components |  | Ml/d | 2 | 1.78 | 1.78 | 1.78 | 1.8 | 1.78 | 1.77 | 1.78 | 1.78 | 1.79 | 1.78 | 1.78 | 1.77 | 1.77 | 1.79 | 1.77 | 1.79 | 1.78 | 1.79 | 1.78 | 1.78 | 1.78 | 1.78 | 1.78 | 1.79 | 1.77 | 1.79 | 1.79 | 1.81 | 1.79 | 1.79 | 1.77 | 0 | 0 | 0 | 0 | 0 | 0 | 0 | 0 | 0 | 0 | 0 | 0 | 0 | 0 | 0 | 0 | 0 | 0 | 0 | 0 | 0 | 0 | 0 | 0 | 0 | 0 | 0 | 0 | 0 | 0 | 0 | 0 | 0 | 0 | 0 | 0 | 0 | 0 | 0 | 0 | 0 | 0 | 0 | 0 | 0 | 0 | 0 | 0 | 0 | 0
| Total Water Available for use |  | Ml/d | 2 | 85.37 | 85.37 | 85.37 | 85.37 | 85.37 | 85.37 | 84.43 | 84.74 | 85.01 | 85.4 | 85.91 | 86.16 | 86.53 | 87.05 | 87.65 | 88.53 | 88.31 | 88.37 | 89.14 | 89.85 | 88.7 | 89.35 | 90.03 | 90.68 | 91.41 | 91.98 | 73.228 | 72.905 | 72.678 | 72.408 | 72.208 | 0 | 0 | 0 | 0 | 0 | 0 | 0 | 0 | 0 | 0 | 0 | 0 | 0 | 0 | 0 | 0 | 0 | 0 | 0 | 0 | 0 | 0 | 0 | 0 | 0 | 0 | 0 | 0 | 0 | 0 | 0 | 0 | 0 | 0 | 0 | 0 | 0 | 0 | 0 | 0 | 0 | 0 | 0 | 0 | 0 | 0 | 0 | 0 | 0 | 0
| Total Demand + Target Headroom |  | Ml/d | 2 | 84.4562 | 84.3762 | 84.3462 | 84.4462 | 84.3262 | 84.1862 | 84.4162 | 84.7261 | 85.019 | 85.3911 | 85.905 | 86.154 | 86.519 | 87.0596 | 87.6286 | 88.5351 | 88.2998 | 88.3786 | 89.1259 | 89.8404 | 88.6952 | 89.3616 | 90.0273 | 90.6785 | 91.3948 | 92.0022 | 91.8014 | 92.305 | 92.8239 | 93.335 | 93.8564 | 0 | 0 | 0 | 0 | 0 | 0 | 0 | 0 | 0 | 0 | 0 | 0 | 0 | 0 | 0 | 0 | 0 | 0 | 0 | 0 | 0 | 0 | 0 | 0 | 0 | 0 | 0 | 0 | 0 | 0 | 0 | 0 | 0 | 0 | 0 | 0 | 0 | 0 | 0 | 0 | 0 | 0 | 0 | 0 | 0 | 0 | 0 | 0 | 0 | 0
DYCP Final Plan |  |  |  |  | 2019-20 | 2020-21 | 2021-22 | 2022-23 | 2023-24 | 2024-25 | 2025-26 | 2026-27 | 2027-28 | 2028-29 | 2029-30 | 2030-31 | 2031-32 | 2032-33 | 2033-34 | 2034-35 | 2035-36 | 2036-37 | 2037-38 | 2038-39 | 2039-40 | 2040-41 | 2041-42 | 2042-43 | 2043-44 | 2044-45 | 2045-46 | 2046-47 | 2047-48 | 2048-49 | 2049-50 | 2050-51 | 2051-52 | 2052-53 | 2053-54 | 2054-55 | 2055-56 | 2056-57 | 2057-58 | 2058-59 | 2059-60 | 2060-61 | 2061-62 | 2062-63 | 2063-64 | 2064-65 | 2065-66 | 2066-67 | 2067-68 | 2068-69 | 2069-70 | 2070-71 | 2071-72 | 2072-73 | 2073-74 | 2074-75 | 2075-76 | 2076-77 | 2077-78 | 2078-79 | 2079-80 | 2080-81 | 2081-82 | 2082-83 | 2083-84 | 2084-85 | 2085-86 | 2086-87 | 2087-88 | 2088-89 | 2089-90 | 2090-91 | 2091-92 | 2092-93 | 2093-94 | 2094-95 | 2095-96 | 2096-97 | 2097-98 | 2098-99 | 2099-100
| Measured HH consumption |  | Ml/d | 2 | 37.23 | 37.7 | 38.19 | 38.73 | 39.15 | 39.64 | 39.68 | 39.75 | 40.04 | 40.14 | 40.2 | 40.33 | 40.42 | 40.72 | 41.03 | 41.08 | 41.09 | 41.09 | 41.22 | 41.29 | 41.33 | 41.28 | 41.23 | 41.16 | 41.1 | 41.3 | 41.45 | 41.586 | 41.72 | 41.85 | 41.96 | 0 | 0 | 0 | 0 | 0 | 0 | 0 | 0 | 0 | 0 | 0 | 0 | 0 | 0 | 0 | 0 | 0 | 0 | 0 | 0 | 0 | 0 | 0 | 0 | 0 | 0 | 0 | 0 | 0 | 0 | 0 | 0 | 0 | 0 | 0 | 0 | 0 | 0 | 0 | 0 | 0 | 0 | 0 | 0 | 0 | 0 | 0 | 0 | 0 | 0
| Unmeasured HH consumption |  | Ml/d | 2 | 8.07 | 7.66 | 7.3 | 6.89 | 6.49 | 6.09 | 5.78 | 5.48 | 5.19 | 4.89 | 4.62 | 4.37 | 4.13 | 3.9 | 3.66 | 3.44 | 3.21 | 3 | 2.78 | 2.55 | 2.47 | 2.39 | 2.3 | 2.23 | 2.16 | 2.09 | 2.06 | 2.04 | 2.01 | 1.99 | 1.99 | 0 | 0 | 0 | 0 | 0 | 0 | 0 | 0 | 0 | 0 | 0 | 0 | 0 | 0 | 0 | 0 | 0 | 0 | 0 | 0 | 0 | 0 | 0 | 0 | 0 | 0 | 0 | 0 | 0 | 0 | 0 | 0 | 0 | 0 | 0 | 0 | 0 | 0 | 0 | 0 | 0 | 0 | 0 | 0 | 0 | 0 | 0 | 0 | 0 | 0
| Non-HH consumption |  | Ml/d | 2 | 20.24 | 20.34 | 20.34 | 20.48 | 20.6 | 20.6 | 20.41 | 20.25 | 20.08 | 19.92 | 19.81 | 19.68 | 19.55 | 19.42 | 19.38 | 19.41 | 19.43 | 19.39 | 19.31 | 19.24 | 19.17 | 19.1 | 19.04 | 18.97 | 18.89 | 18.82 | 18.75 | 18.69 | 18.63 | 18.6 | 18.56 | 0 | 0 | 0 | 0 | 0 | 0 | 0 | 0 | 0 | 0 | 0 | 0 | 0 | 0 | 0 | 0 | 0 | 0 | 0 | 0 | 0 | 0 | 0 | 0 | 0 | 0 | 0 | 0 | 0 | 0 | 0 | 0 | 0 | 0 | 0 | 0 | 0 | 0 | 0 | 0 | 0 | 0 | 0 | 0 | 0 | 0 | 0 | 0 | 0 | 0
| Total Leakage |  | Ml/d | 2 | 11.9 | 11.66 | 11.5 | 11.31 | 11.07 | 10.85 | 10.66 | 10.52 | 10.42 | 10.34 | 10.28 | 10.17 | 10.11 | 9.32 | 9.32 | 9.29 | 9.04 | 8.66 | 8.59 | 8.56 | 8.54 | 8.53 | 8.51 | 8.5 | 8.46 | 8.36 | 8.35 | 8.28 | 8.24 | 8.15 | 8.14 | 0 | 0 | 0 | 0 | 0 | 0 | 0 | 0 | 0 | 0 | 0 | 0 | 0 | 0 | 0 | 0 | 0 | 0 | 0 | 0 | 0 | 0 | 0 | 0 | 0 | 0 | 0 | 0 | 0 | 0 | 0 | 0 | 0 | 0 | 0 | 0 | 0 | 0 | 0 | 0 | 0 | 0 | 0 | 0 | 0 | 0 | 0 | 0 | 0 | 0
| Other demand components |  | Ml/d | 2 | 1.78 | 1.78 | 1.78 | 1.8 | 1.78 | 1.77 | 1.78 | 1.78 | 1.79 | 1.78 | 1.78 | 1.77 | 1.77 | 1.79 | 1.77 | 1.79 | 1.78 | 1.79 | 1.78 | 1.78 | 1.78 | 1.78 | 1.78 | 1.79 | 1.77 | 1.79 | 1.79 | 1.81 | 1.79 | 1.79 | 1.77 | 0 | 0 | 0 | 0 | 0 | 0 | 0 | 0 | 0 | 0 | 0 | 0 | 0 | 0 | 0 | 0 | 0 | 0 | 0 | 0 | 0 | 0 | 0 | 0 | 0 | 0 | 0 | 0 | 0 | 0 | 0 | 0 | 0 | 0 | 0 | 0 | 0 | 0 | 0 | 0 | 0 | 0 | 0 | 0 | 0 | 0 | 0 | 0 | 0 | 0
| Total Water Available for use |  | Ml/d | 2 | 85.37 | 85.37 | 85.37 | 85.37 | 85.37 | 85.37 | 83.56 | 83.2 | 83.08 | 99.94 | 99.94 | 85.03 | 85.03 | 85.03 | 85.03 | 85.03 | 81.85 | 82.84 | 87.57 | 87.97 | 85.03 | 85.03 | 85.03 | 85.03 | 85.03 | 85.03 | 88.518 | 78.629 | 88.518 | 78.822 | 78.978 | 0 | 0 | 0 | 0 | 0 | 0 | 0 | 0 | 0 | 0 | 0 | 0 | 0 | 0 | 0 | 0 | 0 | 0 | 0 | 0 | 0 | 0 | 0 | 0 | 0 | 0 | 0 | 0 | 0 | 0 | 0 | 0 | 0 | 0 | 0 | 0 | 0 | 0 | 0 | 0 | 0 | 0 | 0 | 0 | 0 | 0 | 0 | 0 | 0 | 0
| Total Demand + Target Headroom |  | Ml/d | 2 | 84.4562 | 84.3762 | 84.3462 | 84.4462 | 84.3262 | 84.1862 | 83.5428 | 83.1859 | 83.079 | 82.9311 | 82.965 | 82.704 | 82.599 | 82.0196 | 82.2486 | 82.5451 | 81.4298 | 80.5186 | 80.5959 | 80.6504 | 78.8552 | 78.8916 | 78.9273 | 78.9385 | 78.9848 | 79.1122 | 78.5514 | 78.631 | 78.7539 | 78.825 | 78.9664 | 0 | 0 | 0 | 0 | 0 | 0 | 0 | 0 | 0 | 0 | 0 | 0 | 0 | 0 | 0 | 0 | 0 | 0 | 0 | 0 | 0 | 0 | 0 | 0 | 0 | 0 | 0 | 0 | 0 | 0 | 0 | 0 | 0 | 0 | 0 | 0 | 0 | 0 | 0 | 0 | 0 | 0 | 0 | 0 | 0 | 0 | 0 | 0 | 0 | 0

## 4. Options Appraisal Summary
Water Company | Anglian Water | Version |  |  | Back to title page
Table 4: WC Level - Options Appraisal Summary | [32 empty] | Natural capital Summary | Biodiversity and Habitat |  | Climate Regulation |  | Natural Hazard Regulation |  | Water Purification |  | Water Regulation |  | Recreation and Tourism
WRMP24 Reference | Option ID | Option Name | Option type Defined List | Option Group | WRZ(s) benefitting from option Defined codes, accept multiples using "," separator, or "Company Wide" | Option status Defined | Third Party Option Flag Y/N | Partnership Option TOTEX - all parties (where applicable) | Interdependent Options (State one or more option IDs) | Preferred (Most Likely) Programme Y/N | Least Cost Programme Y/N | Ofwat Core Programme Y/N | Alternative Programme 1 Y/N | Alternative Programme 2 Y/N | Alternative Programme 3 Y/N | Reason for option rejection | WRZ transfer is from Defined List | WRZ transfer is to Defined List | Gains in WAFU / Savings in Demand on full implementation (Ml/d) | Option benefits lead-in time (Years) | First year of option use in preferred programme (year) (Preferred programme (most likely) only) | Totex expenditure prior to option in use (£m) | Totex expenditure per annum post option in use under maximum utilisation scenario (£m) | Average totex expenditure per annum post option in use (£m) | Average option utilisation used for average totex expenditure and operational carbon forecasts (Ml/d) | Maximum option utilisation across the planning period (Ml/d) | Embodied carbon emissions (tCO2 equivalent) | Operational carbon emissions under maximum utilisation scenario (tCO2 equivalent per annum) | Average operational carbon emissions (tCO2 equivalent per annum) | Total Carbon Cost (£M) | Average Incremental Cost (AIC) (p/m3) | Total NPC (£m) | Natural capital impact of option (£/yr) | B&H Non-monetised metric where applicable (define units) | B&H Monetised metric where applicable (£M) | CR Non-monetised metric where applicable (define units) | CR Monetised metric where applicable (£/yr) | NHR Non-monetised metric where applicable (define units) | NHR Monetised metric where applicable (£/yr) | WP Non-monetised metric where applicable (define units) | WP Monetised metric where applicable (£M) | WReg Non-monetised metric where applicable (define units) | WReg Monetised metric where applicable (£M) | R&T Non-monetised metric where applicable (define units) | R&T Monetised metric where applicable (£M) | Freeform column 1 | Freeform column 15 | Freeform column 16 | Freeform column 2 | Freeform column 3 | Freeform column 4 | Freeform column 5
51cF | Find and Fix | Find and Fix | Active leakage management | Distribution Options | AWSEXC, AWSEXS, AWSFND, AWSLNB, AWSLNC, AWSLNE, AWSLNN, AWSNAY, AWSNBR, AWSNED, AWSNEH, AWSNHA, AWSNHL, AWSNNC, AWSNTB, AWSNWY, AWSRTC, AWSRTN, AWSRTS, AWSRTW, AWSSUE, AWSSUI, AWSSUS, AWSSUT, AWSSWC | Feasible | N |  |  | N | N | N | N | N | N | N/A | N/A | N/A | 7.6796 | 0 | 2026 |  | 5.8973 | 5.8973 | 0 | 7.6796 | 14216.8453 | 0 | 0 | 513.7529 | 219.9306 | 97.4538
51cF | Find and Fix | Find and Fix | Active leakage management | Distribution Options | AWSEXC, AWSEXS, AWSFND, AWSLNB, AWSLNC, AWSLNE, AWSLNN, AWSNAY, AWSNBR, AWSNED, AWSNEH, AWSNHA, AWSNHL, AWSNNC, AWSNTB, AWSNWY, AWSRTC, AWSRTN, AWSRTS, AWSRTW, AWSSUE, AWSSUI, AWSSUS, AWSSUT, AWSSWC | Feasible | N |  |  | N | N | N | N | N | N | N/A | N/A | N/A | 7.6796 | 0 | 2026 |  | 5.8973 | 5.8973 | 0 | 7.6796 | 14216.8453 | 0 | 0 | 513.7529 | 219.9306 | 97.4538
51cP | Find and Fix | Find and Fix | Active leakage management | Distribution Options | AWSEXC, AWSEXS, AWSFND, AWSLNB, AWSLNC, AWSLNE, AWSLNN, AWSNAY, AWSNBR, AWSNED, AWSNEH, AWSNHA, AWSNHL, AWSNNC, AWSNTB, AWSNWY, AWSRTC, AWSRTN, AWSRTS, AWSRTW, AWSSUE, AWSSUI, AWSSUS, AWSSUT, AWSSWC | Preferred | N |  |  | Y | Y | Y | N | N | N | N/A | N/A | N/A | 7.6796 | 0 | 2026 |  | 5.8973 | 5.8973 | 0 | 7.6796 | 14216.8453 | 0 | 0 | 513.7529 | 219.9306 | 97.4538
51cF | Mains Replacement (MR1500) | Mains Replacement | Mains replacement (not trunk mains) | Distribution Options | AWSEXS, AWSFND, AWSLNB, AWSLNC, AWSLNE, AWSNED, AWSNHL, AWSNNC, AWSNTB, AWSRTC, AWSRTN, AWSRTS, AWSRTW, AWSSUE, AWSSWC | Feasible | N |  |  | N | N | N | N | N | N | N/A | N/A | N/A | 12.8397 | 0 | 2030 | 0 | 10.5326 | 10.5326 | 0 | 12.8397 | 6047640.512 | 0 | 0 | 218543.0409 | 488.7302 | 431.9029
51cP | Mains Replacement (MRMax) | Mains Replacement | Mains replacement (not trunk mains) | Distribution Options | AWSEXC, AWSEXS, AWSFND, AWSLNB, AWSLNC, AWSLNE, AWSLNN, AWSNAY, AWSNBR, AWSNED, AWSNEH, AWSNHA, AWSNHL, AWSNNC, AWSNTB, AWSNWY, AWSRTC, AWSRTN, AWSRTS, AWSRTW, AWSSUE, AWSSUI, AWSSUS, AWSSWC | Preferred | N |  |  | Y | Y | Y | N | N | N | N/A | N/A | N/A | 25.4303 | 0 | 2030 | 0 | 61.0302 | 61.0302 | 0 | 25.4303 | 34224111.42 | 0 | 0 | 1236753.634 | 1309.8985 | 2372.8603
51dF | NHH. NHH PL repairs | NHH. NHH PL repairs | Non-household water audit | Customer Options | AWSEXC, AWSEXS, AWSFND, AWSHPL, AWSLNB, AWSLNC, AWSLNE, AWSLNN, AWSNAY, AWSNBR, AWSNED, AWSNEH, AWSNHA, AWSNHL, AWSNNC, AWSNTB, AWSNWY, AWSRTC, AWSRTN, AWSRTS, AWSRTW, AWSSUE, AWSSUI, AWSSUS, AWSSUT, AWSSWC | Feasible | N |  |  | N | N | N | N | N | N | N/A | N/A | N/A | 18 | 0 | 2026 |  | 0.019462 | 0.019462 | 0 | 18 | 103.778 | 0 | 0 | 3.7502 | -8.4106 | 0.96227
51dF | NHH. NHH PL repairs | NHH. NHH PL repairs | Non-household water audit | Customer Options | AWSEXC, AWSEXS, AWSFND, AWSHPL, AWSLNB, AWSLNC, AWSLNE, AWSLNN, AWSNAY, AWSNBR, AWSNED, AWSNEH, AWSNHA, AWSNHL, AWSNNC, AWSNTB, AWSNWY, AWSRTC, AWSRTN, AWSRTS, AWSRTW, AWSSUE, AWSSUI, AWSSUS, AWSSUT, AWSSWC | Feasible | N |  |  | N | N | N | N | N | N | N/A | N/A | N/A | 18 | 0 | 2026 |  | 0.019462 | 0.019462 | 0 | 18 | 103.778 | 0 | 0 | 3.7502 | -8.4106 | 0.96227
51dP | NHH. NHH PL repairs | NHH. NHH PL repairs | Non-household water audit | Customer Options | AWSEXC, AWSEXS, AWSFND, AWSHPL, AWSLNB, AWSLNC, AWSLNE, AWSLNN, AWSNAY, AWSNBR, AWSNED, AWSNEH, AWSNHA, AWSNHL, AWSNNC, AWSNTB, AWSNWY, AWSRTC, AWSRTN, AWSRTS, AWSRTW, AWSSUE, AWSSUI, AWSSUS, AWSSUT, AWSSWC | Preferred | N |  |  | Y | Y | Y | N | N | N | N/A | N/A | N/A | 18 | 0 | 2026 |  | 0.019462 | 0.019462 | 0 | 18 | 103.778 | 0 | 0 | 3.7502 | -8.4106 | 0.96227
51dF | NHH. NHH PL100 repairs | NHH. NHH PL100 repairs | Non-household water audit | Customer Options | AWSEXC, AWSEXS, AWSFND, AWSHPL, AWSLNB, AWSLNC, AWSLNE, AWSLNN, AWSNAY, AWSNBR, AWSNED, AWSNEH, AWSNHA, AWSNHL, AWSNNC, AWSNTB, AWSNWY, AWSRTC, AWSRTN, AWSRTS, AWSRTW, AWSSUE, AWSSUI, AWSSUS, AWSSUT, AWSSWC | Feasible | N |  |  | N | N | N | N | N | N | N/A | N/A | N/A | 4.425 | 0 | 2026 |  | 0.1 | 0.1 | 0 | 4.425 | 320.1124 | 0 | 0 | 11.5679 | 7.7371 | 4.9445
51dF | NHH. NHH PL100 repairs | NHH. NHH PL100 repairs | Non-household water audit | Customer Options | AWSEXC, AWSEXS, AWSFND, AWSHPL, AWSLNB, AWSLNC, AWSLNE, AWSLNN, AWSNAY, AWSNBR, AWSNED, AWSNEH, AWSNHA, AWSNHL, AWSNNC, AWSNTB, AWSNWY, AWSRTC, AWSRTN, AWSRTS, AWSRTW, AWSSUE, AWSSUI, AWSSUS, AWSSUT, AWSSWC | Feasible | N |  |  | N | N | N | N | N | N | N/A | N/A | N/A | 4.425 | 0 | 2026 |  | 0.1 | 0.1 | 0 | 4.425 | 320.1124 | 0 | 0 | 11.5679 | 7.7371 | 4.9445
51dP | NHH. NHH PL100 repairs | NHH. NHH PL100 repairs | Non-household water audit | Customer Options | AWSEXC, AWSEXS, AWSFND, AWSHPL, AWSLNB, AWSLNC, AWSLNE, AWSLNN, AWSNAY, AWSNBR, AWSNED, AWSNEH, AWSNHA, AWSNHL, AWSNNC, AWSNTB, AWSNWY, AWSRTC, AWSRTN, AWSRTS, AWSRTW, AWSSUE, AWSSUI, AWSSUS, AWSSUT, AWSSWC | Preferred | N |  |  | Y | Y | Y | N | N | N | N/A | N/A | N/A | 4.425 | 0 | 2026 |  | 0.1 | 0.1 | 0 | 4.425 | 320.1124 | 0 | 0 | 11.5679 | 7.7371 | 4.9445
51dF | NHH. WEF Visit Lower | NHH. WEF Visit Lower | Non-household water audit | Customer Options | AWSEXC, AWSEXS, AWSFND, AWSHPL, AWSLNB, AWSLNC, AWSLNE, AWSLNN, AWSNAY, AWSNBR, AWSNED, AWSNEH, AWSNHA, AWSNHL, AWSNNC, AWSNTB, AWSNWY, AWSRTC, AWSRTN, AWSRTS, AWSRTW, AWSSUE, AWSSUI, AWSSUS, AWSSUT, AWSSWC | Feasible | N |  |  | N | N | N | N | N | N | N/A | N/A | N/A | 10.6315 | 0 | 2026 |  | 0.074199 | 0.074199 | 0 | 10.6315 | 103.778 | 0 | 0 | 3.7502 | -3.9846 | 3.6687
51dF | NHH. WEF Visit Lower | NHH. WEF Visit Lower | Non-household water audit | Customer Options | AWSEXC, AWSEXS, AWSFND, AWSHPL, AWSLNB, AWSLNC, AWSLNE, AWSLNN, AWSNAY, AWSNBR, AWSNED, AWSNEH, AWSNHA, AWSNHL, AWSNNC, AWSNTB, AWSNWY, AWSRTC, AWSRTN, AWSRTS, AWSRTW, AWSSUE, AWSSUI, AWSSUS, AWSSUT, AWSSWC | Feasible | N |  |  | N | N | N | N | N | N | N/A | N/A | N/A | 10.6315 | 0 | 2026 |  | 0.074199 | 0.074199 | 0 | 10.6315 | 103.778 | 0 | 0 | 3.7502 | -3.9846 | 3.6687
51dP | NHH. WEF Visit Lower | NHH. WEF Visit Lower | Non-household water audit | Customer Options | AWSEXC, AWSEXS, AWSFND, AWSHPL, AWSLNB, AWSLNC, AWSLNE, AWSLNN, AWSNAY, AWSNBR, AWSNED, AWSNEH, AWSNHA, AWSNHL, AWSNNC, AWSNTB, AWSNWY, AWSRTC, AWSRTN, AWSRTS, AWSRTW, AWSSUE, AWSSUI, AWSSUS, AWSSUT, AWSSWC | Preferred | N |  |  | Y | Y | Y | N | N | N | N/A | N/A | N/A | 10.6315 | 0 | 2026 |  | 0.074199 | 0.074199 | 0 | 10.6315 | 103.778 | 0 | 0 | 3.7502 | -3.9846 | 3.6687
51dF | NHH. WEF Visit Super High | NHH. WEF Visit Super High | Non-household water audit | Customer Options | AWSEXC, AWSEXS, AWSFND, AWSHPL, AWSLNB, AWSLNC, AWSLNE, AWSLNN, AWSNAY, AWSNBR, AWSNED, AWSNEH, AWSNHA, AWSNHL, AWSNNC, AWSNTB, AWSNWY, AWSRTC, AWSRTN, AWSRTS, AWSRTW, AWSSUE, AWSSUI, AWSSUS, AWSSUT, AWSSWC | Feasible | N |  |  | N | N | N | N | N | N | N/A | N/A | N/A | 10.9437 | 0 | 2026 |  | 0.034667 | 0.034667 | 0 | 10.9437 | 0.34593 | 0 | 0 | 0.012501 | -6.8448 | 1.7141
51dF | NHH. WEF Visit Super High | NHH. WEF Visit Super High | Non-household water audit | Customer Options | AWSEXC, AWSEXS, AWSFND, AWSHPL, AWSLNB, AWSLNC, AWSLNE, AWSLNN, AWSNAY, AWSNBR, AWSNED, AWSNEH, AWSNHA, AWSNHL, AWSNNC, AWSNTB, AWSNWY, AWSRTC, AWSRTN, AWSRTS, AWSRTW, AWSSUE, AWSSUI, AWSSUS, AWSSUT, AWSSWC | Feasible | N |  |  | N | N | N | N | N | N | N/A | N/A | N/A | 10.9437 | 0 | 2026 |  | 0.034667 | 0.034667 | 0 | 10.9437 | 0.34593 | 0 | 0 | 0.012501 | -6.8448 | 1.7141
51dP | NHH. WEF Visit Super High | NHH. WEF Visit Super High | Non-household water audit | Customer Options | AWSEXC, AWSEXS, AWSFND, AWSHPL, AWSLNB, AWSLNC, AWSLNE, AWSLNN, AWSNAY, AWSNBR, AWSNED, AWSNEH, AWSNHA, AWSNHL, AWSNNC, AWSNTB, AWSNWY, AWSRTC, AWSRTN, AWSRTS, AWSRTW, AWSSUE, AWSSUI, AWSSUS, AWSSUT, AWSSWC | Preferred | N |  |  | Y | Y | Y | N | N | N | N/A | N/A | N/A | 10.9437 | 0 | 2026 |  | 0.034667 | 0.034667 | 0 | 10.9437 | 0.34593 | 0 | 0 | 0.012501 | -6.8448 | 1.7141
51dF | NHH. WEF Visit Upper | NHH. WEF Visit Upper | Non-household water audit | Customer Options | AWSEXC, AWSEXS, AWSFND, AWSHPL, AWSLNB, AWSLNC, AWSLNE, AWSLNN, AWSNAY, AWSNBR, AWSNED, AWSNEH, AWSNHA, AWSNHL, AWSNNC, AWSNTB, AWSNWY, AWSRTC, AWSRTN, AWSRTS, AWSRTW, AWSSUE, AWSSUI, AWSSUS, AWSSUT, AWSSWC | Feasible | N |  |  | N | N | N | N | N | N | N/A | N/A | N/A | 5.7429 | 0 | 2026 |  | 0.0936 | 0.0936 | 0 | 5.7429 | 3.736 | 0 | 0 | 0.13501 | 3.0089 | 4.628
51dF | NHH. WEF Visit Upper | NHH. WEF Visit Upper | Non-household water audit | Customer Options | AWSEXC, AWSEXS, AWSFND, AWSHPL, AWSLNB, AWSLNC, AWSLNE, AWSLNN, AWSNAY, AWSNBR, AWSNED, AWSNEH, AWSNHA, AWSNHL, AWSNNC, AWSNTB, AWSNWY, AWSRTC, AWSRTN, AWSRTS, AWSRTW, AWSSUE, AWSSUI, AWSSUS, AWSSUT, AWSSWC | Feasible | N |  |  | N | N | N | N | N | N | N/A | N/A | N/A | 5.7429 | 0 | 2026 |  | 0.0936 | 0.0936 | 0 | 5.7429 | 3.736 | 0 | 0 | 0.13501 | 3.0089 | 4.628
51dP | NHH. WEF Visit Upper | NHH. WEF Visit Upper | Non-household water audit | Customer Options | AWSEXC, AWSEXS, AWSFND, AWSHPL, AWSLNB, AWSLNC, AWSLNE, AWSLNN, AWSNAY, AWSNBR, AWSNED, AWSNEH, AWSNHA, AWSNHL, AWSNNC, AWSNTB, AWSNWY, AWSRTC, AWSRTN, AWSRTS, AWSRTW, AWSSUE, AWSSUI, AWSSUS, AWSSUT, AWSSWC | Preferred | N |  |  | Y | Y | Y | N | N | N | N/A | N/A | N/A | 5.7429 | 0 | 2026 |  | 0.0936 | 0.0936 | 0 | 5.7429 | 3.736 | 0 | 0 | 0.13501 | 3.0089 | 4.628
51dF | Smart Metering | Smart Metering | Metering other selective | Customer Options | AWSEXC, AWSEXS, AWSFND, AWSHPL, AWSLNB, AWSLNC, AWSLNE, AWSLNN, AWSNAY, AWSNBR, AWSNED, AWSNEH, AWSNHA, AWSNHL, AWSNNC, AWSNTB, AWSNWY, AWSRTC, AWSRTN, AWSRTS, AWSRTW, AWSSUE, AWSSUI, AWSSUT, AWSSWC | Feasible | N |  |  | N | N | N | N | N | N | N/A | N/A | N/A | 39.9446 | 0 | 2026 |  | 8.543 | 8.543 | 0 | 39.9446 | 491588.4847 | 96075.1614 | 0 | 21236.3483 | 91.3444 | 268.882
51dF | Smart Metering | Smart Metering | Metering other selective | Customer Options | AWSEXC, AWSEXS, AWSFND, AWSHPL, AWSLNB, AWSLNC, AWSLNE, AWSLNN, AWSNAY, AWSNBR, AWSNED, AWSNEH, AWSNHA, AWSNHL, AWSNNC, AWSNTB, AWSNWY, AWSRTC, AWSRTN, AWSRTS, AWSRTW, AWSSUE, AWSSUI, AWSSUT, AWSSWC | Feasible | N |  |  | N | N | N | N | N | N | N/A | N/A | N/A | 39.9446 | 0 | 2026 |  | 8.543 | 8.543 | 0 | 39.9446 | 491588.4847 | 96075.1614 | 0 | 21236.3483 | 91.3444 | 268.882
51dP | Smart Metering | Smart Metering | Metering other selective | Customer Options | AWSEXC, AWSEXS, AWSFND, AWSHPL, AWSLNB, AWSLNC, AWSLNE, AWSLNN, AWSNAY, AWSNBR, AWSNED, AWSNEH, AWSNHA, AWSNHL, AWSNNC, AWSNTB, AWSNWY, AWSRTC, AWSRTN, AWSRTS, AWSRTW, AWSSUE, AWSSUI, AWSSUT, AWSSWC | Preferred | N |  |  | Y | Y | Y | N | N | N | N/A | N/A | N/A | 39.9446 | 0 | 2026 |  | 8.543 | 8.543 | 0 | 39.9446 | 491588.4847 | 96075.1614 | 0 | 21236.3483 | 91.3444 | 268.882
51dF | USPL_ShSupplies | USPL_ShSupplies | Supply pipe repairs / replacement | Customer Options | AWSEXC, AWSEXS, AWSFND, AWSLNB, AWSLNC, AWSLNE, AWSLNN, AWSNAY, AWSNBR, AWSNED, AWSNEH, AWSNHA, AWSNHL, AWSNNC, AWSNTB, AWSNWY, AWSRTC, AWSRTN, AWSRTS, AWSRTW, AWSSUE, AWSSUI, AWSSUS, AWSSUT, AWSSWC | Feasible | N |  |  | N | N | N | N | N | N | N/A | N/A | N/A | 3.9224 | 0 | 2027 |  | 0.082927 | 0.082927 | 0 | 3.9224 | 606.338 | 0 | 0 | 21.9112 | 17.3212 | 9.7259
51dF | USPL_ShSupplies | USPL_ShSupplies | Supply pipe repairs / replacement | Customer Options | AWSEXC, AWSEXS, AWSFND, AWSLNB, AWSLNC, AWSLNE, AWSLNN, AWSNAY, AWSNBR, AWSNED, AWSNEH, AWSNHA, AWSNHL, AWSNNC, AWSNTB, AWSNWY, AWSRTC, AWSRTN, AWSRTS, AWSRTW, AWSSUE, AWSSUI, AWSSUS, AWSSUT, AWSSWC | Feasible | N |  |  | N | N | N | N | N | N | N/A | N/A | N/A | 3.9224 | 0 | 2027 |  | 0.082927 | 0.082927 | 0 | 3.9224 | 606.338 | 0 | 0 | 21.9112 | 17.3212 | 9.7259
51dP | USPL_ShSupplies | USPL_ShSupplies | Supply pipe repairs / replacement | Customer Options | AWSEXC, AWSEXS, AWSFND, AWSLNB, AWSLNC, AWSLNE, AWSLNN, AWSNAY, AWSNBR, AWSNED, AWSNEH, AWSNHA, AWSNHL, AWSNNC, AWSNTB, AWSNWY, AWSRTC, AWSRTN, AWSRTS, AWSRTW, AWSSUE, AWSSUI, AWSSUS, AWSSUT, AWSSWC | Preferred | N |  |  | Y | Y | Y | N | N | N | N/A | N/A | N/A | 3.9224 | 0 | 2027 |  | 0.082927 | 0.082927 | 0 | 3.9224 | 606.338 | 0 | 0 | 21.9112 | 17.3212 | 9.7259
51dF | WEF 1a | WEF 1a | Retrofitting indoor water efficiency devices | Customer Options | AWSEXC, AWSEXS, AWSFND, AWSHPL, AWSLNB, AWSLNC, AWSLNE, AWSLNN, AWSNAY, AWSNBR, AWSNED, AWSNEH, AWSNHA, AWSNHL, AWSNNC, AWSNTB, AWSNWY, AWSRTC, AWSRTN, AWSRTS, AWSRTW, AWSSUE, AWSSUI, AWSSUS, AWSSUT, AWSSWC | Feasible | N |  |  | N | N | N | N | N | N | N/A | N/A | N/A | 5.8 | 0 | 2026 |  | 0.6592 | 0.6592 | 0 | 5.8 | 2479.836 | 0 | 0 | 89.6136 | 63.4188 | 17.8825
51dF | WEF 1a | WEF 1a | Retrofitting indoor water efficiency devices | Customer Options | AWSEXC, AWSEXS, AWSFND, AWSHPL, AWSLNB, AWSLNC, AWSLNE, AWSLNN, AWSNAY, AWSNBR, AWSNED, AWSNEH, AWSNHA, AWSNHL, AWSNNC, AWSNTB, AWSNWY, AWSRTC, AWSRTN, AWSRTS, AWSRTW, AWSSUE, AWSSUI, AWSSUS, AWSSUT, AWSSWC | Feasible | N |  |  | N | N | N | N | N | N | N/A | N/A | N/A | 5.8 | 0 | 2026 |  | 0.6592 | 0.6592 | 0 | 5.8 | 2479.836 | 0 | 0 | 89.6136 | 63.4188 | 17.8825
51dP | WEF 1a | WEF 1a | Retrofitting indoor water efficiency devices | Customer Options | AWSEXC, AWSEXS, AWSFND, AWSHPL, AWSLNB, AWSLNC, AWSLNE, AWSLNN, AWSNAY, AWSNBR, AWSNED, AWSNEH, AWSNHA, AWSNHL, AWSNNC, AWSNTB, AWSNWY, AWSRTC, AWSRTN, AWSRTS, AWSRTW, AWSSUE, AWSSUI, AWSSUS, AWSSUT, AWSSWC | Preferred | N |  |  | Y | Y | Y | N | N | N | N/A | N/A | N/A | 5.8 | 0 | 2026 |  | 0.6592 | 0.6592 | 0 | 5.8 | 2479.836 | 0 | 0 | 89.6136 | 63.4188 | 17.8825
51dF | WEF 2a-2b-2d-2f | WEF 2a-2b-2d-2f | Water efficiency customer education / awareness | Customer Options | AWSEXC, AWSEXS, AWSFND, AWSHPL, AWSLNB, AWSLNC, AWSLNE, AWSLNN, AWSNAY, AWSNBR, AWSNED, AWSNEH, AWSNHA, AWSNHL, AWSNNC, AWSNTB, AWSNWY, AWSRTC, AWSRTN, AWSRTS, AWSRTW, AWSSUE, AWSSUI, AWSSUS, AWSSUT, AWSSWC | Feasible | N |  |  | N | N | N | N | N | N | N/A | N/A | N/A | 0 | 0 | 2026 |  | 0.71569 | 0.71569 | 0 | 0 | 0 | 0 | 0 | 0 |  | 18.0049
51dF | WEF 2a-2b-2d-2f | WEF 2a-2b-2d-2f | Water efficiency customer education / awareness | Customer Options | AWSEXC, AWSEXS, AWSFND, AWSHPL, AWSLNB, AWSLNC, AWSLNE, AWSLNN, AWSNAY, AWSNBR, AWSNED, AWSNEH, AWSNHA, AWSNHL, AWSNNC, AWSNTB, AWSNWY, AWSRTC, AWSRTN, AWSRTS, AWSRTW, AWSSUE, AWSSUI, AWSSUS, AWSSUT, AWSSWC | Feasible | N |  |  | N | N | N | N | N | N | N/A | N/A | N/A | 0 | 0 | 2026 |  | 0.71569 | 0.71569 | 0 | 0 | 0 | 0 | 0 | 0 |  | 18.0049
51dP | WEF 2a-2b-2d-2f | WEF 2a-2b-2d-2f | Water efficiency customer education / awareness | Customer Options | AWSEXC, AWSEXS, AWSFND, AWSHPL, AWSLNB, AWSLNC, AWSLNE, AWSLNN, AWSNAY, AWSNBR, AWSNED, AWSNEH, AWSNHA, AWSNHL, AWSNNC, AWSNTB, AWSNWY, AWSRTC, AWSRTN, AWSRTS, AWSRTW, AWSSUE, AWSSUI, AWSSUS, AWSSUT, AWSSWC | Preferred | N |  |  | Y | Y | Y | N | N | N | N/A | N/A | N/A | 0 | 0 | 2026 |  | 0.71569 | 0.71569 | 0 | 0 | 0 | 0 | 0 | 0 |  | 18.0049
51dF | WEF 2c | WEF 2c | Water efficiency customer education / awareness | Customer Options | AWSEXC, AWSEXS, AWSFND, AWSHPL, AWSLNB, AWSLNC, AWSLNE, AWSLNN, AWSNAY, AWSNBR, AWSNED, AWSNEH, AWSNHA, AWSNHL, AWSNNC, AWSNTB, AWSNWY, AWSRTC, AWSRTN, AWSRTS, AWSRTW, AWSSUE, AWSSUI, AWSSUS, AWSSUT, AWSSWC | Feasible | N |  |  | N | N | N | N | N | N | N/A | N/A | N/A | 2.9465 | 0 | 2026 |  | 0.20862 | 0.20862 | 0 | 2.9465 | 0 | 0 | 0 | 0 | 46.4444 | 7.4182
51dF | WEF 2c | WEF 2c | Water efficiency customer education / awareness | Customer Options | AWSEXC, AWSEXS, AWSFND, AWSHPL, AWSLNB, AWSLNC, AWSLNE, AWSLNN, AWSNAY, AWSNBR, AWSNED, AWSNEH, AWSNHA, AWSNHL, AWSNNC, AWSNTB, AWSNWY, AWSRTC, AWSRTN, AWSRTS, AWSRTW, AWSSUE, AWSSUI, AWSSUS, AWSSUT, AWSSWC | Feasible | N |  |  | N | N | N | N | N | N | N/A | N/A | N/A | 2.9465 | 0 | 2026 |  | 0.20862 | 0.20862 | 0 | 2.9465 | 0 | 0 | 0 | 0 | 46.4444 | 7.4182
51dP | WEF 2c | WEF 2c | Water efficiency customer education / awareness | Customer Options | AWSEXC, AWSEXS, AWSFND, AWSHPL, AWSLNB, AWSLNC, AWSLNE, AWSLNN, AWSNAY, AWSNBR, AWSNED, AWSNEH, AWSNHA, AWSNHL, AWSNNC, AWSNTB, AWSNWY, AWSRTC, AWSRTN, AWSRTS, AWSRTW, AWSSUE, AWSSUI, AWSSUS, AWSSUT, AWSSWC | Preferred | N |  |  | Y | Y | Y | N | N | N | N/A | N/A | N/A | 2.9465 | 0 | 2026 |  | 0.20862 | 0.20862 | 0 | 2.9465 | 0 | 0 | 0 | 0 | 46.4444 | 7.4182
51dF | WEF 3a | WEF 3a | Water efficiency customer education / awareness | Customer Options | AWSEXC, AWSEXS, AWSFND, AWSHPL, AWSLNB, AWSLNC, AWSLNE, AWSLNN, AWSNAY, AWSNBR, AWSNED, AWSNEH, AWSNHA, AWSNHL, AWSNNC, AWSNTB, AWSNWY, AWSRTC, AWSRTN, AWSRTS, AWSRTW, AWSSUE, AWSSUI, AWSSUS, AWSSUT, AWSSWC | Feasible | N |  |  | N | N | N | N | N | N | N/A | N/A | N/A | 2.9101 | 0 | 2026 |  | 0.015 | 0.015 | 0 | 2.9101 | 0 | 0 | 0 | 0 | -6.0404 | 0.40691
51dF | WEF 3a | WEF 3a | Water efficiency customer education / awareness | Customer Options | AWSEXC, AWSEXS, AWSFND, AWSHPL, AWSLNB, AWSLNC, AWSLNE, AWSLNN, AWSNAY, AWSNBR, AWSNED, AWSNEH, AWSNHA, AWSNHL, AWSNNC, AWSNTB, AWSNWY, AWSRTC, AWSRTN, AWSRTS, AWSRTW, AWSSUE, AWSSUI, AWSSUS, AWSSUT, AWSSWC | Feasible | N |  |  | N | N | N | N | N | N | N/A | N/A | N/A | 2.9101 | 0 | 2026 |  | 0.015 | 0.015 | 0 | 2.9101 | 0 | 0 | 0 | 0 | -6.0404 | 0.40691
51dP | WEF 3a | WEF 3a | Water efficiency customer education / awareness | Customer Options | AWSEXC, AWSEXS, AWSFND, AWSHPL, AWSLNB, AWSLNC, AWSLNE, AWSLNN, AWSNAY, AWSNBR, AWSNED, AWSNEH, AWSNHA, AWSNHL, AWSNNC, AWSNTB, AWSNWY, AWSRTC, AWSRTN, AWSRTS, AWSRTW, AWSSUE, AWSSUI, AWSSUS, AWSSUT, AWSSWC | Preferred | N |  |  | Y | Y | Y | N | N | N | N/A | N/A | N/A | 2.9101 | 0 | 2026 |  | 0.015 | 0.015 | 0 | 2.9101 | 0 | 0 | 0 | 0 | -6.0404 | 0.40691
51dF | WEF 4a | WEF 4a | Other water efficiency | Customer Options | AWSEXC, AWSEXS, AWSFND, AWSHPL, AWSLNB, AWSLNC, AWSLNE, AWSLNN, AWSNAY, AWSNBR, AWSNED, AWSNEH, AWSNHA, AWSNHL, AWSNNC, AWSNTB, AWSNWY, AWSRTC, AWSRTN, AWSRTS, AWSRTW, AWSSUE, AWSSUI, AWSSUS, AWSSUT, AWSSWC | Feasible | N |  |  | N | N | N | N | N | N | N/A | N/A | N/A | 1.0772 | 0 | 2026 |  | 0.13736 | 0.13736 | 0 | 1.0772 | 30.339 | 0 | 0 | 1.0964 | 32.6579 | 3.4172
51dF | WEF 4a | WEF 4a | Other water efficiency | Customer Options | AWSEXC, AWSEXS, AWSFND, AWSHPL, AWSLNB, AWSLNC, AWSLNE, AWSLNN, AWSNAY, AWSNBR, AWSNED, AWSNEH, AWSNHA, AWSNHL, AWSNNC, AWSNTB, AWSNWY, AWSRTC, AWSRTN, AWSRTS, AWSRTW, AWSSUE, AWSSUI, AWSSUS, AWSSUT, AWSSWC | Feasible | N |  |  | N | N | N | N | N | N | N/A | N/A | N/A | 1.0772 | 0 | 2026 |  | 0.13736 | 0.13736 | 0 | 1.0772 | 30.339 | 0 | 0 | 1.0964 | 32.6579 | 3.4172
51dP | WEF 4a | WEF 4a | Other water efficiency | Customer Options | AWSEXC, AWSEXS, AWSFND, AWSHPL, AWSLNB, AWSLNC, AWSLNE, AWSLNN, AWSNAY, AWSNBR, AWSNED, AWSNEH, AWSNHA, AWSNHL, AWSNNC, AWSNTB, AWSNWY, AWSRTC, AWSRTN, AWSRTS, AWSRTW, AWSSUE, AWSSUI, AWSSUS, AWSSUT, AWSSWC | Preferred | N |  |  | Y | Y | Y | N | N | N | N/A | N/A | N/A | 1.0772 | 0 | 2026 |  | 0.13736 | 0.13736 | 0 | 1.0772 | 30.339 | 0 | 0 | 1.0964 | 32.6579 | 3.4172
51dF | WEF 4c-PL | WEF 4c-PL | Other water efficiency | Customer Options | AWSEXC, AWSEXS, AWSFND, AWSHPL, AWSLNB, AWSLNC, AWSLNE, AWSLNN, AWSNAY, AWSNBR, AWSNED, AWSNEH, AWSNHA, AWSNHL, AWSNNC, AWSNTB, AWSNWY, AWSRTC, AWSRTN, AWSRTS, AWSRTW, AWSSUE, AWSSUI, AWSSUS, AWSSUT, AWSSWC | Feasible | N |  |  | N | N | N | N | N | N | N/A | N/A | N/A | 9.3007 | 0 | 2026 |  | 1.1755 | 1.1755 | 0 | 9.3007 | 279.2231 | 0 | 0 | 10.0903 | 32.2901 | 29.2449
51dF | WEF 4c-PL | WEF 4c-PL | Other water efficiency | Customer Options | AWSEXC, AWSEXS, AWSFND, AWSHPL, AWSLNB, AWSLNC, AWSLNE, AWSLNN, AWSNAY, AWSNBR, AWSNED, AWSNEH, AWSNHA, AWSNHL, AWSNNC, AWSNTB, AWSNWY, AWSRTC, AWSRTN, AWSRTS, AWSRTW, AWSSUE, AWSSUI, AWSSUS, AWSSUT, AWSSWC | Feasible | N |  |  | N | N | N | N | N | N | N/A | N/A | N/A | 9.3007 | 0 | 2026 |  | 1.1755 | 1.1755 | 0 | 9.3007 | 279.2231 | 0 | 0 | 10.0903 | 32.2901 | 29.2449
51dP | WEF 4c-PL | WEF 4c-PL | Other water efficiency | Customer Options | AWSEXC, AWSEXS, AWSFND, AWSHPL, AWSLNB, AWSLNC, AWSLNE, AWSLNN, AWSNAY, AWSNBR, AWSNED, AWSNEH, AWSNHA, AWSNHL, AWSNNC, AWSNTB, AWSNWY, AWSRTC, AWSRTN, AWSRTS, AWSRTW, AWSSUE, AWSSUI, AWSSUS, AWSSUT, AWSSWC | Preferred | N |  |  | Y | Y | Y | N | N | N | N/A | N/A | N/A | 9.3007 | 0 | 2026 |  | 1.1755 | 1.1755 | 0 | 9.3007 | 279.2231 | 0 | 0 | 10.0903 | 32.2901 | 29.2449
51dF | WEF 4d | WEF 4d | Other water efficiency | Customer Options | AWSEXS, AWSFND, AWSLNB, AWSLNC, AWSLNE, AWSLNN, AWSNAY, AWSNBR, AWSNEH, AWSNHA, AWSNHL, AWSNNC, AWSNTB, AWSRTC, AWSRTN, AWSRTS, AWSRTW, AWSSUE, AWSSUI, AWSSWC | Feasible | N |  |  | N | N | N | N | N | N | N/A | N/A | N/A | 0 | 0 | 2026 |  | 0.00044045 | 0.00044045 | 0 | 1.5117 | 8.8789 | 0 | 0 | 0.32085 | -8.7198 | 0.030678
51dF | WEF 4d | WEF 4d | Other water efficiency | Customer Options | AWSEXS, AWSFND, AWSLNB, AWSLNC, AWSLNE, AWSLNN, AWSNAY, AWSNBR, AWSNEH, AWSNHA, AWSNHL, AWSNNC, AWSNTB, AWSRTC, AWSRTN, AWSRTS, AWSRTW, AWSSUE, AWSSUI, AWSSWC | Feasible | N |  |  | N | N | N | N | N | N | N/A | N/A | N/A | 0 | 0 | 2026 |  | 0.00044045 | 0.00044045 | 0 | 1.5117 | 8.8789 | 0 | 0 | 0.32085 | -8.7198 | 0.030678
51dP | WEF 4d | WEF 4d | Other water efficiency | Customer Options | AWSEXS, AWSFND, AWSLNB, AWSLNC, AWSLNE, AWSLNN, AWSNAY, AWSNBR, AWSNEH, AWSNHA, AWSNHL, AWSNNC, AWSNTB, AWSRTC, AWSRTN, AWSRTS, AWSRTW, AWSSUE, AWSSUI, AWSSWC | Preferred | N |  |  | Y | Y | Y | N | N | N | N/A | N/A | N/A | 0 | 0 | 2026 |  | 0.00044045 | 0.00044045 | 0 | 1.5117 | 8.8789 | 0 | 0 | 0.32085 | -8.7198 | 0.030678
51dF | WEF_InnovationFund | WEF_InnovationFund | Other water efficiency | Customer Options | AWSEXC, AWSEXS, AWSFND, AWSHPL, AWSLNB, AWSLNC, AWSLNE, AWSLNN, AWSNAY, AWSNBR, AWSNED, AWSNEH, AWSNHA, AWSNHL, AWSNNC, AWSNTB, AWSNWY, AWSRTC, AWSRTN, AWSRTS, AWSRTW, AWSSUE, AWSSUI, AWSSUS, AWSSUT, AWSSWC | Feasible | N |  |  | N | N | N | N | N | N | N/A | N/A | N/A | 0 | 0 | 2026 |  | 0.066667 | 0.066667 | 0 |  | 0 | 0 | 0 | 0 |  | 4.5151
51dF | WEF_InnovationFund | WEF_InnovationFund | Other water efficiency | Customer Options | AWSEXC, AWSEXS, AWSFND, AWSHPL, AWSLNB, AWSLNC, AWSLNE, AWSLNN, AWSNAY, AWSNBR, AWSNED, AWSNEH, AWSNHA, AWSNHL, AWSNNC, AWSNTB, AWSNWY, AWSRTC, AWSRTN, AWSRTS, AWSRTW, AWSSUE, AWSSUI, AWSSUS, AWSSUT, AWSSWC | Feasible | N |  |  | N | N | N | N | N | N | N/A | N/A | N/A | 0 | 0 | 2026 |  | 0.066667 | 0.066667 | 0 |  | 0 | 0 | 0 | 0 |  | 4.5151
51dP | WEF_InnovationFund | WEF_InnovationFund | Other water efficiency | Customer Options | AWSEXC, AWSEXS, AWSFND, AWSHPL, AWSLNB, AWSLNC, AWSLNE, AWSLNN, AWSNAY, AWSNBR, AWSNED, AWSNEH, AWSNHA, AWSNHL, AWSNNC, AWSNTB, AWSNWY, AWSRTC, AWSRTN, AWSRTS, AWSRTW, AWSSUE, AWSSUI, AWSSUS, AWSSUT, AWSSWC | Preferred | N |  |  | Y | Y | Y | N | N | N | N/A | N/A | N/A | 0 | 0 | 2026 |  | 0.066667 | 0.066667 | 0 |  | 0 | 0 | 0 | 0 |  | 4.5151
51cF | CAM1 | Cambs & West Suffolk to Cambridge Water Co potable transfer (10 Ml/d) | Internal potable transfer | Distribution Options | CAMCAM | Feasible | N |  |  | N | N | N | N | N | N |  | AWSSWC | CAMCAM | 10 | 5 |  | 31.5909 | 0.11447 |  |  |  | 6006.93 | 415.8214 |  | 1.798 | 63.3656 | 26.1409 | -520 |  |  |  | -504.8373 |  | -15.367
51cF | CAM2 | Ruthamford South to Cambridge Water potable transfer (10 Ml/d) | Internal potable transfer | Distribution Options | CAMCAM | Feasible | N |  |  | N | N | N | N | N | N |  | AWSRTS | CAMCAM | 10 | 5 |  | 64.9683 | 0.13536 |  |  |  | 9324.87 | 472.6951 |  | 2.7157 | 125.1909 | 52.2017 | -263 |  |  |  | -249.81 |  | -13.0633
51cF | CAM3 | Ruthamford South to Cambridge Water potable transfer (20 Ml/d) | Internal potable transfer | Distribution Options | CAMCAM | Feasible | N |  |  | N | N | N | N | N | N |  | AWSRTS | CAMCAM | 20 | 5 |  | 138.2594 | 0.25212 |  |  |  | 17085.99 | 871.8333 |  | 4.9588 | 132.1131 | 110.8355 | -263 |  |  |  | -249.81 |  | -13.0633
51cP | CAM4 | Ruthamford South to Cambridge Water potable transfer (50 Ml/d) | Internal potable transfer | Distribution Options | CAMCAM | Preferred | N |  |  | Y | Y | Y | N | N | N |  | AWSRTS | CAMCAM | 50 | 5 | 2030 | 77.3814 | 0.45938 | 0.23651 | 24.8374 | 50 | 16956.87 | 584.6065 | 290.4018 | 4.5607 | 31.3897 | 65.7005 | -263 |  |  |  | -249.81 |  | -13.0633
51cF | CAM5 | Cambs & West Suffolk to Cambridge Water Co potable transfer (20 Ml/d) | Internal potable transfer | Distribution Options | CAMCAM | Feasible | N |  |  | N | N | N | N | N | N |  | AWSSWC | CAMCAM | 20 | 5 |  | 44.7902 | 0.13847 |  |  |  | 9856.58 | 499.943 |  | 2.8732 | 44.2879 | 36.7882 | -520 |  |  |  | -504.8373 |  | -15.367
51cF | CAM6 | Transfer from Cambs & West Suffolk to Cambridge Water Co (50 Ml/d) | Internal potable transfer | Distribution Options | CAMCAM | Feasible | N |  |  | N | N | N | N | N | N |  | AWSSWC | CAMCAM | 50 | 5 |  | 74.9606 | 0.27192 |  |  |  | 13030.31 | 994.4364 |  | 4.0033 | 29.725 | 62.5494 | -520 |  |  |  | -504.8373 |  | -15.367
51cU | EXC1 | Cambs & West Suffolk to Essex Central potable transfer (5 Ml/d) | Internal potable transfer | Distribution Options | AWSEXC | Unconstrained | N |  |  | N | N | N | N | N | N | Developed to test feasibility. Technically feasible but rejected in favour of preferreable route. |  |  | 5 | 5
51cU | EXC13 | Essex Central to Essex Central potable transfer (10 Ml/d) | Internal potable transfer | Distribution Options | AWSEXC | Unconstrained | N |  |  | N | N | N | N | N | N | Developed to test feasibility. Technically feasible but rejected in favour of preferreable route. |  |  | 10 | 5
51cU | EXC14 | Essex Central to Essex Central potable transfer (10 Ml/d) | Internal potable transfer | Distribution Options | AWSEXC | Unconstrained | N |  |  | N | N | N | N | N | N | Developed to test feasibility. Technically feasible but rejected in favour of preferreable route. |  |  | 10 | 5
51cF | EXC15 | Cambs & West Suffolk to Essex Central potable transfer (10 Ml/d) | Internal potable transfer | Distribution Options | AWSEXC | Feasible | N |  |  | N | N | N | N | N | N |  | AWSSWC | AWSEXC | 10 | 5 |  | 89.3311 | 0.097424 |  |  |  | 11389.05 | 105.4062 |  | 3.0478 | 168.0596 | 67.2299 | -29 |  |  |  | -27.3599 |  | -1.4379
51cU | EXC16 | Essex Central to Essex Central potable transfer (10 Ml/d) | Internal potable transfer | Distribution Options | AWSEXC | Unconstrained | N |  |  | N | N | N | N | N | N | Developed to test feasibility. Technically feasible but rejected in favour of preferreable route. |  |  | 10 | 5
51cU | EXC2 | Cambs & West Suffolk to Essex Central potable transfer (10 Ml/d) | Internal potable transfer | Distribution Options | AWSEXC | Unconstrained | N |  |  | N | N | N | N | N | N | Developed to test feasibility. Technically feasible but rejected in favour of preferreable route. |  |  | 10 | 5
51cP | EXC3 | Essex South to Essex Central potable transfer (10 Ml/d) | Internal potable transfer | Distribution Options | AWSEXC | Preferred | N |  |  | Y | Y | Y | N | N | N |  | AWSEXS | AWSEXC | 10 | 5 | 2030 | 9.5973 | 0.043303 | 0.018608 | 3.9002 | 10 | 2381.69 | 53.4421 | 20.8438 | 0.60788 | 19.7112 | 7.7061 | -1095 |  |  |  | -1054.225 |  | -40.9794
51cU | EXC4 | Essex Central to Essex Central potable transfer (10 Ml/d) | Internal potable transfer | Distribution Options | AWSEXC | Unconstrained | N |  |  | N | N | N | N | N | N | Developed to test feasibility. Technically feasible but rejected in favour of preferreable route. |  |  | 10 | 5
51cU | EXC5 | Cambs & West Suffolk to Essex Central potable transfer (10 Ml/d) | Internal potable transfer | Distribution Options | AWSEXC | Unconstrained | N |  |  | N | N | N | N | N | N | Does not resolve a deficit | AWSSUS | AWSEXC | 10 | 5
51cU | EXC6 | Cambs & West Suffolk to Essex Central potable transfer (10 Ml/d) | Internal potable transfer | Distribution Options | AWSEXC | Unconstrained | N |  |  | N | N | N | N | N | N | More direct route promoted | AWSSWC | AWSEXC | 10 | 5
51bP | EXC7 | Essex Central WTW backwash water recovery | Water treatment works loss recovery | Production Options | AWSEXC | Preferred | N |  |  | Y | Y | Y | N | N | N |  |  |  | 0.3 | 3 | 2030 | 0.043697 | 6.7898e-05 | 6.7898e-05 | 0.3 | 0.3 | 10.27 | 0 | 0 | 0.0010311 | 6.5576 | 0.0282 | 0 |  |  |  | 0 |  | 0
51aP | EXS10 | Holland on Sea desalination (seawater) 26 Ml/d | Desalination | Resource Options | AWSEXS | Preferred | N |  |  | Y | Y | N | Y | N | N |  |  |  | 26 | 7 | 2040 | 394.6615 | 12.8765 | 12.8765 | 26 | 26 | 53185.25 | 6748.704 | 6748.704 | 11.5123 | 430.0246 | 534.6295 | -2505 |  |  |  | -232.3202 |  | -0.23965
51aF | EXS11 | Holland on Sea desalination (seawater) 50 Ml/d | Desalination | Resource Options | AWSEXS | Feasible | N |  |  | N | N | N | N | N | N |  |  |  | 50 | 7 |  | 677.5044 | 24.557 |  |  |  | 67258.14 | 13497.408 |  | 14.4341 | 392.913 | 976.2977 | -2505 |  |  |  | -232.3202 |  | -0.23965
51aF | EXS12 | Holland on Sea desalination (seawater) 100 Ml/d | Desalination | Resource Options | AWSEXS | Feasible | N |  |  | N | N | N | N | N | N |  |  |  | 100 | 7 |  | 1106.8831 | 25.8201 |  |  |  | 86264.93 | 26994.816 |  | 22.5103 | 282.9497 | 1230.627 | -2505 |  |  |  | -232.3202 |  | -0.23965
51aU | EXS13 | Holland on Sea floating desalination (seawater) 25 Ml/d | Desalination | Resource Options | AWSEXS | Unconstrained | N |  |  | N | N | N | N | N | N | Offshore deslination provides no benefit over onshore options but carry greater risk. |  |  | 25 | 7
51aU | EXS14 | Holland on Sea floating desalination (seawater) 50 Ml/d | Desalination | Resource Options | AWSEXS | Unconstrained | N |  |  | N | N | N | N | N | N | Offshore deslination provides no benefit over onshore options but carry greater risk. |  |  | 50 | 7
51aU | EXS15 | Holland on Sea floating desalination (seawater) 100 Ml/d | Desalination | Resource Options | AWSEXS | Unconstrained | N |  |  | N | N | N | N | N | N | Offshore deslination provides no benefit over onshore options but carry greater risk. |  |  | 100 | 7
51cF | EXS16 | East Suffolk to Essex Central potable transfer (10 Ml/d) | Internal potable transfer | Distribution Options | AWSEXS | Feasible | N |  |  | N | N | N | N | N | N |  | AWSSUE | AWSEXS | 10 | 5 |  | 32.168 | 0.10633 |  |  |  | 6010.26 | 383.8052 |  | 1.7808 | 63.9115 | 26.4429 | -228 |  |  |  | -217.2457 |  | -10.3049
51cF | EXS17 | East Suffolk to Essex Central potable transfer (20 Ml/d) | Internal potable transfer | Distribution Options | AWSEXS | Feasible | N |  |  | N | N | N | N | N | N |  | AWSSUE | AWSEXS | 20 | 5 |  | 51.7465 | 0.19657 |  |  |  | 11924.67 | 718.5764 |  | 3.5045 | 52.0962 | 43.1201 | -228 |  |  |  | -217.2457 |  | -10.3049
51cF | EXS18 | Cambs & West Suffolk to Essex Central potable transfer (10 Ml/d) | Internal potable transfer | Distribution Options | AWSEXS | Feasible | N |  |  | N | N | N | N | N | N |  | AWSSUS | AWSEXS | 10 | 5 |  | 41.1549 | 0.0811 |  |  |  | 5243.28 | 95.6629 |  | 1.3724 | 79.6282 | 31.1101 | 0 |  |  |  | 0 |  | 0
51aP | EXS19 | Colchester WRC direct to Ardleigh Reservoir (no additional treatment) | Water reuse | Resource Options | AWSEXS | Preferred | N |  |  | Y | Y | Y | N | N | N |  | AWSSUE | AWSEXS | 11.4 | 7 | 2032 | 138.995 | 7.1454 | 7.1457 | 11.4125 | 11.4 | 14713.14 | 271.0448 | 271.342 | 2.8872 | 418.7806 | 256.0661 | -2247 |  |  |  | -428.7331 |  | -11.5032
51aU | EXS1 | Colchester WRC direct to Ardleigh Reservoir (with additional treatment) | Water reuse | Resource Options | AWSEXS | Unconstrained | N |  |  | N | N | N | N | N | N | Additional potable treatment does not provide any more DO that alternatives without. EXS19 promoted as the alternative. | AWSSUE | AWSEXS | 15.2 | 7
51aF | EXS21 | Ardleigh drought permit | Drought permits/orders | Resource Options | AWSEXS | Feasible | N |  |  | N | N | N | N | N | N |  | AWSSUS | AWSEXS | 0 | 1 |  | 0.5 | 0.02 |  |  |  | 0 | 0 |  | 0 | 0 | 0 | 0 |  |  |  | 0 |  | 0
51aU | EXS22 | Colchester WRC direct to Ardleigh Reservoir 50:50 | Water reuse | Resource Options | AWSEXS | Unconstrained | N |  |  | N | N | N | N | N | N | This option was developed to test a 50:50 split with AFW. Subsequently AFW have declined the option. | AWSSUE | AWSEXS | 5.7 | 7
51aF | EXS23 | Sea Tankering BAU | International import | Resource Options | AWSEXS | Feasible | Y |  |  | N | N | N | N | N | N |  | AWSSUE | AWSEXS | 11.4 | 7 |  | 83.2832 | 99.1357 |  |  |  | 26433.56 | 1042.1809 |  | 18654.6224 | 2461.5213 | 2564.6653 | -188 |  |  |  | -155.0391 |  | -8.1481
51aU | EXS2 | Colchester WRC direct to Ardleigh Reservoir (no additional treatment) | Water reuse | Resource Options | AWSEXS | Unconstrained | N |  |  | N | N | N | N | N | N | Drought only option. EXS19 promoted as a BAU alternative. | AWSSUS | AWSEXS | 4.2 | 7
51aF | EXS3 | Clacton-Holland Haven to Ardleigh Reservoir with additional treatment at Ardleigh) | Water reuse | Resource Options | AWSEXS | Feasible | N |  |  | N | N | N | N | N | N |  | AWSSUE | AWSEXS | 6.7 | 7 |  | 119.0706 | 4.1451 |  |  |  | 21803.78 | 277.6846 |  | 4.3801 | 539.6305 | 170.1084 | 0 |  |  |  | 0 |  | 0
51aF | EXS4 | Clacton-Holland Haven to Ardleigh Reservoir (no additional treatment at Ardleigh) | Water reuse | Resource Options | AWSEXS | Feasible | N |  |  | N | N | N | N | N | N |  | AWSSUE | AWSEXS | 3 | 7 |  | 86.5343 | 4.1678 |  |  |  | 14125.48 | 277.6846 |  | 2.934 | 933.6557 | 149.6995 | 0 |  |  |  | 0 |  | 0
51aU | EXS5 | Colchester to Ardleigh Reservoir via the River Colne (with additional treatment) | Water reuse | Resource Options | AWSEXS | Unconstrained | N |  |  | N | N | N | N | N | N | Additional potable treatment does not provide any more DO that alternatives without. EXS19 promoted as the alternative. | AWSSUS | AWSEXS | 15.2 | 7
51aU | EXS6 | Colchester to Ardleigh Reservoir via the River Colne with no extra treatment | Water reuse | Resource Options | AWSEXS | Unconstrained | N |  |  | N | N | N | N | N | N | Additional risks with transfer via river | AWSSUE | AWSEXS | 0.3 | 7
51bP | EXS7 | Essex South WTW Backwash water recovery | Water treatment works loss recovery | Production Options | AWSEXS | Preferred | N |  |  | Y | Y | Y | N | N | N |  |  |  | 0.3 | 3 | 2030 | 0.27767 | 0 | 0 | 0.3 | 0.3 | 142.38 | 0 | 0 | 0.013906 | 29.5668 | 0.14707 | 0 |  |  |  | 0 |  | 0
51aF | EXS8 | Harwich Sea Tankering | International import | Resource Options | AWSEXS | Feasible | Y |  |  | N | N | N | N | N | N |  | AWSSUS | AWSEXS | 4.2 | 7 |  | 81.6174 | 35.4931 |  |  |  | 26433.56 | 1042.1809 |  | 18654.6224 | 2624.8782 | 948.4219 | -188 |  |  |  | -155.0391 |  | -8.1481
51cF | EXS9 | Essex South to Essex Central potable transfer (10 Ml/d) | Internal potable transfer | Distribution Options | AWSEXS | Feasible | N |  |  | N | N | N | N | N | N |  | AWSEXC | AWSEXS | 10 | 5 |  | 9.5178 | 0.088817 |  |  |  | 1779.16 | 333.7494 |  | 0.6236 | 21.5877 | 8.5985 | -1095 |  |  |  | -1054.225 |  | -40.9794
51cF | FND10 | Norfolk Bradenham to Fenland potable transfer (5 Ml/d) | Internal potable transfer | Distribution Options | AWSFND | Feasible | N |  |  | N | N | N | N | N | N |  | AWSNBR | AWSFND | 5 | 5 |  | 29.644 | 0.0055332 |  |  |  | 5882.13 | 0 |  | 1.5699 | 109.5506 | 23.0721 | -2094 |  |  |  | -1999.9626 |  | -93.7689
51cF | FND11 | Norfolk Bradenham to Fenland potable transfer (10 Ml/d) | Internal potable transfer | Distribution Options | AWSFND | Feasible | N |  |  | N | N | N | N | N | N |  | AWSNBR | AWSFND | 10 | 5 |  | 33.7634 | 0.0063021 |  |  |  | 8292.11 | 0 |  | 2.213 | 62.6609 | 26.2782 | -2094 |  |  |  | -1999.9626 |  | -93.7689
51cF | FND12 | Norfolk Bradenham to Fenland potable transfer (20 Ml/d) | Internal potable transfer | Distribution Options | AWSFND | Feasible | N |  |  | N | N | N | N | N | N |  | AWSNBR | AWSFND | 20 | 5 |  | 55.4771 | 0.010355 |  |  |  | 18047.24 | 0 |  | 4.7604 | 51.3394 | 43.0924 | -2094 |  |  |  | -1999.9626 |  | -93.7689
51bU | FND13 | Fenland WTW backwash water recovery | Water treatment works loss recovery | Production Options | AWSFND | Unconstrained | N |  |  | N | N | N | N | N | N | Cryptosporidium risk from returning concentrates back to works inlet |  |  | 0.61 | 3
51cF | FND14 | Cambs and West Suffolk to Fenland potable transfer (10 Ml/d) | Internal potable transfer | Distribution Options | AWSFND | Feasible | N |  |  | N | N | N | N | N | N |  | AWSSWC | AWSFND | 10 | 5 |  | 67.1851 | 0.01254 |  |  |  | 16118.31 | 0 |  | 4.3017 | 124.1932 | 52.2904 | -274 |  |  |  | -259.9186 |  | -13.66
51cF | FND15 | Cambs and West Suffolk to Fenland potable transfer (20 Ml/d) | Internal potable transfer | Distribution Options | AWSFND | Feasible | N |  |  | N | N | N | N | N | N |  | AWSSWC | AWSFND | 20 | 5 |  | 102.0931 | 0.019056 |  |  |  | 28987.74 | 0 |  | 7.6578 | 94.8585 | 79.329 | -274 |  |  |  | -259.9186 |  | -13.66
51cF | FND16 | Ruthamford South to Fenland potable transfer (20 Ml/d) | Internal potable transfer | Distribution Options | AWSFND | Feasible | N |  |  | N | N | N | N | N | N |  | AWSRTN | AWSFND | 20 | 5 |  | 122.0451 | 0.20557 |  |  |  | 28006.95 | 703.5901 |  | 7.7545 | 116.4787 | 97.5708 | -42 |  |  |  | -39.8738 |  | -2.0956
51cF | FND17 | Cambs and West Suffolk to Fenland potable transfer (50 Ml/d) | Internal potable transfer | Distribution Options | AWSFND | Feasible | N |  |  | N | N | N | N | N | N |  | AWSSWC | AWSFND | 50 | 5 |  | 146.1501 | 0.02728 |  |  |  | 33806.9 | 0 |  | 9.0225 | 54.001 | 113.7491 | -274 |  |  |  | -259.9186 |  | -13.66
51cF | FND18 | Norfolk Bradenham to Fenland potable transfer (50 Ml/d) | Internal potable transfer | Distribution Options | AWSFND | Feasible | N |  |  | N | N | N | N | N | N |  | AWSNBR | AWSFND | 50 | 5 |  | 72.3762 | 0.013509 |  |  |  | 16934.89 | 0 |  | 4.4635 | 27.1905 | 56.245 | -2094 |  |  |  | -1999.9626 |  | -93.7689
51aF | FND19 | Fens Reservoir 50 MCMD (100%) | New reservoir | Resource Options | AWSFND | Feasible | N |  |  | N | N | N | N | N | N |  |  |  | 77.1 | 11 |  | 1702.9802 | 5.0267 |  |  |  | 323592.9 | 8400.7222 |  | 27.9069 | 525.4814 | 1391.74 | -265063 |  |  |  | -61552 |  | -11
51aF | FND1 | Kings Lynn to Stoke Ferry via river Wissey (extra treatment at Stoke Ferry WTW) | Water reuse | Resource Options | AWSFND | Feasible | N |  |  | N | N | N | N | N | N |  |  |  | 10.3 | 7 |  | 226.9146 | 5.6596 |  |  |  | 28019.97 | 490.0352 |  | 5.8782 | 576.4119 | 266.2291 | -1171 |  |  |  | -64.7938 |  | -6.202
51cF | FND20 | Norfolk Bradenham to Fenland potable transfer (100 Ml/d) | Internal potable transfer | Distribution Options | AWSFND | Feasible | N |  |  | N | N | N | N | N | N |  | AWSNBR | AWSFND | 100 | 5 |  | 88.6405 | 0.016545 |  |  |  | 25313.47 | 0 |  | 6.7558 | 16.6755 | 68.9892 | -2094 |  |  |  | -1999.9626 |  | -93.7689
51aF | FND21 | Fens Reservoir 50 MCMD low yield | New reservoir | Resource Options | AWSFND | Feasible | N |  |  | N | N | N | N | N | N |  |  |  | 38.6 | 11 |  | 851.4901 | 2.5133 |  |  |  | 161796.45 | 4200.3611 |  | 23.3711 | 524.7679 | 695.7791 | 0 |  |  |  | 0 |  | 0
51aP | FND22 | Marham abstraction relocation | New surface water | Resource Options | AWSFND | Preferred | N |  |  | Y | Y | Y | N | N | N |  |  |  | 7.9 | 7 | 2030 | 42.0171 | 0.33449 | 0.33585 | 7.933 | 7.9 | 6588.89 | 430.177 | 431.9739 | 1.4781 | 119.7818 | 32.3453 | 0 |  |  |  | -0.25206 |  | -0.0052004
51aF | FND23 | Fens reservoir 25 MCMD low yield | New reservoir | Resource Options | AWSFND | Feasible | N |  |  | N | N | N | N | N | N |  |  |  | 27 | 11 |  | 710.0278 | 1.3658 |  |  |  | 48087.005 | 4151.6544 |  | 10.8757 | 617.8753 | 565.7641 | 0 |  |  |  | 0 |  | 0
51aF | FND24 | Fens reservoir 75 MCMD Low yield | New reservoir | Resource Options | AWSFND | Feasible | N |  |  | N | N | N | N | N | N |  |  |  | 50.1 | 14 |  | 970.9592 | 3.3889 |  |  |  | 83947.42 | 5379.6746 |  | 18.5658 | 465.8014 | 807.2983 | 0 |  |  |  | 0 |  | 0
51aF | FND25 | Fens reservoir 100 MCMD low yield | New reservoir | Resource Options | AWSFND | Feasible | N |  |  | N | N | N | N | N | N |  |  |  | 72.8 | 17 |  | 1287.133 | 4.2622 |  |  |  | 102679.5862 | 6700.3216 |  | 22.6292 | 423.7855 | 1065.0552 | 0 |  |  |  | 0 |  | 0
51bP | FND26 | Fenland WTW Backwash water recovery | Water treatment works loss recovery | Production Options | AWSFND | Preferred | N |  |  | Y | Y | Y | N | N | N |  |  |  | 0.24 | 3 | 2030 | 0.096591 | 0 | 0 | 0.24 | 0.24 | 56.76 | 0 | 0 | 0.0055436 | 14.4382 | 0.056254 | 0 |  |  |  | 0 |  | 0
51aF | FND27 | Fenland_drought-permit | Drought permits/orders | Resource Options | AWSFND | Feasible | N |  |  | N | N | N | N | N | N | Provides no DO benefit in planning scenario |  |  | 0 | 1 |  | 0.5 | 0 | [8 empty] | 0 | 0 |  |  |  | 0 |  | 0
51aF | FND28 | Fens reservoir 25 MCMD high yield | New reservoir | Resource Options | AWSFND | Feasible | N |  |  | N | N | N | N | N | N |  |  |  | 33.1 | 11 |  | 710.0278 | 1.3658 |  |  |  | 48087.005 | 4151.6544 |  | 35.1045 | 505.2591 | 565.7158 | 0 |  |  |  | 0 |  | 0
51aP | FND29 | Fens reservoir 50 MCMD high yield | New reservoir | Resource Options | AWSFND | Preferred | N |  |  | Y | Y | Y | N | N | N |  |  |  | 44.4 | 11 | 2036 | 851.4901 | 2.5133 | 2.5133 | 44.4 | 44.4 | 161796.45 | 4200.3611 | 4200.3611 | 29.6036 | 456.6321 | 695.8301 | 0 |  |  |  | 0 |  | 0
51aU | FND2 | Kings Lynn to Stoke Ferry via river Wissey (no extra treatment at Stoke Ferry WTW) | Water reuse | Resource Options | AWSFND | Unconstrained | N |  |  | N | N | N | N | N | N | No benefit without additional potable treatment capacity |  |  | 10.3 | 7
51aF | FND30 | Fens reservoir 75 MCMD high yield | New reservoir | Resource Options | AWSFND | Feasible | N |  |  | N | N | N | N | N | N |  |  |  | 61.1 | 14 |  | 1145.3973 | 3.9977 |  |  |  | 99029.032 | 6346.1625 |  | 21.9013 | 450.6003 | 952.4672 | 0 |  |  |  | 0 |  | 0
51aF | FND31 | Fens reservoir 100 MCMD high yield | New reservoir | Resource Options | AWSFND | Feasible | N |  |  | N | N | N | N | N | N |  |  |  | 80.5 | 17 |  | 1421.9629 | 4.7087 |  |  |  | 113435.4829 | 7402.194 |  | 24.9997 | 423.2826 | 1176.4786 | 0 |  |  |  | 0 |  | 0
51aF | FND3 | Kings Lynn and West Walton to Stoke Ferry WTW via the River Wissey - with additional treatment at Stoke Ferry | Water reuse | Resource Options | AWSFND | Feasible | N |  |  | N | N | N | N | N | N |  |  |  | 17.4 | 7 |  | 303.2427 | 8.8427 |  |  |  | 40072.93 | 1430.9612 |  | 8.6799 | 477.947 | 383.7173 | -240 |  |  |  | -235.4415 |  | -4.793
51aU | FND4 | Kings Lynn and West Walton to Stoke Ferry WTW via the River Wissey - no additional treatment at Stoke Ferry | Water reuse | Resource Options | AWSFND | Unconstrained | N |  |  | N | N | N | N | N | N | No benefit without additional potable treatment capacity
51aU | FND5 | Kings Lynn (brackish) 10 Ml/d | Desalination | Resource Options | AWSFND | Unconstrained | N |  |  | N | N | N | N | N | N | Unmitigatable risks identified in estuarial and brackish desalination options |  |  | 10 | 7
51aU | FND6 | Kings Lynn (brackish) 25 Ml/d | Desalination | Resource Options | AWSFND | Unconstrained | N |  |  | N | N | N | N | N | N | Unmitigatable risks identified in estuarial and brackish desalination options |  |  | 25 | 7
51aU | FND7 | Kings Lynn (brackish) - power supply from power station (10 Ml/d) | Desalination | Resource Options | AWSFND | Unconstrained | N |  |  | N | N | N | N | N | N | Unmitigatable risks identified in estuarial and brackish desalination options |  |  | 10 | 7
51aU | FND8 | Kings Lynn (brackish) - power supply from RWE power station (25 Ml/d) | Desalination | Resource Options | AWSFND | Unconstrained | N |  |  | N | N | N | N | N | N | Unmitigatable risks identified in estuarial and brackish desalination options |  |  | 25 | 7
51cF | FND9 | Ruthamford South to Fenland potable transfer (10 Ml/d) | Internal potable transfer | Distribution Options | AWSFND | Feasible | N |  |  | N | N | N | N | N | N |  | AWSRTN | AWSFND | 10 | 5 |  | 42.7623 | 0.13488 |  |  |  | 13135.33 | 486.6657 |  | 3.7406 | 83.7607 | 35.4297 | -42 |  |  |  | -39.8738 |  | -2.0956
51cP | LNB1 | Ruthamford North to Bourne potable transfer (20 Ml/d) | Internal potable transfer | Distribution Options | AWSLNB | Preferred | N |  |  | Y | Y | N | Y | N | N |  | AWSRTN | AWSLNB | 20 | 5 | 2040 | 17.542 | 0.18927 | 0.16353 | 17.2074 | 20 | 5129.81 | 715.8516 | 615.8973 | 1.7345 | 19.6172 | 16.9445 | -83 |  |  |  | -79.4615 |  | -3.7831
51aF | LNC10 | Extension /new reservoir at Hall - with new treatment | New reservoir | Resource Options | AWSLNC | Feasible | N |  |  | N | N | N | N | N | N |  |  |  | 7 | 10 |  | 67.9726 | 0.8795 |  |  |  | 13845.22 | 1120.0318 |  | 3.7087 | 230.4121 | 59.1555 | -6545 |  |  |  | -485.9806 |  | 0
51aF | LNC11 | Trent trade with extension to existing treatment | Licence trading | Resource Options | AWSLNC | Feasible | Y |  |  | N | N | N | N | N | N |  |  |  | 7 | 5 |  | 73.7876 | 7.5326 |  |  |  | 13680.81 | 0 |  | 2.2972 | 511.8388 | 227.8209 | -1871 |  |  |  | -140.1903 |  | 0
51aU | LNC12 | Trent trade with new water treatment works | Licence trading | Resource Options | AWSLNC | Unconstrained | Y |  |  | N | N | N | N | N | N | This option is similar to LNC11 in benefit but carries more planning risk so rejected in favour of the alternative. |  |  | 7 | 5
51aU | LNC13 | Trent trade with new WTW and Storage | Licence trading | Resource Options | AWSLNC | Unconstrained | Y |  |  | N | N | N | N | N | N | Insufficient information about storage suitability on site but this offers no advantave over other Trent trade options. |  |  | 7 | 5
51aF | LNC14 | Sherwood Sandstone ASR | Aquifer recharge/Aquifer storage recovery | Resource Options | AWSLNC | Feasible | N |  |  | N | N | N | N | N | N |  |  |  | 7 | 10 |  | 202.2603 | 2.7616 |  |  |  | 36466.68 | 368.7337 |  | 7.1567 | 692.0534 | 182.0149 | -153 |  |  |  | -145.5272 |  | -7.5425
51cF | LNC15 | Ruthamford North to Lincolnshire Central potable transfer (10 Ml/d) | Internal potable transfer | Distribution Options | AWSLNC | Feasible | N |  |  | N | N | N | N | N | N |  | AWSRTN | AWSLNC | 10 | 5 |  | 96.354 | 0.15771 |  |  |  | 20510.66 | 536.0403 |  | 5.7369 | 183.9872 | 77.013 | -84 |  |  |  | -80.0152 |  | -3.8344
51cP | LNC16 | Ruthamford North to Lincolnshire Central potable transfer (20 Ml/d) | Internal potable transfer | Distribution Options | AWSLNC | Preferred | N |  |  | Y | Y | N | Y | N | N |  | AWSRTN | AWSLNC | 20 | 5 | 2040 | 147.1388 | 0.30555 | 0.30145 | 19.7025 | 20 | 37677.34 | 1072.0744 | 1056.1273 | 10.525 | 143.4118 | 118.7035 | -84 |  |  |  | -80.0152 |  | -3.8344
51cF | LNC17 | Lincolnshire East to Lincolnshire Central potable transfer (100 Ml/d) | Internal potable transfer | Distribution Options | AWSLNC | Feasible | N |  |  | N | N | N | N | N | N |  | AWSLNC | AWSLNC | 100 | 5 |  | 226.3804 | 0.042255 |  |  |  | 87605.35 | 0 |  | 23.3805 | 41.8239 | 176.1926 | 0 |  |  |  | 0 |  | 0
51cF | LNC18 | Lincolnshire East to Lincolnshire Central potable transfer (20 Ml/d) | Internal potable transfer | Distribution Options | AWSLNC | Feasible | N |  |  | N | N | N | N | N | N |  | AWSLNC | AWSLNC | 20 | 5 |  | 117.6211 | 0.021955 |  |  |  | 25330.78 | 0 |  | 6.7604 | 108.6856 | 91.5449 | 0 |  |  |  | 0 |  | 0
51cF | LNC19 | Ruthamford North to Lincolnshire Central potable transfer (100 Ml/d) | Internal potable transfer | Distribution Options | AWSLNC | Feasible | N |  |  | N | N | N | N | N | N |  | AWSRTN | AWSLNC | 100 | 5 |  | 267.8338 | 0.94933 |  |  |  | 65609.76 | 6253.5172 |  | 21.4238 | 53.0914 | 222.3643 | -84 |  |  |  | -80.0152 |  | -3.8344
51aU | LNC1 | Canwick WRC to the Hall via River Trent (additional treatment at Hall WTW) | Water reuse | Resource Options | AWSLNC | Unconstrained | N |  |  | N | N | N | N | N | N | Loss of effluent discharge to Witham would require compensation transfer from Trent. No overall WAFU benefit to WRZ |  |  | 10.1
51aU | LNC20 | South Humber bank desalination (seawater) collocated with SHB Power Station (10 Ml/d) | Desalination | Resource Options | AWSLNC | Unconstrained | N |  |  | N | N | N | N | N | N | Unmitigatable risks identified in estuarial and brackish desalination options |  |  | 10 | 7
51aU | LNC21 | South Humber bank desalination (seawater) 10 Ml/d | Desalination | Resource Options | AWSLNC | Unconstrained | N |  |  | N | N | N | N | N | N | Unmitigatable risks identified in estuarial and brackish desalination options |  |  | 10 | 7
51aU | LNC22 | Lincolnshire Central non-potable to potable treatment (10 Ml/d) | New surface water | Resource Options | AWSLNC | Unconstrained | N |  |  | N | N | N | N | N | N | CAMS/ALS no resource available |  |  | 10 | 5
51aU | LNC23 | Lincolnshire Central non-potable to potable treatment (31 Ml/d) | New surface water | Resource Options | AWSLNC | Unconstrained | N |  |  | N | N | N | N | N | N | CAMS/ALS no resource available |  |  | 31 | 5
51aU | LNC24 | Lincolnshire Central non-potable to potable treatment (50 Ml/d) | New surface water | Resource Options | AWSLNC | Unconstrained | N |  |  | N | N | N | N | N | N | CAMS/ALS no resource available |  |  | 50 | 5
51cP | LNC25 | Lincolnshire East to Lincolnshire Central potable transfer (29 Ml/d) | Internal potable transfer | Distribution Options | AWSLNC | Preferred | N |  |  | Y | Y | Y | N | N | N |  | AWSLNE | AWSLNC | 29.08 | 5 | 2030 | 68.9242 | 0.59835 | 0.37145 | 17.7311 | 29.08 | 12666.64 | 767.4795 | 467.9587 | 3.2051 | 51.0762 | 62.1006 | -10510 |  |  |  | -987.0942 |  | -1.4379
51aU | LNC26 | Canwick reuse, Sherwood ASR, Hall extension | Water reuse | Resource Options | AWSLNC | Unconstrained | N |  |  | N | N | N | N | N | N | Loss of effluent discharge to Witham would require compensation transfer from Trent. No overall WAFU benefit to WRZ |  |  | 28.6
51aU | LNC27 | Canwick reuse, Staythorpe con, Hall extension | Water reuse | Resource Options | AWSLNC | Unconstrained | N |  |  | N | N | N | N | N | N | Loss of effluent discharge to Witham would require compensation transfer from Trent. No overall WAFU benefit to WRZ |  |  | 28.6
51aP | LNC28 | Trent trade | Licence trading | Resource Options | AWSLNC | Preferred | Y |  |  | Y | Y | N | Y | N | N |  |  |  | 7 | 5 | 2040 | 34.2585 | 0.64016 | 0.13956 | 1.4483 | 7 | 8285.23 | 824.8369 | 170.6593 | 2.5951 | 119.2753 | 40.567 | 0 |  |  |  | 0 |  | 0
51cF | LNC29 | Lincolnshire East to Lincolnshire Central potable transfer (50 Ml/d) | Internal potable transfer | Distribution Options | AWSLNC | Feasible | N |  |  | N | N | N | N | N | N |  | AWSLNE | AWSLNC | 50 | 5 |  | 116.5745 | 0.70577 |  |  |  | 22160.22 | 2641.0387 |  | 7.3651 | 48.4692 | 102.2301 | -241 |  |  |  | -230.0208 |  | -11.1172
51aU | LNC2 | Canwick WRC to the Hall via River Trent (no additional treatment at Hall WTW) | Water reuse | Resource Options | AWSLNC | Unconstrained | N |  |  | N | N | N | N | N | N | Loss of effluent discharge to Witham would require compensation transfer from Trent. No overall WAFU benefit to WRZ |  |  | 10.1
51aP | LNC30 | Hall WTW surface water enhancement | Surface water enhancement | Resource Options | AWSLNC | Preferred | N |  |  | Y | Y | Y | N | N | N |  |  |  | 3.2 | 5 | 2030 | 29.2288 | 0.54162 | 0.37445 | 1.9696 | 3.2 | 4943.42 | 244.0886 | 150.235 | 0.70539 | 242.0276 | 24.955 | 0 |  |  |  | 0 |  | 0
51aU | LNC3 | South Humber bank desalination (seawater) collocated with SHB Power Station (25 Ml/d) | Desalination | Resource Options | AWSLNC | Unconstrained | N |  |  | N | N | N | N | N | N | Unmitigatable risks identified in estuarial and brackish desalination options |  |  | 25 | 7
51aU | LNC4 | South Humber bank desalination (seawater) collocated with SHB Power Station (50 Ml/d) | Desalination | Resource Options | AWSLNC | Unconstrained | N |  |  | N | N | N | N | N | N | Unmitigatable risks identified in estuarial and brackish desalination options |  |  | 50 | 7
51aU | LNC5 | South Humber bank desalination (seawater) 27 Ml/d | Desalination | Resource Options | AWSLNC | Unconstrained | N |  |  | N | N | N | N | N | N | Unmitigatable risks identified in estuarial and brackish desalination options |  |  | 27 | 7
51aU | LNC6 | South Humber bank desalination (seawater) 50 Ml/d | Desalination | Resource Options | AWSLNC | Unconstrained | N |  |  | N | N | N | N | N | N | Unmitigatable risks identified in estuarial and brackish desalination options |  |  | 50 | 7
51aU | LNC7 | Desalination (brackish) on Trent between Gainsborough and the Humber (10 Ml/d) | Desalination | Resource Options | AWSLNC | Unconstrained | N |  |  | N | N | N | N | N | N | Unmitigatable risks identified in estuarial and brackish desalination options |  |  | 10 | 7
51aU | LNC8 | Desalination (brackish) on Trent between Gainsborough and the Humber (25 Ml/d) | Desalination | Resource Options | AWSLNC | Unconstrained | N |  |  | N | N | N | N | N | N | Unmitigatable risks identified in estuarial and brackish desalination options |  |  | 25 | 7
51cF | LNC9 | Lincolnshire East to Lincolnshire Central potable transfer (10 Ml/d) | Internal potable transfer | Distribution Options | AWSLNC | Feasible | N |  |  | N | N | N | N | N | N |  | AWSLNE | AWSLNC | 10 | 5 |  | 94.4226 | 0.017624 |  |  |  | 28295.8 | 0 |  | 7.4731 | 174.6932 | 73.359 | 0 |  |  |  | 0 |  | 0
51aU | LNE10 | Desalination barge moored offshore with a pipeline coming onshore at Mablethorpe (100 Ml/d) | Desalination | Resource Options | AWSLNE | Unconstrained | N |  |  | N | N | N | N | N | N | Offshore deslination provides no benefit over onshore options but carry greater risk. |  |  | 100 | 7
51aP | LNE11 | Lincolnshire East Groundwater enhancement | Groundwater enhancement | Resource Options | AWSLNE | Preferred | N |  |  | Y | Y | Y | N | N | N |  |  |  | 7.5 | 3 | 2030 | 18.486 | 0.33415 | 0.31369 | 6.996 | 7.5 | 2744.72 | 343.3516 | 320.2784 | 0.46149 | 65.3684 | 16.8749 | -340 |  |  |  | -15.7076 |  | 0
51aP | LNE12 | Lincolnshire East Surface Water enhancement | Surface water enhancement | Resource Options | AWSLNE | Preferred | N |  |  | Y | Y | Y | N | N | N |  |  |  | 7.3 | 5 | 2030 | 59.4707 | 0.36369 | 0.36453 | 7.3285 | 7.3 | 15054.52 | 282.5539 | 283.657 | 1.8017 | 192.3524 | 31.7793 | -14117 |  |  |  | -2777.7312 |  | -86.7533
51aU | LNE13 | Lincolnshire East drought permit (Covenham) | Drought permits/orders | Resource Options | AWSLNE | Unconstrained | N |  |  | N | N | N | N | N | N | Provides no DO benefit in planning scenario |  |  | 0
51aF | LNE1 | Ingoldmells to Covenham via River Eau (with additional treatment at Covenham) | Water reuse | Resource Options | AWSLNE | Feasible | N |  |  | N | N | N | N | N | N |  |  |  | 6.1 | 7 |  | 178.6973 | 4.2212 |  |  |  | 22010.05 | 546.1548 |  | 4.6386 | 930.0829 | 299.9638 | 0 |  |  |  | -0.082512 |  | 0
51aU | LNE2 | Ingoldmells to Covenham via Rive Eau (no additional treatment at Covenham) | Water reuse | Resource Options | AWSLNE | Unconstrained | N |  |  | N | N | N | N | N | N | No benefit without additional potable treatment capacity |  |  | 6.1 | 7
51bP | LNE3 | Lincolnshire East WTW backwash water recovery | Water treatment works loss recovery | Production Options | AWSLNE | Preferred | N |  |  | Y | N | Y | N | N | N |  |  |  | 1.3 | 3 | 2030 | 5.3598 | 0.0090493 | 0.0040217 | 1.3 | 1.3 | 685.62 | 9.0198 | 0.090198 | 0.11041 | 111.4879 | 2.687 | 0 |  |  |  | 0 |  | 0
51aF | LNE4 | Immingham Sea Tankering | International import | Resource Options | AWSLNE | Feasible | Y |  |  | N | N | N | N | N | N |  |  |  | 0.4 | 7 |  | 87.8524 | 37.7141 |  |  |  | 23288.17 | 1339.4377 |  | 18653.9498 | 29364.9005 | 1008.1414 | -22 |  |  |  | -18.2399 |  | -0.9586
51aF | LNE5 | Mablethorpe desalination Seawater (25 Ml/d) | Desalination | Resource Options | AWSLNE | Feasible | N |  |  | N | N | N | N | N | N |  |  |  | 25 | 7 |  | 418.1024 | 13.1784 |  |  |  | 110626.14 | 6748.704 |  | 28.0973 | 464.6305 | 567.0884 | -134 |  |  |  | -127.6793 |  | -6.7102
51aP | LNE6 | Mablethorpe desalination Seawater (50 Ml/d) | Desalination | Resource Options | AWSLNE | Preferred | N |  |  | Y | Y | N | Y | N | N |  |  |  | 50 | 7 | 2040 | 515.2273 | 12.9677 | 12.9677 | 50 | 50 | 44938.22 | 13497.408 | 13497.408 | 9.9138 | 269.5377 | 592.7622 | -134 |  |  |  | -127.6793 |  | -6.7102
51aF | LNE7 | Mablethorpe desalination Seawater (100 Ml/d) | Desalination | Resource Options | AWSLNE | Feasible | N |  |  | N | N | N | N | N | N |  |  |  | 100 | 7 |  | 904.602 | 13.1821 |  |  |  | 92837.35 | 26994.816 |  | 19.2924 | 211.0458 | 793.4363 | -134 |  |  |  | -127.6793 |  | -6.7102
51aU | LNE8 | Desalination barge moored offshore with a pipeline coming onshore at Mablethorpe (25 Ml/d) | Desalination | Resource Options | AWSLNE | Unconstrained | N |  |  | N | N | N | N | N | N | Offshore deslination provides no benefit over onshore options but carry greater risk. |  |  | 25 | 7
51aU | LNE9 | Desalination barge moored offshore with a pipeline coming onshore at Mablethorpe (50 Ml/d) | Desalination | Resource Options | AWSLNE | Unconstrained | N |  |  | N | N | N | N | N | N | Offshore deslination provides no benefit over onshore options but carry greater risk. |  |  | 50 | 7
51cP | LNN1 | Lincolnshire Central to Lincolnshire Retford and Gainsborough potable transfer (3.5 Ml/d) | Internal potable transfer | Distribution Options | AWSLNN | Preferred | N |  |  | Y | Y | N | Y | N | N |  | AWSLNC | AWSLNN | 3.5 | 5 | 2035 | 15.696 | 0.046446 | 0.014894 | 0.89767 | 3.5 | 2694.84 | 164.8494 | 42.2799 | 0.77307 | 89.5756 | 12.6494 | -565 |  |  |  | -537.2419 |  | -28.2348
51cF | LNN2 | Lincolnshire Central to Lincolnshire Retford and Gainsborough potable transfer (10 Ml/d) | Internal potable transfer | Distribution Options | AWSLNN | Feasible | N |  |  | N | N | N | N | N | N |  | AWSLNC | AWSLNN | 10 | 5 |  | 24.4198 | 0.14932 |  |  |  | 4499.7 | 556.8167 |  | 1.4758 | 51.3641 | 21.2039 | -565 |  |  |  | -537.2419 |  | -28.2348
51aP | LNN3 | Lincolnshire Retford and Gainsborough resource optimisation | Groundwater enhancement | Resource Options | AWSLNN | Preferred | N |  |  | Y | Y | Y | N | N | N |  |  |  | 0.72 | 5 | 2030 | 5.6906 | 0.1088 | 0.1088 | 0.72 | 0.72 | 1349.14 | 138.8292 | 138.8292 | 0.19721 | 226.6452 | 5.4735 | 0 |  |  |  | 0 |  | 0
51cP | NAY1 | Norwich and the Broads to Aylsham potable transfer (3 Ml/d) | Internal potable transfer | Distribution Options | AWSNAY | Preferred | N |  |  | Y | N | Y | N | N | N |  | AWSNTB | AWSNAY | 3 | 5 | 2030 | 14.6146 | 0.10916 | 0.012592 | 0.25 | 3 | 2378.78 | 139.0654 | 11.5888 | 0.58013 | 105.2039 | 11.9027 | -456 |  |  |  | -376.1396 |  | -19.7681
51cF | NAY2 | Happisburgh to Aylsham potable transfer (10 Ml/d) | Internal potable transfer | Distribution Options | AWSNAY | Feasible | N |  |  | N | N | N | N | N | N |  | AWSNHA | AWSNAY | 10 | 5 |  | 22.5087 | 0.14118 |  |  |  | 4061.46 | 525.4817 |  | 1.3409 | 49.6573 | 19.4913 | -347 |  |  |  | -329.8406 |  | -17.3348
51cF | NAY3 | Norwich and the Broads to Aylsham potable transfer (10 Ml/d) | Internal potable transfer | Distribution Options | AWSNAY | Feasible | N |  |  | N | N | N | N | N | N |  | AWSNTB | AWSNAY | 10 | 5 |  | 38.3219 | 0.074034 |  |  |  | 5902.65 | 255.418 |  | 1.68 | 73.9166 | 30.5889 | -456 |  |  |  | -376.1396 |  | -19.7681
51bP | NAY4 | Norfolk Aylsham WTW backwash water recovery | Water treatment works loss recovery | Production Options | AWSNAY | Preferred | N |  |  | Y | N | Y | N | N | N |  |  |  | 0.75 | 3 | 2030 | 0.36775 | 0.00047057 | 8.7161e-05 | 1.3 | 0.75 | 66.59 | 0 | 0 | 0.014203 | 10.1139 | 0.22857 | 0 |  |  |  | 0 |  | 0
51bP | NAY5 | Norfolk Aylsham WTW backwash water recovery | Water treatment works loss recovery | Production Options | AWSNAY | Preferred | N |  |  | Y | Y | Y | N | N | N |  |  |  | 0.1 | 3 | 2030 | 0.17054 | 0.00024093 | 0.00024093 | 0.1 | 0.1 | 53.42 | 0 | 0 | 0.0058319 | 49.4533 | 0.10181 | 0 |  |  |  | 0 |  | 0
51cF | NBR1 | Fenland to Norfolk Bradenham potable transfer (5 Ml/d) | Internal potable transfer | Distribution Options | AWSNBR | Feasible | N |  |  | N | N | N | N | N | N |  | AWSFND | AWSNBR | 5 | 5 |  | 32.4562 | 0.075688 |  |  |  | 5815.54 | 265.6359 |  | 1.6624 | 126.7049 | 26.1355 | -2094 |  |  |  | -1999.9626 |  | -93.7689
51cF | NBR2 | Fenland to Norfolk Bradenham potable transfer (10 Ml/d) | Internal potable transfer | Distribution Options | AWSNBR | Feasible | N |  |  | N | N | N | N | N | N |  | AWSFND | AWSNBR | 10 | 5 |  | 46.1013 | 0.11947 |  |  |  | 9278.12 | 424.3363 |  | 2.6758 | 89.97 | 37.4753 | -2094 |  |  |  | -1999.9626 |  | -93.7689
51cF | NBR3 | Fenland to Norfolk Bradenham potable transfer (20 Ml/d) | Internal potable transfer | Distribution Options | AWSNBR | Feasible | N |  |  | N | N | N | N | N | N |  | AWSFND | AWSNBR | 20 | 5 |  | 72.5904 | 0.18855 |  |  |  | 19263.47 | 673.6236 |  | 5.4264 | 70.6878 | 59.1061 | -2094 |  |  |  | -1999.9626 |  | -93.7689
51cF | NBR4 | Norwich and the Broads to Norfolk Bradenham potable transfer (10 Ml/d) | Internal potable transfer | Distribution Options | AWSNBR | Feasible | N |  |  | N | N | N | N | N | N |  | AWSNTB | AWSNBR | 10 | 5 |  | 74.4635 | 0.11835 |  |  |  | 11526.83 | 400.1539 |  | 3.2624 | 142.306 | 59.3479 | -2808 |  |  |  | -2738.017 |  | -69.6681
51cF | NBR5 | Norwich and the Broads to Norfolk Bradenham potable transfer (20 Ml/d) | Internal potable transfer | Distribution Options | AWSNBR | Feasible | N |  |  | N | N | N | N | N | N |  | AWSNTB | AWSNBR | 20 | 5 |  | 145.9564 | 0.1853 |  |  |  | 23203.98 | 608.2409 |  | 6.4408 | 138.0917 | 115.779 | -2808 |  |  |  | -2738.017 |  | -69.6681
51cP | NBR6 | Fenland to Norfolk Bradenham potable transfer (45 Ml/d) | Internal potable transfer | Distribution Options | AWSNBR | Preferred | N |  |  | Y | Y | Y | N | N | N |  | AWSFND | AWSNBR | 45 | 5 | 2030 | 102.8855 | 1.1833 | 0.80414 | 33.6697 | 50 | 26215.48 | 1532.3776 | 1031.8942 | 7.1961 | 50.1581 | 101.2362 | -2808 |  |  |  | -2738.017 |  | -69.6681
51cF | NBR7 | Norwich and the Broads to Norfolk Bradenham potable transfer (50 Ml/d) | Internal potable transfer | Distribution Options | AWSNBR | Feasible | N |  |  | N | N | N | N | N | N |  | AWSNTB | AWSNBR | 50 | 5 |  | 198.9268 | 0.53238 |  |  |  | 24071.34 | 1912.2443 |  | 7.4335 | 77.2423 | 162.7699 | -2808 |  |  |  | -2738.017 |  | -69.6681
51cF | NBR8 | Norwich and the Broads to Norfolk Bradenham potable transfer (100 Ml/d) | Internal potable transfer | Distribution Options | AWSNBR | Feasible | N |  |  | N | N | N | N | N | N |  | AWSNTB | AWSNBR | 100 | 5 |  | 257.0188 | 0.95235 |  |  |  | 37281.02 | 3494.1391 |  | 11.989 | 50.9014 | 214.7386 | -2808 |  |  |  | -2738.017 |  | -69.6681
51bP | NBR9 | Norfolk Bradenham WTW backwash water recovery | Water treatment works loss recovery | Production Options | AWSNBR | Preferred | N |  |  | Y | Y | Y | N | N | N |  |  |  | 0.2 | 3 | 2030 | 0.32111 | 0.00024093 | 0.00024093 | 0.2 | 0.2 | 71.5 | 0 | 0 | 0.015483 | 36.1696 | 0.20155 | 0 |  |  |  | 0 |  | 0
51cF | NED1 | Norfolk Bradenham to Norfolk East Dereham potable transfer (5 Ml/d) | Internal potable transfer | Distribution Options | AWSNED | Feasible | N |  |  | N | N | N | N | N | N |  | AWSNBR | AWSNED | 5 | 5 |  | 7.5521 | 0.044009 |  |  |  | 1394.61 | 161.9361 |  | 0.42454 | 32.5697 | 6.2954 | -42 |  |  |  | -39.461 |  | -2.0739
51cP | NED2 | Norfolk Bradenham to Norfolk East Dereham potable transfer (10 Ml/d) | Internal potable transfer | Distribution Options | AWSNED | Preferred | N |  |  | Y | Y | N | Y | N | N |  | AWSNBR | AWSNED | 10 | 5 | 2035 | 10.6643 | 0.09911 | 0.068044 | 6.758 | 10 | 2004.95 | 371.203 | 250.859 | 0.70471 | 24.5748 | 9.6493 | -42 |  |  |  | -39.461 |  | -2.0739
51bP | NED3 | Norfolk East Dereham WTW backwash water recovery | Water treatment works loss recovery | Production Options | AWSNED | Preferred | N |  |  | Y | N | Y | N | N | N |  |  |  | 0.1 | 3 | 2030 | 0.25938 | 0.00024093 | 0.00024093 | 0.2 | 0.1 | 112.68 | 0 | 0 | 0.011744 | 79.7632 | 0.15385 | 0 |  |  |  | 0 |  | 0
51cF | NEH1 | Norfolk Harleston to Norfolk East Harling potable transfer (5 Ml/d) | Internal potable transfer | Distribution Options | AWSNEH | Feasible | N |  |  | N | N | N | N | N | N |  | AWSNHL | AWSNEH | 5 | 5 |  | 22.4314 | 0.046328 |  |  |  | 4119.96 | 159.7222 |  | 1.1506 | 87.3684 | 17.8682 | -3 |  |  |  | 0 |  | -3.101
51cF | NEH2 | Norfolk Harleston to Norfolk East Harling potable transfer (10 Ml/d) | Internal potable transfer | Distribution Options | AWSNEH | Feasible | N |  |  | N | N | N | N | N | N |  | AWSNHL | AWSNEH | 10 | 5 |  | 29.3674 | 0.097561 |  |  |  | 5751.33 | 352.1296 |  | 1.6939 | 58.4072 | 24.116 | -3 |  |  |  | 0 |  | -3.101
51cP | NEH3 | Suffolk Thetford to Norfolk East Harling potable transfer (5 Ml/d) | Internal potable transfer | Distribution Options | AWSNEH | Preferred | N |  |  | Y | Y | Y | N | N | N |  | AWSSUT | AWSNEH | 5 | 5 | 2030 | 20.0478 | 0.10289 | 0.076807 | 3.6688 | 5 | 3430.45 | 129.322 | 94.89 | 0.88099 | 81.7016 | 16.1597 | -2767 |  |  |  | -2694.0094 |  | -72.614
51cF | NEH4 | Suffolk Thetford to Norfolk East Harling potable transfer (10 Ml/d) | Internal potable transfer | Distribution Options | AWSNEH | Feasible | N |  |  | N | N | N | N | N | N |  | AWSSUT | AWSNEH | 15 | 5 |  | 28.3968 | 0.1606 |  |  |  | 5715.52 | 596.6667 |  | 1.8228 | 39.2361 | 24.4876 | -2767 |  |  |  | -2694.0094 |  | -72.614
51cF | NEH5 | Suffolk Thetford to Norfolk East Harling potable transfer (10 Ml/d) | Internal potable transfer | Distribution Options | AWSNEH | Feasible | N |  |  | N | N | N | N | N | N |  | AWSSUT | AWSNEH | 10 | 5 |  | 42.3853 | 0.17405 |  |  |  | 5494.35 | 217.8988 |  | 1.4529 | 84.4918 | 34.029 | -2767 |  |  |  | -2694.0094 |  | -72.614
51cF | NEH6 | Norfolk Harleston to Norfolk East Harling potable transfer (15 Ml/d) | Internal potable transfer | Distribution Options | AWSNEH | Feasible | N |  |  | N | N | N | N | N | N |  | AWSNHL | AWSNEH | 15 | 5 |  | 34.1022 | 0.17404 |  |  |  | 6923.99 | 644.1679 |  | 2.1723 | 47.0921 | 29.1495 | -3 |  |  |  | 0 |  | -3.101
51cF | NHL1 | Norwich and the Broads to Norfolk Harleston potable transfer (5 Ml/d) | Internal potable transfer | Distribution Options | AWSNHL | Feasible | N |  |  | N | N | N | N | N | N |  | AWSNTB | AWSNHL | 5 | 5 |  | 38.3407 | 0.050214 |  |  |  | 5981.51 | 163.633 |  | 1.6497 | 148.7354 | 30.2152 | -531 |  |  |  | -430.7938 |  | -18.9324
51cF | NHL2 | Norwich and the Broads to Norfolk Harleston potable transfer (10 Ml/d) | Internal potable transfer | Distribution Options | AWSNHL | Feasible | N |  |  | N | N | N | N | N | N |  | AWSNTB | AWSNHL | 10 | 5 |  | 48.9305 | 0.10671 |  |  |  | 8156.84 | 374.2684 |  | 2.3485 | 94.6316 | 39.3565 | -531 |  |  |  | -430.7938 |  | -18.9324
51cF | NHL3 | Norfolk East Harling to Norfolk Harleston potable transfer (10 Ml/d) | Internal potable transfer | Distribution Options | AWSNHL | Feasible | N |  |  | N | N | N | N | N | N |  | AWSNEH | AWSNHL | 10 | 5 |  | 26.7034 | 0.11869 |  |  |  | 4770.97 | 426.7205 |  | 1.4488 | 61.0896 | 21.5145 | -3 |  |  |  | 0 |  | -3.101
51cP | NHL4 | Norfolk East Harling to Norfolk Harleston potable transfer (5 Ml/d) | Internal potable transfer | Distribution Options | AWSNHL | Preferred | N |  |  | Y | Y | Y | N | N | N |  | AWSNEH | AWSNHL | 5 | 5 | 2030 | 24.9289 | 0.10635 | 0.025391 | 0.93975 | 5 | 3814.41 | 131.5997 | 24.7342 | 0.98222 | 121.3666 | 19.7358 | -3 |  |  |  | 0 |  | -3.101
51cF | NHL5 | Norfolk East Harling to Harleston potable transfer (15 Ml/d) | Internal potable transfer | Distribution Options | AWSNHL | Feasible | N |  |  | N | N | N | N | N | N |  | AWSNEH | AWSNHL | 15 | 5 |  | 38.8886 | 0.15844 |  |  |  | 8018.76 | 615.801 |  | 2.453 | 52.0076 | 32.478 | -3 |  |  |  | 0 |  | -3.101
51cF | NHL6 | Norwich and the Broads to Norfolk Harleston potable transfer (15 Ml/d) | Internal potable transfer | Distribution Options | AWSNHL | Feasible | N |  |  | N | N | N | N | N | N |  | AWSNTB | AWSNHL | 15 | 5 |  | 60.0013 | 0.12023 |  |  |  | 10924.11 | 418.8868 |  | 3.1123 | 77.0403 | 48.1712 | -531 |  |  |  | -430.7938 |  | -18.9324
51bP | NHL7 | Norfolk Harleston WTW backwash water recovery | Water treatment works loss recovery | Production Options | AWSNHL | Preferred | N |  |  | Y | N | Y | N | N | N |  |  |  | 0.2 | 3 | 2030 | 1.5219 | 0.015119 | 0.0093725 | 0.2 | 0.2 | 225.91 | 6.1115 | 0.061115 | 0.03322 | 227.0641 | 1.06 | 0 |  |  |  | 0 |  | 0
51cU | NNC1 | Fenland to North Norfolk Coast potable transfer (10) | Internal potable transfer | Distribution Options | AWSNNC | Unconstrained | N |  |  | N | N | N | N | N | N | Developed to test feasibility. Technically feasible but rejected in favour of preferreable route. |  |  | 10 | 5
51cU | NNC2 | Norfolk Bradenham to North Norfolk Coast potable trasnfer (10) | Internal potable transfer | Distribution Options | AWSNNC | Unconstrained | N |  |  | N | N | N | N | N | N | Developed to test feasibility. Technically feasible but rejected in favour of preferreable route. |  |  | 10 | 5
51cF | NNC3 | Norfolk Aylsham to North Norfolk Coast potable transfer (10 Ml/d) | Internal potable transfer | Distribution Options | AWSNNC | Feasible | N |  |  | N | N | N | N | N | N |  | AWSNAY | AWSNNC | 10 | 5 |  | 17.7349 | 0.12517 |  |  |  | 3391.06 | 468.2734 |  | 1.1357 | 37.9237 | 15.6599 | -621 |  |  |  | -620.8686 |  | 0
51cP | NNC4 | Norfolk East Dereham to North Norfolk Coast potable transfer (10 Ml/d) | Internal potable transfer | Distribution Options | AWSNNC | Preferred | N |  |  | Y | Y | N | Y | N | N |  | AWSNED | AWSNNC | 10 | 5 | 2035 | 25.2235 | 0.075255 | 0.056459 | 7.29 | 10 | 4933.68 | 269.7231 | 196.6282 | 1.4294 | 50.2393 | 20.5218 | -251 |  |  |  | -238.6308 |  | -12.5413
51bP | NNC5 | North Norfolk Coast1 WTW backwash water recovery | Water treatment works loss recovery | Production Options | AWSNNC | Preferred | N |  |  | Y | Y | Y | N | N | N |  |  |  | 0.18 | 3 | 2030 | 0.2092 | 0.00024093 | 0.00024093 | 0.18 | 0.18 | 86.04 | 0 | 0 | 0.0090756 | 351.461 | 0.1278 | 0 |  |  |  | 0 |  | 0
51bP | NNC6 | North Norfolk Coast2 WTW backwash water recovery | Water treatment works loss recovery | Production Options | AWSNNC | Preferred | N |  |  | Y | Y | Y | N | N | N |  |  |  | 0.2 | 3 | 2030 | 0.16751 | 0.00024093 | 0.00024093 | 0.2 | 0.2 | 26.89 | 0 | 0 | 0.0026786 | 28.7932 | 0.1035 | 0 |  |  |  | 0 |  | 0
51cP | NTB10 | Norfolk Bradneham to Norwich and the Broads potable transfer (20 Ml/d) | Internal potable transfer | Distribution Options | AWSNTB | Preferred | N |  |  | Y | Y | Y | N | N | N |  | AWSNBR | AWSNTB | 20 | 5 | 2030 | 81.7557 | 0.13088 | 0.11135 | 16.6032 | 20 | 24292.22 | 151.8458 | 126.0567 | 6.5863 | 77.1282 | 63.1758 | -2808 |  |  |  | -2738.017 |  | -69.6681
51aU | NTB11 | Desalination barge moored offshore with a pipeline coming onshore at Bacton (25 Ml/d) | Desalination | Resource Options | AWSNTB | Unconstrained | N |  |  | N | N | N | N | N | N | Offshore deslination provides no benefit over onshore options but carry greater risk. |  |  | 25 | 7
51aU | NTB12 | Desalination barge moored offshore with a pipeline coming onshore at Bacton (50 Ml/d) | Desalination | Resource Options | AWSNTB | Unconstrained | N |  |  | N | N | N | N | N | N | Offshore deslination provides no benefit over onshore options but carry greater risk. |  |  | 50 | 7
51aU | NTB13 | Desalination barge moored offshore with a pipeline coming onshore at Bacton (100 Ml/d) | Desalination | Resource Options | AWSNTB | Unconstrained | N |  |  | N | N | N | N | N | N | Offshore deslination provides no benefit over onshore options but carry greater risk. |  |  | 100 | 7
51aU | NTB14 | Desalination barge moored offshore with a pipeline coming onshore at Caister (25 Ml/d) | Desalination | Resource Options | AWSNTB | Unconstrained | N |  |  | N | N | N | N | N | N | Offshore deslination provides no benefit over onshore options but carry greater risk. |  |  | 25 | 7
51aU | NTB15 | Desalination barge moored offshore with a pipeline coming onshore at Caister (50 Ml/d) | Desalination | Resource Options | AWSNTB | Unconstrained | N |  |  | N | N | N | N | N | N | Offshore deslination provides no benefit over onshore options but carry greater risk. |  |  | 50 | 7
51aU | NTB16 | Desalination barge moored offshore with a pipeline coming onshore at Caister (100 Ml/d) | Desalination | Resource Options | AWSNTB | Unconstrained | N |  |  | N | N | N | N | N | N | Offshore deslination provides no benefit over onshore options but carry greater risk. |  |  | 100 | 7
51aP | NTB17 | Bacton desalination (seawater) 25 Ml/d | Desalination | Resource Options | AWSNTB | Preferred | N |  |  | Y | N | N | Y | N | N |  |  |  | 25 | 7 | 2040 | 385.4926 | 12.8732 | 12.8732 | 25 | 25 | 50827.62 | 6748.704 | 6748.704 | 10.5018 | 434.6587 | 530.8718 | -5035 |  |  |  | -1104.3617 |  | -35.2286
51aF | NTB18 | Bacton desalination (seawater) 50 Ml/d | Desalination | Resource Options | AWSNTB | Feasible | N |  |  | N | N | N | N | N | N |  |  |  | 50 | 7 |  | 663.3067 | 24.2425 |  |  |  | 66848.07 | 13497.408 |  | 14.4745 | 385.395 | 960.3518 | -5035 |  |  |  | -1104.3617 |  | -35.2286
51aF | NTB19 | Bacton desalination (seawater) 100 Ml/d | Desalination | Resource Options | AWSNTB | Feasible | N |  |  | N | N | N | N | N | N |  |  |  | 100 | 7 |  | 1130.1502 | 25.2375 |  |  |  | 86639.18 | 26994.816 |  | 22.7988 | 284.9157 | 1224.1662 | -5035 |  |  |  | -1104.3617 |  | -35.2286
51aF | NTB1 | Water Reuse at Lowestoft WRC with outfall received on the River Wensum. With water treatment extension at Heigham WTW | Water reuse | Resource Options | AWSNTB | Feasible | N |  |  | N | N | N | N | N | N |  |  |  | 11.1 | 7 |  | 240.0958 | 5.7866 |  |  |  | 31476.19 | 604.841 |  | 6.8867 | 523.702 | 241.7238 | -1387 |  |  |  | -484.0069 |  | -22.5271
51aF | NTB20 | Desalination (seawater) plant in the Caister area (25 Ml/d) | Desalination | Resource Options | AWSNTB | Feasible | N |  |  | N | Y | N | N | N | N |  |  |  | 25 | 7 |  | 362.8555 | 12.8829 |  |  |  | 48512.67 | 6748.704 |  | 10.6349 | 419.7393 | 518.3456 | -3239 |  |  |  | -479.8727 |  | -16.0566
51aF | NTB21 | Desalination (seawater) plant in the Caister area (50 Ml/d) | Desalination | Resource Options | AWSNTB | Feasible | N |  |  | N | N | N | N | N | N |  |  |  | 50 | 7 |  | 601.4679 | 24.044 |  |  |  | 65858.17 | 13497.408 |  | 13.9543 | 362.2856 | 921.7691 | -3239 |  |  |  | -479.8727 |  | -16.0566
51aF | NTB22 | Desalination (seawater) plant in the Caister area (100 Ml/d) | Desalination | Resource Options | AWSNTB | Feasible | N |  |  | N | N | N | N | N | N |  |  |  | 100 | 7 |  | 1036.059 | 25.2145 |  |  |  | 81486.02 | 26994.816 |  | 21.8939 | 268.8543 | 1173.9528 | -3239 |  |  |  | -479.8727 |  | -16.0566
51aU | NTB23 | Great Yarmouth Sea Tankering | International import | Resource Options | AWSNTB | Unconstrained | Y |  |  | N | N | N | N | N | N | Too far from a viable connection to existing infrastructure |  |  | 20
51cF | NTB24 | Norfolk Harleston to Norwich and the Broads potable transfer (5 Ml/d) | Internal potable transfer | Distribution Options | AWSNTB | Feasible | N |  |  | N | N | N | N | N | N |  | AWSNHL | AWSNTB | 5 | 5 |  | 36.7001 | 0.047159 |  |  |  | 5667.35 | 153.0744 |  | 1.5599 | 140.9859 | 28.8934 | -531 |  |  |  | -430.7938 |  | -18.9324
51cF | NTB25 | Norfolk Halreston to Norwich and the Broads potable transfer (10 Ml/d) | Internal potable transfer | Distribution Options | AWSNTB | Feasible | N |  |  | N | N | N | N | N | N |  | AWSNHL | AWSNTB | 10 | 5 |  | 72.2574 | 0.10557 |  |  |  | 9122.65 | 353.1574 |  | 2.5944 | 137.8701 | 57.4167 | -531 |  |  |  | -430.7938 |  | -18.9324
51cF | NTB26 | Norfolk Bradenham to Norwich and the Broads potable transfer (50 Ml/d) | Internal potable transfer | Distribution Options | AWSNTB | Feasible | N |  |  | N | N | N | N | N | N |  | AWSNBR | AWSNTB | 50 | 5 |  | 157.6452 | 0.029425 |  |  |  | 24341.01 | 0 |  | 6.4962 | 58.2484 | 122.6958 | -2808 |  |  |  | -2738.017 |  | -69.6681
51aF | NTB27 | Lowestoft and Casiter reuse combined (to Wensum) - treatment | Water reuse | Resource Options | AWSNTB | Feasible | N |  |  | N | N | N | N | N | N |  |  |  | 27.5 | 7 |  | 455.6925 | 12.0126 |  |  |  | 62544.04 | 1395.8797 |  | 13.8267 | 437.805 | 560.2342 | -693 |  |  |  | -658.2885 |  | -34.5964
51aF | NTB28 | Lowestoft and Casiter reuse combined (to Costessey) - treatment | Water reuse | Resource Options | AWSNTB | Feasible | N |  |  | N | N | N | N | N | N |  |  |  | 27.5 | 7 |  | 422.9954 | 11.9985 |  |  |  | 59974.81 | 1349.4367 |  | 13.4277 | 414.955 | 543.0901 | -693 |  |  |  | -658.2885 |  | -34.5964
51aF | NTB29 | Water reuse Whitlingham | Water reuse | Resource Options | AWSNTB | Feasible | N |  |  | N | N | N | N | N | N |  |  |  | 21.7 | 7 |  | 371.3218 | 9.9512 |  |  |  | 41265.96 | 753.0555 |  | 7.8092 | 456.7645 | 442.1685 | -2675 |  |  |  | -2542.6535 |  | -132.7342
51aU | NTB2 | Water Reuse at Caister Pump Lane WRC with outfall received on the River Wensum. With water treatment extension at Heigham WTW | Water reuse | Resource Options | AWSNTB | Unconstrained | N |  |  | N | N | N | N | N | N | Not an AW option. Being developed by E&S water in line with regional strategy |  |  | 16.4 | 7
51aF | NTB30 | Bacton sea water desal | Desalination | Resource Options | AWSNTB | Feasible | N |  |  | N | N | N | N | N | N |  |  |  | 10 | 7 |  | 286.3118 | 11.6417 |  |  |  | 34445.8 | 2699.4816 |  | 7.1267 | 861.2029 | 452.4342 | -5035 |  |  |  | -1104.3617 |  | -35.2286
51aF | NTB3 | Great Yarmouth desalination (seawater) 25 Ml/d | Desalination | Resource Options | AWSNTB | Feasible | N |  |  | N | N | N | N | N | N |  |  |  | 25 | 7 |  | 416.083 | 12.7422 |  |  |  | 52744.1 | 6748.704 |  | 11.5195 | 453.7665 | 547.1506 | -371 |  |  |  | -292.7008 |  | -13.8997
51aF | NTB4 | Great Yarmouth desalination (seawater) 50 Ml/d | Desalination | Resource Options | AWSNTB | Feasible | N |  |  | N | N | N | N | N | N |  |  |  | 50 | 7 |  | 625.0317 | 23.5061 |  |  |  | 76742.03 | 13497.408 |  | 16.3215 | 365.2294 | 910.2618 | -371 |  |  |  | -292.7008 |  | -13.8997
51aU | NTB5 | Desalination barge moored offshore with a pipeline coming onshore at Great Yarmouth (25 Ml/d) | Desalination | Resource Options | AWSNTB | Unconstrained | N |  |  | N | N | N | N | N | N | Offshore deslination provides no benefit over onshore options but carry greater risk. |  |  | 25 | 7
51aU | NTB6 | Desalination barge moored offshore with a pipeline coming onshore at Great Yarmouth (50 Ml/d) | Desalination | Resource Options | AWSNTB | Unconstrained | N |  |  | N | N | N | N | N | N | Offshore deslination provides no benefit over onshore options but carry greater risk. |  |  | 50 | 7
51aU | NTB7 | Desalination barge moored offshore with a pipeline coming onshore at Great Yarmouth (100 Ml/d) | Desalination | Resource Options | AWSNTB | Unconstrained | N |  |  | N | N | N | N | N | N | Offshore deslination provides no benefit over onshore options but carry greater risk. |  |  | 100 | 7
51bU | NTB8 | Norfolk and the Broads WTW backwash water recovery | Water treatment works loss recovery | Production Options | AWSNTB | Unconstrained | N |  |  | N | N | N | N | N | N | Supernatant recovery from membrane filtration plant already in place. Membrane supplier recommends against returning GAC backwash water due to risk of carbon fines damaging or blocking membrane pores. |  |  | 0.05 | 3
51cF | NTB9 | Norfolk Bradenham to Norwich and the Broads potable transfer (10 Ml/d) | Internal potable transfer | Distribution Options | AWSNTB | Feasible | N |  |  | N | N | N | N | N | N |  | AWSNBR | AWSNTB | 10 | 5 |  | 65.5525 | 0.012236 |  |  |  | 12395.71 | 0 |  | 3.3082 | 121.105 | 51.0197 | -2808 |  |  |  | -2738.017 |  | -69.6681
51cP | NWY1 | Norwich and the Broads to Norfolk Wymondham potable transfer (5 Ml/d) | Internal potable transfer | Distribution Options | AWSNWY | Preferred | N |  |  | Y | Y | N | Y | N | N |  | AWSNTB | AWSNWY | 5 | 5 | 2040 | 10.1974 | 0.071534 | 0.055531 | 3.831 | 5 | 1796.43 | 265.6359 | 101.7651 | 0.58975 | 44.7834 | 8.8115 | -4 |  |  |  | -3.9274 |  | -0.20641
51cF | NWY2 | Norwich and the Broads to Norfolk Wymondham potable transfer (15 Ml/d) | Internal potable transfer | Distribution Options | AWSNWY | Feasible | N |  |  | N | N | N | N | N | N |  | AWSNTB | AWSNWY | 15 | 5 |  | 18.514 | 0.17388 |  |  |  | 3449.97 | 655.4077 |  | 1.2517 | 28.7862 | 17.0663 | -4 |  |  |  | -3.9274 |  | -0.20641
51cF | NWY3 | Norwich and the Broads to Norfolk Wymondham potable transfer (10 Ml/d) | Internal potable transfer | Distribution Options | AWSNWY | Feasible | N |  |  | N | N | N | N | N | N |  | AWSNTB | AWSNWY | 10 | 5 |  | 18.9207 | 0.054378 |  |  |  | 3887.33 | 193.782 |  | 1.0937 | 37.6666 | 15.2046 | -4 |  |  |  | -3.9274 |  | -0.20641
51cF | RTC1 | Ruthamford West to Ruthamford Central potable transfer (70 Ml/d) | Internal potable transfer | Distribution Options | AWSRTC | Feasible | N |  |  | N | N | N | N | N | N |  | AWSRTW | AWSRTC | 70 | 5 |  | 94.4526 | 0.79601 |  |  |  | 15775.14 | 3005.4054 |  | 5.9424 | 29.1631 | 86.7124 | -334 |  |  |  | -325.7571 |  | -8.1372
51cF | RTC2 | Ruthamford South to Ruthamford Central potable transfer (12 Ml/d) | Internal potable transfer | Distribution Options | AWSRTC | Feasible | N |  |  | N | N | N | N | N | N |  | AWSRTS | AWSRTC | 12 | 5 |  | 29.0094 | 0.096578 |  |  |  | 6100.93 | 348.6628 |  | 1.7853 | 48.427 | 23.821 | -877 |  |  |  | -857.8832 |  | -19.4004
51cP | RTC3 | Ruthamford South to Ruthamford Central potable transfer (20 Ml/d) | Internal potable transfer | Distribution Options | AWSRTC | Preferred | N |  |  | Y | Y | N | Y | N | N |  | AWSRTS | AWSRTC | 20 | 5 | 2042 | 44.1044 | 0.16491 | 0.019621 | 1.27 | 20 | 10082.81 | 602.7914 | 63.7954 | 2.992 | 43.9848 | 36.7282 | -877 |  |  |  | -857.8832 |  | -19.4004
51cF | RTC4 | Ruthamford West to Ruthamford Central potable transfer (10 Ml/d) | Internal potable transfer | Distribution Options | AWSRTC | Feasible | N |  |  | N | N | N | N | N | N |  | AWSRTW | AWSRTC | 10 | 5 |  | 35.7463 | 0.09921 |  |  |  | 6866.53 | 354.1792 |  | 1.9927 | 70.1714 | 29.0889 | -334 |  |  |  | -325.7571 |  | -8.1372
51cF | RTC5 | Ruthamford West to Ruthamford Central potable transfer (20 Ml/d) | Internal potable transfer | Distribution Options | AWSRTC | Feasible | N |  |  | N | N | N | N | N | N |  | AWSRTW | AWSRTC | 20 | 5 |  | 59.9812 | 0.23935 |  |  |  | 11928.68 | 879.3265 |  | 3.598 | 60.0939 | 50.1309 | -334 |  |  |  | -325.7571 |  | -8.1372
51cU | RTC6 | Ruthamford West to Ruthamford Central potable transfer (100 Ml/d) | Internal potable transfer | Distribution Options | AWSRTC | Unconstrained | N |  |  | N | N | N | N | N | N | Developed to test feasibility. Technically feasible but rejected in favour of preferreable route. |  |  | 50 | 5
51cU | RTC7 | Ruthamford West to Ruthamford Central potable transfer (50 Ml/d) | Internal potable transfer | Distribution Options | AWSRTC | Unconstrained | N |  |  | N | N | N | N | N | N | Developed to test feasibility. Technically feasible but rejected in favour of preferreable route. |  |  | 100 | 5
51cF | RTN10 | Lincolnshire Central to Ruthamford North potable transfer (10 Ml/d) | Internal potable transfer | Distribution Options | AWSRTN | Feasible | N |  |  | N | N | N | N | N | N |  | AWSRTN | AWSRTN | 10 | 5 |  | 17.8459 | 0.11694 |  |  |  | 2883.24 | 435.2355 |  | 0.97532 | 37.797 | 15.4567 | -2 |  |  |  | -1.8218 |  | -0.095744
51cF | RTN11 | Lincolnshire Central to Ruthamford North potable trasnfer (20 Ml/d) | Internal potable transfer | Distribution Options | AWSRTN | Feasible | N |  |  | N | N | N | N | N | N |  | AWSLNC | AWSRTN | 20 | 5 |  | 145.7796 | 0.20405 |  |  |  | 37359.01 | 680.4355 |  | 10.2148 | 138.3145 | 115.8889 | -84 |  |  |  | -80.0152 |  | -3.8344
51cF | RTN12 | Lincolnshire Central to Ruthamford North potable transfer (50 Ml/d) | Internal potable transfer | Distribution Options | AWSRTN | Feasible | N |  |  | N | N | N | N | N | N |  | AWSRTN | AWSRTN | 50 | 5 |  | 52.9497 | 0.44237 |  |  |  | 6943.22 | 1668.7411 |  | 2.7733 | 22.8667 | 48.2735 | -2 |  |  |  | -1.8218 |  | -0.095744
51cF | RTN13 | Lincolnshire Central to Ruthamford North potable transfer (100 Ml/d) | Internal potable transfer | Distribution Options | AWSRTN | Feasible | N |  |  | N | N | N | N | N | N |  | AWSRTN | AWSRTN | 100 | 5 |  | 75.6765 | 0.74349 |  |  |  | 12533.49 | 2816.4283 |  | 4.9601 | 16.7227 | 70.9048 | -2 |  |  |  | -1.8218 |  | -0.095744
51cF | RTN14 | Lincolnshire Central to Ruthamford North potable transfer (150 Ml/d) | Internal potable transfer | Distribution Options | AWSRTN | Feasible | N |  |  | N | N | N | N | N | N |  | AWSRTN | AWSRTN | 150 | 5 |  | 93.4058 | 1.0396 |  |  |  | 17304.82 | 2816.4283 |  | 6.1192 | 14.0648 | 89.4678 | -2 |  |  |  | -1.8218 |  | -0.095744
51cF | RTN15 | Fenland to Ruthamford North potable transfer (20 Ml/d) | Internal potable transfer | Distribution Options | AWSRTN | Feasible | N |  |  | N | N | N | N | N | N |  | AWSFND | AWSRTN | 20 | 5 |  | 114.2468 | 0.021325 |  |  |  | 19661.64 | 0 |  | 5.2474 | 106.8013 | 88.9187 | -42 |  |  |  | -39.8738 |  | -2.0956
51cF | RTN16 | Lincolnshire Central to Ruthamford North potable trasnfer (100 Ml/d) | Internal potable transfer | Distribution Options | AWSRTN | Feasible | N |  |  | N | N | N | N | N | N |  | AWSLNC | AWSRTN | 100 | 5 |  | 267.4003 | 0.94925 |  |  |  | 64862.4 | 3473.7093 |  | 19.337 | 52.7977 | 222.8321 | -84 |  |  |  | -80.0152 |  | -3.8344
51aP | RTN17 | Lincolnshire reservoir 50 MCMD | New reservoir | Resource Options | AWSRTN | Preferred | N |  |  | Y | Y | Y | N | N | N |  |  |  | 169 | 14 | 2040 | 2290.443 | 9.9722 | 7.2786 | 107.7379 | 169 | 449737.89 | 13953.8945 | 15033.63 | 70.2089 | 348.097 | 1761.9081 | -369517 |  |  |  | -33468 |  | -281
51aU | RTN18 | Mablethorpe desalination - treatment | Desalination | Resource Options | AWSRTN | Unconstrained | N |  |  | N | N | N | N | N | N | Unmitigatable risks identified in estuarial and brackish desalination options |  |  | 25 | 7
51aU | RTN19 | Mablethorpe desalination - treatment | Desalination | Resource Options | AWSRTN | Unconstrained | N |  |  | N | N | N | N | N | N | Unmitigatable risks identified in estuarial and brackish desalination options |  |  | 50 | 7
51aF | RTN1 | Peterborough Flag Fen to direct to Rutland Water / Wing WTW - with extra treatment at Wing WTW | Water reuse | Resource Options | AWSRTN | Feasible | N |  |  | N | N | N | N | N | N |  |  |  | 7.4 | 7 |  | 263.3746 | 4.9058 |  |  |  | 38857.32 | 861.1653 |  | 9.038 | 867.5269 | 278.5067 | -225 |  |  |  | -213.9149 |  | -11.2423
51aU | RTN20 | Mablethorpe desalination - treatment | Desalination | Resource Options | AWSRTN | Unconstrained | N |  |  | N | N | N | N | N | N | Unmitigatable risks identified in estuarial and brackish desalination options |  |  | 100 | 7
51aF | RTN21 | River Trent to Ruthamford North transfer (19.9 Ml/d) | Internal raw water transfer | Resource Options | AWSRTN | Feasible | N |  |  | N | N | N | N | N | N |  |  |  | 16.9 | 5 |  | 408.5081 | 10.9114 |  |  |  | 173450.7 | 14194.5267 |  | 52.7779 | 636.029 | 566.9229 | -1144 |  |  |  | -1093.4145 |  | -50.6592
51cF | RTN22 | Fenland to Ruthamford North potable transfer (100 Ml/d) | Internal potable transfer | Distribution Options | AWSRTN | Feasible | N |  |  | N | N | N | N | N | N |  | AWSFND | AWSRTN | 100 | 5 |  | 177.7765 | 0.033183 |  |  |  | 54973.87 | 0 |  | 14.6717 | 32.8505 | 138.3641 | -42 |  |  |  | -39.8738 |  | -2.0956
51cU | RTN23 | Ruthamford South to Ruthamford North potable transfer (50 Ml/d) | Internal potable transfer | Distribution Options | AWSRTN | Unconstrained | N |  |  | N | N | N | N | N | N | Developed to test feasibility. Technically feasible but rejected in favour of preferreable route. |  |  | 50 | 5
51cU | RTN24 | Ruthamford South to Ruthamford North potable transfer (100 Ml/d) | Internal potable transfer | Distribution Options | AWSRTN | Unconstrained | N |  |  | N | N | N | N | N | N | Developed to test feasibility. Technically feasible but rejected in favour of preferreable route. |  |  | 100 | 5
51cU | RTN25 | Lincolnshire Bourne to Ruthamford North potable transfer (20 Ml/d) | Internal potable transfer | Distribution Options | AWSRTN | Unconstrained | N |  |  | N | N | N | N | N | N | Developed to test feasibility. Technically feasible but rejected in favour of preferreable route. |  |  | 20 | 5
51aF | RTN26 | Lincolnshire reservoir 25 MCMD | New reservoir | Resource Options | AWSRTN | Feasible | N |  |  | N | N | N | N | N | N |  |  |  | 105 | 13 |  | 2050.5003 | 7.0342 |  |  |  | 248384.79 | 11972.0839 |  | 59.2072 | 500.3104 | 1558.388 | 0 |  |  |  | 0 |  | 0
51aF | RTN27 | Lincolnshire reservoir 75 MCMD | New reservoir | Resource Options | AWSRTN | Feasible | N |  |  | N | N | N | N | N | N |  |  |  | 195 | 16 |  | 2588.8002 | 11.4588 |  |  |  | 325914.98 | 14953.9787 |  | 76.6199 | 344.2009 | 2014.2923 | 0 |  |  |  | 0 |  | 0
51aF | RTN28 | Lincolnshire reservoir 100 MCMD | New reservoir | Resource Options | AWSRTN | Feasible | N |  |  | N | N | N | N | N | N |  |  |  | 214 | 21 |  | 2963.0411 | 13.5107 |  |  |  | 364799.36 | 16920.5818 |  | 86.583 | 359.7089 | 2314.3498 | 0 |  |  |  | 0 |  | 0
51cF | RTN29 | Lincolnshire Central to Ruthamford North potable transfer (60 Ml/d) | Internal potable transfer | Distribution Options | AWSRTN | Feasible | N |  |  | N | N | N | N | N | N |  | AWSRTN | AWSRTN | 60 | 5 |  | 55.9735 | 0.57717 |  |  |  | 7259.29 | 2188.4388 |  | 3.1884 | 20.8392 | 53.0206 | -2 |  |  |  | -1.8218 |  | -0.095744
51aU | RTN2 | Peterborough Flag Fen to direct to Rutland Water / Wing WTW - No treatment at Wing WTW | Water reuse | Resource Options | AWSRTN | Unconstrained | N |  |  | N | N | N | N | N | N | No benefit without additional potable treatment capacity |  |  | 7.7 | 7
51cP | RTN30 | Ruthamford North to Ruthamford North potable transfer (75 Ml/d) | Internal potable transfer | Distribution Options | AWSRTN | Preferred | N |  |  | Y | Y | N | Y | N | N |  | AWSRTN | AWSRTN | 75 | 5 | 2040 | 70.5806 | 0.54782 | 0.041508 | 3.5651 | 75 | 11952.99 | 2063.7921 | 955.5488 | 4.3462 | 20.0835 | 63.7158 | -2 |  |  |  | -1.8218 |  | -0.095744
51aF | RTN31 | Rutland drought permit | Drought permits/orders | Resource Options | AWSRTN | Feasible | N |  |  | N | N | N | N | N | N |  |  |  | 0 | 1 |  | 0.5 | 0 |  |  |  | 0 | 0 |  | 0 | 0 | 0 | 0 |  |  |  | 0 |  | 0
51aU | RTN32 | Ruthamford North drought permit (Hollowell and Ravensthorpe) | Drought permits/orders | Resource Options | AWSRTN | Unconstrained | N |  |  | N | N | N | N | N | N | Provides no DO benefit in planning scenario |  |  | 0
51aU | RTN33 | Ruthamford North drought permit (pitsford) | Drought permits/orders | Resource Options | AWSRTN | Unconstrained | N |  |  | N | N | N | N | N | N | Provides no DO benefit in planning scenario |  |  | 0
51aU | RTN3 | Peterborough Flag Fen to Rutland / Wing via River Nene (with additional treatment at Wing WTW) | Water reuse | Resource Options | AWSRTN | Unconstrained | N |  |  | N | N | N | N | N | N | Very low DO relative to cost. RTS1 promoted as an alternative. |  |  | 7.7 | 7
51aU | RTN4 | Peterborough Flag Fen to Rutland / Wing via River Nene (without additional treatment) | Water reuse | Resource Options | AWSRTN | Unconstrained | N |  |  | N | N | N | N | N | N | No benefi without additional potable treatment capacity |  |  | 7.7 | 7
51aU | RTN5 | Boston Area (brackish) desalination (10 Ml/d) | Desalination | Resource Options | AWSRTN | Unconstrained | N |  |  | N | N | N | N | N | N | Unmitigatable risks identified in estuarial and brackish desalination options |  |  | 10 | 7
51aU | RTN6 | Boston Area (brackish) desalination (25 Ml/d) | Desalination | Resource Options | AWSRTN | Unconstrained | N |  |  | N | N | N | N | N | N | Unmitigatable risks identified in estuarial and brackish desalination options |  |  | 25 | 7
51aU | RTN7 | Little Barford Declined T&T transfer to Rutland | Licence trading | Resource Options | AWSRTN | Unconstrained | Y |  |  | N | N | N | N | N | N | Uncertainty over long term availability of resource |  |  | 20 | 5
51cF | RTN8 | Lincolnshire Central to Ruthamford North potable transfer (10 Ml/d) | Internal potable transfer | Distribution Options | AWSRTN | Feasible | N |  |  | N | N | N | N | N | N |  | AWSLNC | AWSRTN | 10 | 5 |  | 85.8397 | 0.12963 |  |  |  | 17291.31 | 435.9166 |  | 4.8211 | 173.6582 | 68.3765 | -84 |  |  |  | -80.0152 |  | -3.8344
51cF | RTN9 | Fenland to Ruthamford North potable transfer (10 Ml/d) | Internal potable transfer | Distribution Options | AWSRTN | Feasible | N |  |  | N | N | N | N | N | N |  | AWSFND | AWSRTN | 10 | 5 |  | 47.049 | 2.4322 |  |  |  | 39777.05 | 3172.3105 |  | 12.1684 | 157.3354 | 95.4751 | -42 |  |  |  | -39.8738 |  | -2.0956
51cU | RTS1 | Ruthamford North to Ruthamford South potable transfer (10 Ml/d) | Internal potable transfer | Distribution Options | AWSRTS | Unconstrained | N |  |  | N | N | N | N | N | N | Does not resolve a deficit | AWSRTN | AWSRTS | 10 | [11 empty] | 71.5049
51cF | RTS10 | Cambridge Water to Ruthamford South potable transfer (10 Ml/d) | Internal potable transfer | Distribution Options | AWSRTS | Feasible | N |  |  | N | N | N | N | N | N |  | CAMCAM | AWSRTS | 10 | 5 |  | 64.9116 | 0.13306 |  |  |  | 9315.52 | 463.8396 |  | 2.7082 | 125.3746 | 52.1191 | -263 |  |  |  | -249.81 |  | -13.0633
51cU | RTS11 | Ruthamford North to Ruthamford South potable transfer (50 Ml/d) | Internal potable transfer | Distribution Options | AWSRTS | Unconstrained | N |  |  | N | N | N | N | N | N | Does not resolve a deficit | AWSRTN | AWSRTS | 50
51cU | RTS12 | Ruthamford North to Ruthamford South potable transfer (100 Ml/d) | Internal potable transfer | Distribution Options | AWSRTS | Unconstrained | N |  |  | N | N | N | N | N | N | Does not resolve a deficit | AWSRTN | AWSRTS | 100
51cF | RTS13 | Ruthamford North to Ruthamford South potable transfer (150 Ml/d) | Internal potable transfer | Distribution Options | AWSRTS | Feasible | N |  |  | N | N | N | N | N | N |  | AWSRTN | AWSRTS | 150 | 5 |  | 140.9083 | 0.97695 |  |  |  | 36898.03 | 3672.9347 |  | 12.0003 | 19.8658 | 125.7305 | -48 |  |  |  | -46.0417 |  | -1.7021
51cF | RTS14 | Cambridge Water to Ruthamford South potable transfer (20 Ml/d) | Internal potable transfer | Distribution Options | AWSRTS | Feasible | N |  |  | N | N | N | N | N | N |  | CAMCAM | AWSRTS | 20 | 5 |  | 101.1784 | 0.24016 |  |  |  | 17716.77 | 852.7598 |  | 5.1162 | 97.8763 | 81.8905 | -263 |  |  |  | -249.81 |  | -13.0633
51cF | RTS15 | Cambridge Water to Ruthamford South potable transfer (50 Ml/d) | Internal potable transfer | Distribution Options | AWSRTS | Feasible | N |  |  | N | N | N | N | N | N |  | CAMCAM | AWSRTS | 50 | 5 |  | 177.0344 | 0.34366 |  |  |  | 17225.4 | 1197.0678 |  | 5.1841 | 67.7751 | 142.4254 | -263 |  |  |  | -249.81 |  | -13.0633
51aP | RTS16 | Ruthamford South Drought permit | Drought permits/orders | Resource Options | AWSRTS | Preferred | N |  |  | Y | Y | N | Y | N | N |  |  |  | 2.2 | 1 | 2030 | 0.5 | 0.02 | 0.0101 | 0.0207 | 2.2 | 0 | 0 | 0 | 0 | 0 | 0 | 0 |  |  |  | 0 |  | 0
51cU | RTS18 | Ruthamford West to Ruthamford Central potable transfer (100 Ml/d) | Internal potable transfer | Distribution Options | AWSRTS | Unconstrained | N |  |  | N | N | N | N | N | N | Developed to test feasibility. Technically feasible but rejected in favour of preferreable route. |  |  | 100
51cU | RTS19 | Ruthamford North to Ruthamford South potable transfer (50 Ml/d) | Internal potable transfer | Distribution Options | AWSRTS | Unconstrained | N |  |  | N | N | N | N | N | N | Developed to test feasibility. Technically feasible but rejected in favour of preferreable route. |  |  | 50
51cU | RTS2 | Ruthamford North to Ruthamford South potable transfer (10 Ml/d) | Internal potable transfer | Distribution Options | AWSRTS | Unconstrained | N |  |  | N | N | N | N | N | N | Developed to test feasibility. Technically feasible but rejected in favour of preferreable route. |  |  | 10
51cU | RTS20 | Ruthamford North to Ruthamford South potable transfer (100 Ml/d) | Internal potable transfer | Distribution Options | AWSRTS | Unconstrained | N |  |  | N | N | N | N | N | N | Developed to test feasibility. Technically feasible but rejected in favour of preferreable route. |  |  | 100
51aP | RTS21 | Ruthamford South surface water enhancement | Surface water enhancement | Resource Options | AWSRTS | Preferred | N |  |  | Y | Y | Y | N | N | N |  |  |  | 6 | 5 | 2030 | 34.6738 | 0.38424 | 0.38522 | 6.0157 | 6 | 3908.99 | 488.3397 | 29.3769 | 0.72321 | 138.3456 | 24.8278 | 0 |  |  |  | 0 |  | 0
51aF | RTS22 | Ruthamford South Surface water expansion | Surface water enhancement | Resource Options | AWSRTS | Feasible | N |  |  | N | N | N | N | N | N |  |  |  | 6.7 | 5 |  | 50.2527 | 0.35956 |  |  |  | 9964.2 | 0 |  | 1.4795 | 186.8363 | 35.6363 | 0 |  |  |  | 0 |  | 0
51cF | RTS23 | Ruthamford North to Ruthamford South potable transfer (60 Ml/d) | Internal potable transfer | Distribution Options | AWSRTS | Feasible | N |  |  | N | N | N | N | N | N |  | AWSRTN | AWSRTS | 60 | 5 |  | 78.5583 | 1.4336 |  |  |  | 17806.47 | 1853.327 |  | 5.7374 | 31.5618 | 93.8684 | -48 |  |  |  | -46.0417 |  | -1.7021
51cP | RTS24 | Ruthamford North to Ruthamford South potable transfer (75 Ml/d) | Internal potable transfer | Distribution Options | AWSRTS | Preferred | N |  | RTN30 | Y | Y | N | Y | N | N |  | AWSRTN | AWSRTS | 75 | 5 | 2040 | 79.6153 | 1.5867 | 0.9431 | 44.1758 | 75 | 17974.71 | 2053.5742 | 1511.9718 | 5.9023 | 26.135 | 98.2453 | -48 |  |  |  | -46.0417 |  | -1.7021
51cU | RTS3 | Ruthamford Central to Ruthamford South potable transfer (70 Ml/d) | Internal potable transfer | Distribution Options | AWSRTS | Unconstrained | N |  |  | N | N | N | N | N | N | Developed to test feasibility. Technically feasible but rejected in favour of preferreable route. |  |  | 70
51cU | RTS4 | Ruthamford Central to Ruthamford South potable transfer (50 Ml/d) | Internal potable transfer | Distribution Options | AWSRTS | Unconstrained | N |  |  | N | N | N | N | N | N | Developed to test feasibility. Technically feasible but rejected in favour of preferreable route. |  |  | 50
51cU | RTS5 | Ruthamford Central to Ruthamford South potable transfer (100 Ml/d) | Internal potable transfer | Distribution Options | AWSRTS | Unconstrained | N |  |  | N | N | N | N | N | N | Developed to test feasibility. Technically feasible but rejected in favour of preferreable route. |  |  | 100
51cU | RTS6 | Ruthamford Central to Ruthamford South potable transfer (200 Ml/d) | Internal potable transfer | Distribution Options | AWSRTS | Unconstrained | N |  |  | N | N | N | N | N | N | Developed to test feasibility. Technically feasible but rejected in favour of preferreable route. |  |  | 200
51aU | RTS7 | New Little Barford WTW | Licence trading | Resource Options | AWSRTS | Unconstrained | Y |  |  | N | N | N | N | N | N | Uncertainty over long term availability of resource |  |  | 5
51bU | RTS8 | Ruthamford South WTW backwash water recovery | Water treatment works loss recovery | Production Options | AWSRTS | Unconstrained | N |  |  | N | N | N | N | N | N | Water Quality. Cryptosporidium risk from returning concentrates back to works inlet |  |  | 10.3 | 3
51aU | RTS9 | Little Barford Declined T&T | Licence trading | Resource Options | AWSRTS | Unconstrained | Y |  |  | N | N | N | N | N | N | Uncertainty over long term availability of resource |  |  | 20
51cF | RTW1 | Ruthamford North to Ruthamford Central potable transfer (10 Ml/d) | Internal potable transfer | Distribution Options | AWSRTW | Feasible | N |  |  | N | N | N | N | N | N |  | AWSRTN | AWSRTW | 10 | 5 |  | 43.7884 | 0.055813 |  |  |  | 8955.14 | 181.4718 |  | 2.4533 | 89.4056 | 34.5836 | -2214 |  |  |  | -2104.6182 |  | -109.5096
51cF | RTW2 | Ruthamford North to Ruthamford West potable transfer (70 Ml/d) | Internal potable transfer | Distribution Options | AWSRTW | Feasible | N |  |  | N | N | N | N | N | N |  | AWSRTN | AWSRTW | 70 | 5 |  | 108.65 | 0.26584 |  |  |  | 23022.81 | 946.7831 |  | 6.5865 | 30.0727 | 88.4293 | -2214 |  |  |  | -2104.6182 |  | -109.5096
51aU | RTW3 | Foxcote/Fosscott Reservoir | New reservoir | Resource Options | AWSRTW | Unconstrained | N |  |  | N | N | N | N | N | N | Very low yield and complex water quality issues. |  |  | 9.3
51cF | RTW4 | Ruthamford North to Ruthamford West potable transfer (20 Ml/d) | Internal potable transfer | Distribution Options | AWSRTW | Feasible | N |  |  | N | N | N | N | N | N |  | AWSRTN | AWSRTW | 20 | 5 |  | 66.0618 | 0.17176 |  |  |  | 15514.67 | 613.6966 |  | 4.3918 | 64.3731 | 53.7462 | -2214 |  |  |  | -2104.6182 |  | -109.5096
51cU | RTW5 | Ruthamford Central to Ruthamford West potable transfer (50 Ml/d) | Internal potable transfer | Distribution Options | AWSRTW | Unconstrained | N |  |  | N | N | N | N | N | N | Developed to test feasibility. Technically feasible but rejected in favour of preferreable route. |  |  | 50
51cU | RTW6 | Ruthamford Central to Ruthamford West potable transfer (100 Ml/d) | Internal potable transfer | Distribution Options | AWSRTW | Unconstrained | N |  |  | N | N | N | N | N | N | Developed to test feasibility. Technically feasible but rejected in favour of preferreable route. |  |  | 100
51aF | SHB1 | Pywipe WRC (non potable) (6 Ml/d) | Water reuse | Resource Options | AWSSHB | Feasible | N |  |  | N | N | N | N | N | N |  |  |  | 6 | 7 |  | 86.416 | 3.9093 |  |  |  | 10360.62 | 398.2198 |  | 2.1892 | 456.056 | 144.3228 | -77 |  |  |  | -59.2797 |  | -3.1154
51aF | SHB2 | Pywipe WRC (non potable- 14 Ml/d)) | Water reuse | Resource Options | AWSSHB | Feasible | N |  |  | N | N | N | N | N | N |  |  |  | 14 | 7 |  | 136.3997 | 7.0005 |  |  |  | 14788.28 | 785.5769 |  | 3.3121 | 323.8568 | 248.6743 | -77 |  |  |  | -59.2797 |  | -3.1154
51aF | SHB3 | Pywipe WRC (non potable) 20 Ml/d)) | Water reuse | Resource Options | AWSSHB | Feasible | N |  |  | N | N | N | N | N | N |  |  |  | 20 | 7 |  | 159.1861 | 9.4349 |  |  |  | 17856.64 | 1234.4606 |  | 4.1585 | 282.7026 | 319.4931 | -77 |  |  |  | -59.2797 |  | -3.1154
51aU | SHB6 | Desalination (seawater) on the South Humber Bank feeding the non potable network (10 Ml/d) | Desalination | Resource Options | AWSSHB | Unconstrained | N |  |  | N | N | N | N | N | N | Unmitigatable risks identified in estuarial and brackish desalination options |  |  | 10 | 7
51aU | SHB7 | Desalination (seawater) on the South Humber Bank feeding the non potable network (25 Ml/d) | Desalination | Resource Options | AWSSHB | Unconstrained | N |  |  | N | N | N | N | N | N | Unmitigatable risks identified in estuarial and brackish desalination options |  |  | 25 | 7
51aU | SHB8 | South Humber Bank desalination NP | Desalination | Resource Options | AWSSHB | Unconstrained | N |  |  | N | N | N | N | N | N | Unmitigatable risks identified in estuarial and brackish desalination options |  |  | 60 | 7
51aP | SHB9 | South Humber Bank non-potable desal (Mablethorpe seawater) | Desalination | Resource Options | AWSSHB | Preferred | N |  |  | Y | Y | Y | N | N | N |  |  |  | 60 | 7 | 2036 | 515.2273 | 12.9677 | 12.7788 | 44.04 | 60 | 44938.22 | 13497.408 | 9907.0975 | 13.0968 | 269.5377 | 592.7622 | -134 |  |  |  | -127.6793 |  | -6.7102
51aU | SUE10 | Desalination barge moored offshore with a pipeline coming onshore at Felixstowe (100 Ml/d) | Desalination | Resource Options | AWSSUE | Unconstrained | N |  |  | N | N | N | N | N | N | Offshore deslination provides no benefit over onshore options but carry greater risk. |  |  | 100 | 7
51aU | SUE11 | Orwell Estuary desalination (25 Ml/d) | Desalination | Resource Options | AWSSUE | Unconstrained | N |  |  | N | N | N | N | N | N | Unmitigatable risks identified in estuarial and brackish desalination options |  |  | 25 | 7
51aU | SUE12 | Orwell Estuary desalination (50 Ml/d) | Desalination | Resource Options | AWSSUE | Unconstrained | N |  |  | N | N | N | N | N | N | Unmitigatable risks identified in estuarial and brackish desalination options |  |  | 50 | 7
51cF | SUE13 | Cambs and West Suffolk to East Suffolk potable transfer (10 Ml/d) | Internal potable transfer | Distribution Options | AWSSUE | Feasible | N |  |  | N | N | N | N | N | N |  | AWSSWC | AWSSUE | 10 | 5 |  | 48.2642 | 0.095591 |  |  |  | 11251.86 | 331.7059 |  | 3.1505 | 93.4209 | 38.9728 | -206 |  |  |  | -197.9077 |  | -8.1829
51aF | SUE14 | Sizewell desalination (seawater) 25 Ml/d | Desalination | Resource Options | AWSSUE | Feasible | N |  |  | N | N | N | N | N | N |  |  |  | 25 | 7 |  | 479.4192 | 14.259 |  |  |  | 61711.71 | 6748.704 |  | 13.8747 | 519.9282 | 630.6003 | -1207 |  |  |  | -1170.3997 |  | -36.6664
51aF | SUE15 | Sizewell desalination (seawater) 50 Ml/d | Desalination | Resource Options | AWSSUE | Feasible | N |  |  | N | N | N | N | N | N |  |  |  | 50 | 7 |  | 803.9887 | 24.4467 |  |  |  | 80372.13 | 13497.408 |  | 17.5859 | 437.933 | 1058.2129 | -1207 |  |  |  | -1170.3997 |  | -36.6664
51aF | SUE16 | Sizewell desalination (seawater) 100 Ml/d | Desalination | Resource Options | AWSSUE | Feasible | N |  |  | N | N | N | N | N | N |  |  |  | 100 | 7 |  | 1283.6548 | 26.4087 |  |  |  | 102453.38 | 26994.816 |  | 27.3667 | 316.8144 | 1355.4263 | -1207 |  |  |  | -1170.3997 |  | -36.6664
51aF | SUE17 | Bucklesham ASR | Aquifer recharge/Aquifer storage recovery | Resource Options | AWSSUE | Feasible | N |  |  | N | N | N | N | N | N |  |  |  | 2.3 | 7 |  | 108.6651 | 2.9531 |  |  |  | 29035.55 | 1512.3824 |  | 6.5828 | 1370.9325 | 135.3399 | -1773 |  |  |  | -1709.3904 |  | -63.807
51cF | SUE18 | South Essex to East Suffolk potable transfer (10 Ml/d) | Internal potable transfer | Distribution Options | AWSSUE | Feasible | N |  |  | N | N | N | N | N | N |  | AWSEXS | AWSSUE | 10 | 5 |  | 28.9599 | 0.13551 |  |  |  | 5242.01 | 499.2618 |  | 1.6411 | 58.9767 | 24.4768 | -228 |  |  |  | -217.2457 |  | -10.3049
51cU | SUE19 | Essex and Suffolk Water to East Suffolk potable transfer (10 Ml/d) | External potable bulk supply/transfer | Distribution Options | AWSSUE | Unconstrained | N |  |  | N | N | N | N | N | N | Unmitigatable risks identified in estuarial and brackish desalination options |  |  | 10 | 5
51aF | SUE1 | Ipswich Cliff Quay direct to Alton Reservoir (with additional abstraction and treatment at Alton) | Water reuse | Resource Options | AWSSUE | Feasible | N |  |  | N | N | N | N | N | N |  |  |  | 14.5 | 7 |  | 196.4412 | 5.9256 |  |  |  | 22435.19 | 331.3227 |  | 4.1955 | 376.2732 | 247.1399 | -39223 |  |  |  | -389.3074 |  | -8.5423
51cF | SUE20 | Cambs and West Suffolk to East Suffolk potable transfer (50 Ml/d) | Internal potable transfer | Distribution Options | AWSSUE | Feasible | N |  |  | N | N | N | N | N | N |  | AWSSWC | AWSSUE | 50 | 5 |  | 129.4251 | 0.46122 |  |  |  | 22240.83 | 1685.771 |  | 6.7874 | 51.1873 | 107.9289 | -206 |  |  |  | -197.9077 |  | -8.1829
51cF | SUE21 | South Essex to East Suffolk potable transfer (50 Ml/d) | Internal potable transfer | Distribution Options | AWSSUE | Feasible | N |  |  | N | N | N | N | N | N |  | AWSEXS | AWSSUE | 50 | 5 |  | 71.0343 | 0.35457 |  |  |  | 11822.69 | 1316.2649 |  | 3.8231 | 28.8974 | 60.8737 | -228 |  |  |  | -217.2457 |  | -10.3049
51cF | SUE22 | South Essex to East Suffolk potable transfer (20 Ml/d) | Internal potable transfer | Distribution Options | AWSSUE | Feasible | N |  |  | N | N | N | N | N | N |  | AWSEXS | AWSSUE | 20 | 5 |  | 34.3185 | 0.20065 |  |  |  | 11622.93 | 747.5941 |  | 3.4856 | 35.5494 | 29.6702 | -228 |  |  |  | -217.2457 |  | -10.3049
51aP | SUE23 | Suffolk East groundwater enhancement | Groundwater enhancement | Resource Options | AWSSUE | Preferred | N |  |  | Y | Y | Y | N | N | N |  |  |  | 1.7 | 5 | 2030 | 5.1373 | 0.16637 | 0.16637 | 1.7 | 1.7 | 1023.04 | 177.0969 | 15.0532 | 0.1747 | 99.1879 | 6.0557 | -1013 |  |  |  | -147.2648 |  | 0
51cP | SUE24 | Suffolk Sudbury to East Suffolk potable transfer (5 Ml/d) | Internal potable transfer | Distribution Options | AWSSUE | Preferred | N |  |  | Y | Y | Y | N | N | N |  | AWSSUS | AWSSUE | 5 | 5 | 2030 | 7.4648 | 0.11195 | 0.026049 | 2.1505 | 10 | 1721.36 | 143.4943 | 181.5201 | 0.43382 | 35.9416 | 8.0027 | -46 |  |  |  | -45.5997 |  | 0
51bP | SUE25 | Suffolk East WTW backwash water recovery | Water treatment works loss recovery | Production Options | AWSSUE | Preferred | N |  |  | Y | N | Y | N | N | N |  |  |  | 0.17 | 3 | 2030 | 0.31599 | 0.00024093 | 0.00024093 | 0.17 | 0.17 | 68.32 | 0 | 0 | 0.014645 | 42.7447 | 0.19967 | 0 |  |  |  | 0 |  | 0
51aU | SUE26 | Suffolk East drought permit (Alton) | Drought permits/orders | Resource Options | AWSSUE | Unconstrained | N |  |  | N | N | N | N | N | N | Provides no DO benefit in planning scenario |  |  | 0
51aU | SUE2 | Ipswich Cliff Quay direct to Alton Reservoir (with no additional and abstraction treatment at Alton) | Water reuse | Resource Options | AWSSUE | Unconstrained | N |  |  | N | N | N | N | N | N | Provides no DO benefit in planning scenario |  |  | 11.5 | 7
51aF | SUE3 | Ipswich Cliff Quay to Alton via River Gipping (with additional treatment at Alton) | Water reuse | Resource Options | AWSSUE | Feasible | N |  |  | N | N | N | N | N | N |  |  |  | 11.5 | 7 |  | 225.3429 | 6.5583 |  |  |  | 27499.33 | 1161.6213 |  | 5.9143 | 538.4692 | 282.3077 | -5605 |  |  |  | -650.1717 |  | -7.9085
51aU | SUE4 | Ipswich Cliff Quay to Alton via River Gipping (no additional abstraction or treatment at Alton) | Water reuse | Resource Options | AWSSUE | Unconstrained | N |  |  | N | N | N | N | N | N | No benefit without additional potable treatment capacity |  |  | 11.5 | 7
51aF | SUE5 | Felixstowe desalination (seawater) 25 Ml/d | Desalination | Resource Options | AWSSUE | Feasible | N |  |  | N | N | N | N | N | N |  |  |  | 25 | 7 |  | 480.4271 | 13.1229 |  |  |  | 64590.99 | 6748.704 |  | 14.8061 | 509.1291 | 603.2823 | -1307 |  |  |  | -1265.1004 |  | -42.1784
51aF | SUE6 | Felixstowe desalination (seawater) 50 Ml/d | Desalination | Resource Options | AWSSUE | Feasible | N |  |  | N | N | N | N | N | N |  |  |  | 50 | 7 |  | 815.8586 | 24.8606 |  |  |  | 91823.89 | 13497.408 |  | 21.7662 | 446.723 | 1084.8602 | -1307 |  |  |  | -1265.1004 |  | -42.1784
51aF | SUE7 | Felixstowe desalination (seawater) 100 Ml/d | Desalination | Resource Options | AWSSUE | Feasible | N |  |  | N | N | N | N | N | N |  |  |  | 100 | 7 |  | 1294.1493 | 44.8908 |  |  |  | 119519.84 | 26994.816 |  | 32.9673 | 369.0513 | 1846.4876 | -1307 |  |  |  | -1265.1004 |  | -42.1784
51aU | SUE8 | Desalination barge moored offshore with a pipeline coming onshore at Felixstowe (25 Ml/d) | Desalination | Resource Options | AWSSUE | Unconstrained | N |  |  | N | N | N | N | N | N | Offshore deslination provides no benefit over onshore options but carry greater risk. |  |  | 25 | 7
51aU | SUE9 | Desalination barge moored offshore with a pipeline coming onshore at Felixstowe (50 Ml/d) | Desalination | Resource Options | AWSSUE | Unconstrained | N |  |  | N | N | N | N | N | N | Offshore deslination provides no benefit over onshore options but carry greater risk. |  |  | 50 | 7
51cU | SUS1 | Cambs and West Suffolk to Suffolk Sudbury (7 Ml/d) | Internal potable transfer | Distribution Options | AWSSUS | Unconstrained | N |  |  | N | N | N | N | N | N | Developed to test feasibility. Technically feasible but rejected in favour of preferreable route. |  |  | 7
51cU | SUS2 | Cambs and West Suffolk to Suffolk Sudbury (10 Ml/d) | Internal potable transfer | Distribution Options | AWSSUS | Unconstrained | N |  |  | N | N | N | N | N | N | Developed to test feasibility. Technically feasible but rejected in favour of preferreable route. |  |  | 10
51cF | SUT1 | Norfolk East Harling to Suffolk Thetford potable transfer (5 Ml/d) | Internal potable transfer | Distribution Options | AWSSUT | Feasible | N |  |  | N | N | N | N | N | N |  | AWSNEH | AWSSUT | 5 | 5 |  | 13.6129 | 0.0025409 |  |  |  | 3136.45 | 0 |  | 0.83707 | 50.2984 | 10.595 | -2767 |  |  |  | -2694.0094 |  | -72.614
51cF | SUT2 | Norfolk East Harling to Suffolk Thetford potable transfer (15 Ml/d) | Internal potable transfer | Distribution Options | AWSSUT | Feasible | N |  |  | N | N | N | N | N | N |  | AWSNEH | AWSSUT | 15 | 5 |  | 28.0734 | 0.0052401 |  |  |  | 7695.34 | 0 |  | 2.0201 | 34.6522 | 21.7997 | -2767 |  |  |  | -2694.0094 |  | -72.614
51cF | SUT3 | Norfolk East Harling to Suffolk Thetford potable transfer (10 Ml/d) | Internal potable transfer | Distribution Options | AWSSUT | Feasible | N |  |  | N | N | N | N | N | N |  | AWSNEH | AWSSUT | 10 | 5 |  | 20.2152 | 0.0037733 |  |  |  | 5356.12 | 0 |  | 1.4295 | 37.3466 | 15.7336 | -2767 |  |  |  | -2694.0094 |  | -72.614
51cF | SUT4 | Norfolk Bradneham to Suffolk Thetford (5 Ml/d) | Internal potable transfer | Distribution Options | AWSSUT | Feasible | N |  |  | N | N | N | N | N | N |  | AWSNBR | AWSSUT | 5 | 5 |  | 30.1585 | 0.0056293 |  |  |  | 6927.22 | 0 |  | 1.8488 | 111.4329 | 23.4725 | -357 |  |  |  | -344.0843 |  | -12.5278
51cP | SUT5 | Norfolk Bradneham to Suffolk Thetford (10 Ml/d) | Internal potable transfer | Distribution Options | AWSSUT | Preferred | N |  |  | Y | Y | N | Y | N | N |  | AWSNBR | AWSSUT | 10 | 5 | 2032 | 55.2683 | 0.010316 | 0.010316 | 7.5208 | 15 | 17902.69 | 0 | 0 | 4.7218 | 102.2807 | 42.93 | -357 |  |  |  | -344.0843 |  | -12.5278
51bP | SUT6 | Suffolk Thetford WTW backwash water recovery | Water treatment works loss recovery | Production Options | AWSSUT | Preferred | N |  |  | Y | Y | Y | N | N | N |  |  |  | 0.05 | 3 | 2030 | 0.17864 | 0.00024093 | 0.00024093 | 0.05 | 0.05 | 59.54 | 0 | 0 | 0.0059194 | 113.3996 | 0.10288 | 0 |  |  |  | 0 |  | 0
51cF | SWC1 | Cambridge Water to Cambs and West Suffolk (10 Ml/d) | Internal potable transfer | Distribution Options | AWSSWC | Feasible | N |  |  | N | N | N | N | N | N |  | CAMCAM | AWSSWC | 10 | 5 |  | 44.5092 | 0.11276 |  |  |  | 9731.66 | 399.8133 |  | 2.783 | 86.7868 | 36.1217 | -520 |  |  |  | -504.8373 |  | -15.367
51cU | SWC10 | Cambs and West Suffolk to Cambs and West Suffolk potable transfer (10 Ml/d) | Internal potable transfer | Distribution Options | AWSSWC | Unconstrained | N |  |  | N | N | N | N | N | N | Developed to test feasibility. Technically feasible but rejected in favour of preferreable route. |  |  | 10
51cU | SWC11 | Cambs and West Suffolk to Cambs and West Suffolk potable transfer (10 Ml/d) | Internal potable transfer | Distribution Options | AWSSWC | Unconstrained | N |  |  | N | N | N | N | N | N | Developed to test feasibility. Technically feasible but rejected in favour of preferreable route. |  |  | 10
51cU | SWC12 | Essex Central to Cambs and West Suffolk potable transfer (10 Ml/d) | Internal potable transfer | Distribution Options | AWSSWC | Unconstrained | N |  |  | N | N | N | N | N | N | Developed to test feasibility. Technically feasible but rejected in favour of preferreable route. |  |  | 10
51aP | SWC13 | Suffolk West & Cambs groundwater relocation | Groundwater enhancement | Resource Options | AWSSWC | Preferred | N |  |  | Y | Y | Y | N | N | N |  |  |  | 2.6 | 5 | 2030 | 7.7197 | 0.039384 | 0.039384 | 2.6 | 2.6 | 1213.73 | 48.0014 | 12.4804 | 0.27636 | 63.3551 | 5.9463 | 0 |  |  |  | 0 |  | 0
51cF | SWC2 | Fendland to Cambs and West Suffolk potable transfer (10 Ml/d) | Internal potable transfer | Distribution Options | AWSSWC | Feasible | N |  |  | N | N | N | N | N | N |  | AWSFND | AWSSWC | 10 | 5 |  | 126.4913 | 0.11981 |  |  |  | 30104.65 | 367.8032 |  | 8.1236 | 238.0078 | 99.5337 | -274 |  |  |  | -259.9186 |  | -13.66
51cF | SWC3 | East Suffolk to Cambs and West Suffolk potable transfer (10 Ml/d) | Internal potable transfer | Distribution Options | AWSSWC | Feasible | N |  |  | N | N | N | N | N | N |  | AWSSUE | AWSSWC | 10 | 5 |  | 65.5744 | 0.24542 |  |  |  | 13061.31 | 893.6316 |  | 3.9106 | 130.9696 | 54.4051 | -206 |  |  |  | -197.9077 |  | -8.1829
51cF | SWC4 | Fenland to Cambs and West Suffolk potable transfer (20 Ml/d) | Internal potable transfer | Distribution Options | AWSSWC | Feasible | N |  |  | N | N | N | N | N | N |  | AWSFND | AWSSWC | 20 | 5 |  | 145.7207 | 0.24344 |  |  |  | 22811.97 | 832.33 |  | 6.4417 | 138.9159 | 116.5792 | -274 |  |  |  | -259.9186 |  | -13.66
51cF | SWC5 | Fenland to Cambs and West Suffolk potable transfer (50 Ml/d) | Internal potable transfer | Distribution Options | AWSSWC | Feasible | N |  |  | N | N | N | N | N | N |  | AWSFND | AWSSWC | 50 | 5 |  | 207.4621 | 0.57841 |  |  |  | 44427.55 | 2082.525 |  | 12.9345 | 80.7381 | 170.1657 | -274 |  |  |  | -259.9186 |  | -13.66
51cF | SWC6 | East Suffolk to Cambs and West Suffolk potable transfer (50 Ml/d) | Internal potable transfer | Distribution Options | AWSSWC | Feasible | N |  |  | N | N | N | N | N | N |  | AWSSUE | AWSSWC | 50 | 5 |  | 154.2072 | 0.99042 |  |  |  | 28572.32 | 3712.0913 |  | 9.6112 | 64.3203 | 136.0963 | -206 |  |  |  | -197.9077 |  | -8.1829
51cF | SWC7 | Cambridge Water to Cambs and West Suffolk (20 Ml/d) | Internal potable transfer | Distribution Options | AWSSWC | Feasible | N |  |  | N | N | N | N | N | N |  | CAMCAM | AWSSWC | 20 | 5 |  | 63.9239 | 0.137 |  |  |  | 17078.83 | 464.1376 |  | 4.7782 | 61.6947 | 51.5918 | -520 |  |  |  | -504.8373 |  | -15.367
51cP | SWC8 | Cambridge Water to Cambs and West Suffolk (50 Ml/d) | Internal potable transfer | Distribution Options | AWSSWC | Preferred | N |  |  | Y | Y | Y | N | N | N |  | CAMCAM | AWSSWC | 50 | 5 | 2030 | 192.8549 | 1.7431 | 0.88779 | 24.8374 | 50 | 46708.45 | 2233.3895 | 2773.5769 | 12.7475 | 81.9661 | 177.6778 | -520 |  |  |  | -504.8373 |  | -15.367
51aU | 01e-0651 | Winter Flows/ review river abstractions | New reservoir | Resource Options | AWSEXC | Unconstrained | N |  |  | N | N | N | N | N | N | CAMS/ALS no resource available
51cU | 02a-1051 | South Essex WRZ Transfer | Internal potable transfer | Distribution Options | AWSEXC | Unconstrained | N |  |  | N | N | N | N | N | N | Alternatives developed
51cU | 02a-1052 | Parkfield - Lt Maplestend | Internal potable transfer | Distribution Options | AWSEXC | Unconstrained | N |  |  | N | N | N | N | N | N | Alternatives developed
51cU | 02a-1053 | Bury and Haverhill WRZ transfer | Internal potable transfer | Distribution Options | AWSEXC | Unconstrained | N |  |  | N | N | N | N | N | N | Alternatives developed
51cU | 02a-1076 | Sudbury WRZ Transfer | Internal potable transfer | Distribution Options | AWSEXC | Unconstrained | N |  |  | N | N | N | N | N | N | Alternatives developed
51cU | 02a-1224 | Lt Maplestead to Steeple Bumpstead | Internal potable transfer | Distribution Options | AWSEXC | Unconstrained | N |  |  | N | N | N | N | N | N | Alternatives developed
51aU | 03b-0624 | Halstead Water reuse | Water reuse | Resource Options | AWSEXC | Unconstrained | N |  |  | N | N | N | N | N | N | Resource is supporting river flow
51aU | 20-0643 | Innovative options (international examples e.g. sea clouding) | New technology | Resource Options | AWSEXS | Unconstrained | N |  |  | N | N | N | N | N | N | Unproven technology, cost and yield
51dU | 20-0644 | Rainwater harvesting | Rainwater harvesting | Customer Options | AWSEXS | Unconstrained | N |  |  | N | N | N | N | N | N | Demand management option
51aU | 01b-0647 | Ardleigh Reservoir | Groundwater enhancement | Resource Options | AWSEXS | Unconstrained | N |  |  | N | N | N | N | N | N | Insufficient detail
51aU | 01c-0648 | Ardleigh Reservoir | Groundwater enhancement | Resource Options | AWSEXS | Unconstrained | N |  |  | N | N | N | N | N | N | Insufficient detail
51aU | 01d-0649 | Ardleigh Reservoir | New reservoir | Resource Options | AWSEXS | Unconstrained | N |  |  | N | N | N | N | N | N | Insufficient detail
51aU | 01e-0652 | Potential options to be investigated. | New reservoir | Resource Options | AWSEXS | Unconstrained | N |  |  | N | N | N | N | N | N | Insufficient detail
51cU | 02a-1048 | Wherstead - Horkesley | Internal potable transfer | Distribution Options | AWSEXS | Unconstrained | N |  |  | N | N | N | N | N | N | Alternatives developed
51cU | 02a-1058 | Sudbury RZ Transfer | Internal potable transfer | Distribution Options | AWSEXS | Unconstrained | N |  |  | N | N | N | N | N | N | Alternatives developed
51cU | 02a-1066 | Central Essex RZ Transfer | Internal potable transfer | Distribution Options | AWSEXS | Unconstrained | N |  |  | N | N | N | N | N | N | Alternatives developed
51cU | 02a-1067 | Lt Maplestend - Parkfield | Internal potable transfer | Distribution Options | AWSEXS | Unconstrained | N |  |  | N | N | N | N | N | N | Alternatives developed
51cU | 02a-1225 | Great Horkesley to Bures WTW | Internal potable transfer | Distribution Options | AWSEXS | Unconstrained | N |  |  | N | N | N | N | N | N | Alternatives developed
51cU | 02a-1232 | Alton WTW - Great Horkesley WR | Internal potable transfer | Distribution Options | AWSEXS | Unconstrained | N |  |  | N | N | N | N | N | N | Alternatives developed
51cU | 02a-1234a | East Suffolk RZ Transfer | Internal potable transfer | Distribution Options | AWSEXS | Unconstrained | N |  |  | N | N | N | N | N | N | Alternatives developed
51cU | 02a-1234b | Raydon WTW - Great Horkesley WR | Internal potable transfer | Distribution Options | AWSEXS | Unconstrained | N |  |  | N | N | N | N | N | N | Alternatives developed
51aU | 02b-1018 | River pant - Abberton | External raw water bulk supply/transfer | Resource Options | AWSEXS | Unconstrained | Y |  |  | N | N | N | N | N | N | No longer required - superseded by potable transfers which removes the INNS risk
51aU | 03b-0658 | Braintree water reuse | Water reuse | Resource Options | AWSEXS | Unconstrained | N |  |  | N | N | N | N | N | N | Resource is supporting river flow
51aU | 03b-0659-A | Southend water reuse | Water reuse | Resource Options | AWSEXS | Unconstrained | N |  |  | N | N | N | N | N | N | Resource is supporting river flow
51aU | 03c-0660 | Ardleigh WTW Washwater Recovery | Water reuse | Resource Options | AWSEXC | Unconstrained | N |  |  | N | N | N | N | N | N | Resource is supporting river flow
51aU | 04b-0625 | Review groundwater group licences | New groundwater | Resource Options | AWSEXC | Unconstrained | N |  |  | N | N | N | N | N | N | No long term reliable resource available from groundwater in the region.
51aU | 04b-0661 | Review group licences | New groundwater | Resource Options | AWSEXS | Unconstrained | N |  |  | N | N | N | N | N | N | No long term reliable resource available from groundwater in the region.
51aU | 04c-0626 | Steeple Bumpstead Central Essex groundwater sources | New groundwater | Resource Options | AWSEXS | Unconstrained | N |  |  | N | N | N | N | N | N | No long term reliable resource available from groundwater in the region.
51aU | 04c-0627 | Uprating Bures | New groundwater | Resource Options | AWSEXS | Unconstrained | N |  |  | N | N | N | N | N | N | No long term reliable resource available from groundwater in the region.
51aU | 04c-0628 | Yieldham Abandoned Central Essex WRZ sources back to supply | New groundwater | Resource Options | AWSEXS | Unconstrained | N |  |  | N | N | N | N | N | N | No long term reliable resource available from groundwater in the region.
51aU | 04c-0662 | Observation boreholes BHs? (storage) | New groundwater | Resource Options | AWSEXS | Unconstrained | N |  |  | N | N | N | N | N | N | No long term reliable resource available from groundwater in the region.
51aU | 04c-0663 | Ballkerne | New groundwater | Resource Options | AWSEXS | Unconstrained | N |  |  | N | N | N | N | N | N | Needed to support Ardleigh reservoir yield
51aU | 04c-0664 | Nutley Road/Braintree | New groundwater | Resource Options | AWSEXS | Unconstrained | N |  |  | N | N | N | N | N | N | No long term reliable resource available from groundwater in the region.
51aU | 04c-0665 | Tiptree boreholes | New groundwater | Resource Options | AWSEXS | Unconstrained | N |  |  | N | N | N | N | N | N | No long term reliable resource available from groundwater in the region.
51aU | 04e-0666 | Braintree boreholes | New groundwater | Resource Options | AWSEXS | Unconstrained | N |  |  | N | N | N | N | N | N | No long term reliable resource available from groundwater in the region.
51aU | 05-0629 | 3rd party trade options | Licence trading | Resource Options | AWSEXS | Unconstrained | Y |  |  | N | N | N | N | N | N | Option not sufficiently mature to define costs or DO.
51aU | 05-0667 | 3rd party trade options | Licence trading | Resource Options | AWSEXS | Unconstrained | Y |  |  | N | N | N | N | N | N | Option not sufficiently mature to define costs or DO.
51aU | 05-0668 | Bradwell | Licence trading | Resource Options | AWSEXS | Unconstrained | Y |  |  | N | N | N | N | N | N | Option not sufficiently mature to define costs or DO.
51aU | 05-0669 | Colchester/Ipswich industrial study (discharge consents) | Licence trading | Resource Options | AWSEXS | Unconstrained | Y |  |  | N | N | N | N | N | N | Option not sufficiently mature to define costs or DO.
51aU | 05-0670 | Tilbury/Chelmsford (trades) | Licence trading | Resource Options | AWSEXS | Unconstrained | Y |  |  | N | N | N | N | N | N | Option not sufficiently mature to define costs or DO.
51aU | 05-0671 | Trade high fluoride water | Licence trading | Resource Options | AWSEXS | Unconstrained | Y |  |  | N | N | N | N | N | N | Option not sufficiently mature to define costs or DO.
51aU | 06a-0630 | Other rivers identified from CAMS | New surface water | Resource Options | AWSEXS | Unconstrained | N |  |  | N | N | N | N | N | N | None
51aU | 06a-0631 | River Blackwater | New surface water | Resource Options | AWSEXS | Unconstrained | N |  |  | N | N | N | N | N | N | CAMS/ALS no resource available
51aU | 06a-0632 | River Colne (upstream part) | New surface water | Resource Options | AWSEXS | Unconstrained | N |  |  | N | N | N | N | N | N | CAMS/ALS no resource available
51aU | 06a-0633 | River Pant | New surface water | Resource Options | AWSEXS | Unconstrained | N |  |  | N | N | N | N | N | N | CAMS/ALS no resource available
51aU | 06a-0634 | River Stour-EOETS | New surface water | Resource Options | AWSEXS | Unconstrained | N |  |  | N | N | N | N | N | N | CAMS/ALS no resource available
51aU | 06a-0672 | River Blackwater | New surface water | Resource Options | AWSEXS | Unconstrained | N |  |  | N | N | N | N | N | N | CAMS/ALS no resource available
51aU | 06a-0673 | River Colne | New surface water | Resource Options | AWSEXS | Unconstrained | N |  |  | N | N | N | N | N | N | CAMS/ALS no resource available
51aU | 06a-0674 | River Pant | New surface water | Resource Options | AWSEXS | Unconstrained | N |  |  | N | N | N | N | N | N | CAMS/ALS no resource available
51aU | 06a-0675 | River Stour - | New surface water | Resource Options | AWSEXS | Unconstrained | N |  |  | N | N | N | N | N | N | CAMS/ALS no resource available
51aU | 06a-1241 | Colne HOF- Change the HOF | New surface water | Resource Options | AWSEXS | Unconstrained | N |  |  | N | N | N | N | N | N | CAMS/ALS no resource available
51aU | 07-0676 | Bradwell | Water reuse | Resource Options | AWSEXS | Unconstrained | N |  |  | N | N | N | N | N | N | Option not sufficiently mature to define costs or DO.
51aU | 08a-0635 | Great Horkesley ASR | Aquifer recharge/Aquifer storage recovery | Resource Options | AWSEXS | Unconstrained | N |  |  | N | N | N | N | N | N | No raw resource available
51aU | 08b-0636 | Halstead | New technology | Resource Options | AWSEXS | Unconstrained | N |  |  | N | N | N | N | N | N | High risk of failure as DO is uncertain.
51aU | 08b-0678 | Braintree | New technology | Resource Options | AWSEXS | Unconstrained | N |  |  | N | N | N | N | N | N | High risk of failure as DO is uncertain.
51aU | 08b-0679 | Halstead | New technology | Resource Options | AWSEXS | Unconstrained | N |  |  | N | N | N | N | N | N | High risk of failure as DO is uncertain.
51aU | 08c-0637 | SUDS | Aquifer recharge/Aquifer storage recovery | Resource Options | AWSEXS | Unconstrained | N |  |  | N | N | N | N | N | N | High risk of failure due to uncertain DO
51aU | 08c-0680 | SUDS | Aquifer recharge/Aquifer storage recovery | Resource Options | AWSEXS | Unconstrained | N |  |  | N | N | N | N | N | N | High risk of failure due to uncertain DO
51aU | 10b-0638 | SUDS | New reservoir | Resource Options | AWSEXS | Unconstrained | N |  |  | N | N | N | N | N | N | High risk of failure due to uncertain DO
51aU | 10b-0681 | SUDS | New reservoir | Resource Options | AWSEXS | Unconstrained | N |  |  | N | N | N | N | N | N | High risk of failure due to uncertain DO
51aU | 10c-0682 | Does Corner/Environment Agency asset | Licence trading | Resource Options | AWSEXS | Unconstrained | Y |  |  | N | N | N | N | N | N | CAMS/ALS no resource available
51aU | 11b-0683 | Bradwell | Desalination | Resource Options | AWSEXS | Unconstrained | N |  |  | N | N | N | N | N | N | Option not sufficiently mature to define costs or DO.
51aU | 12a-0684 | Ardleigh Colchester Conjunctive Use (Annual GW Licence) | Groundwater enhancement | Resource Options | AWSEXS | Unconstrained | N |  |  | N | N | N | N | N | N | Existing supply options optimised and continuously reviewed
51aU | 12A-0684b | Ardleigh Colchester Conjunctive Use (2 year GW Licences) | Groundwater enhancement | Resource Options | AWSEXS | Unconstrained | N |  |  | N | N | N | N | N | N | Existing supply options optimised and continuously reviewed
51aU | 14-0687 | Affinity Water - to continue with Ardleigh Colchester WTW agreement at 70:30 | Licence trading | Resource Options | AWSEXS | Unconstrained | Y |  |  | N | N | N | N | N | N | Option not sufficiently mature to define costs or DO.
51aU | 14-0688 | Ardleigh Agreement - Affinity 80:20 Affinity Water - to amend Colchester WTW agreement at 80:20 | Licence trading | Resource Options | AWSEXS | Unconstrained | Y |  |  | N | N | N | N | N | N | New agreement to move to 50:50 from 2025
51aU | 14-0689 | Cambridge STW reuse (trade with CWC?) | Water reuse | Resource Options | AWSEXS | Unconstrained | N |  |  | N | N | N | N | N | N | Cambridge water options
51aU | 14-0691 | Essex and Suffolk Water (EOETs + Layer WTW to Colchester) | Licence trading | Resource Options | AWSEXS | Unconstrained | Y |  |  | N | N | N | N | N | N | CAMS/ALS no resource available
51aU | 14-0692 | Thames Water (Chigwell?) | Licence trading | Resource Options | AWSEXS | Unconstrained | Y |  |  | N | N | N | N | N | N | Option not sufficiently mature to define costs or DO.
51cU | 15-0639 | Tankering (rail) | Internal potable transfer | Distribution Options | AWSEXS | Unconstrained | N |  |  | N | N | N | N | N | N | Rejected due to weather and reliability issues, and due to traffic impacts
51cU | 15-0640 | Tankering (Road) | Internal potable transfer | Distribution Options | AWSEXS | Unconstrained | N |  |  | N | N | N | N | N | N | Road Tankering rejected due to capacity required would not be feasible via road
51cU | 15-0693 | Tankering (rail) | Internal potable transfer | Distribution Options | AWSEXS | Unconstrained | N |  |  | N | N | N | N | N | N | Rejected due to weather and reliability issues, and due to traffic impacts
51cU | 15-0694 | Tankering (Road) | Internal potable transfer | Distribution Options | AWSEXS | Unconstrained | N |  |  | N | N | N | N | N | N | Road Tankering rejected due to capacity required would not be feasible via road
51aU | 18-0641 | Increasing storage at private lakes, | Groundwater enhancement | Resource Options | AWSEXS | Unconstrained | N |  |  | N | N | N | N | N | N | None identified as part of the Private Lakes and Reservoir study
51aU | 18-0695 | Increasing storage at private lakes | Groundwater enhancement | Resource Options | AWSEXS | Unconstrained | N |  |  | N | N | N | N | N | N | None identified as part of the Private Lakes and Reservoir study
51aU | 19-0642 | MOD sites boreholes Wethersfield | Licence trading | Resource Options | AWSEXS | Unconstrained | Y |  |  | N | N | N | N | N | N | Option not sufficiently mature to define costs or DO.
51aU | 20-0696 | Innovative options (international examples e.g. sea clouding) | New technology | Resource Options | AWSEXS | Unconstrained | N |  |  | N | N | N | N | N | N | Unproven technology, cost and yield
51dU | 20-0697 | Rainwater harvesting | Rainwater harvesting | Customer Options | AWSEXS | Unconstrained | N |  |  | N | N | N | N | N | N | Demand management option
51aU | 2019_ASR01 | South Essex WRZ ASR | Aquifer recharge/Aquifer storage recovery | Resource Options | AWSEXS | Unconstrained | N |  |  | N | N | N | N | N | N | Unsuitable hydrological conditions
51aU | 21-0645 | EOETs & GOGS review | External raw water bulk supply/transfer | Resource Options | AWSEXS | Unconstrained | Y |  |  | N | N | N | N | N | N | No long term reliable resource available from groundwater in the region.
51aU | 21-0646 | EOETs optimisation (+ trade with Essex and Suffolk Water) | Licence trading | Resource Options | AWSEXS | Unconstrained | Y |  |  | N | N | N | N | N | N | Option not sufficiently mature to define costs or DO.
51aU | 21-0699 | EOETs optimisation (+ trade with Essex and Suffolk Water) | Licence trading | Resource Options | AWSEXS | Unconstrained | Y |  |  | N | N | N | N | N | N | Option not sufficiently mature to define costs or DO.
51cU | BCTTW_06 | ESW trading -Gt Horkesley and Tiptree | Internal potable transfer | Distribution Options | AWSEXS | Unconstrained | N |  |  | N | N | N | N | N | N | Reviewed regularly - no new option at present
51cU | BCTTW_07 | Ardleigh raw water transfer | Internal potable transfer | Distribution Options | AWSEXS | Unconstrained | N |  |  | N | N | N | N | N | N | Under review as drought option. No new supply-side option identified at present
51cU | BCTTW_08 | Colchester Green Lane water transfer | Internal potable transfer | Distribution Options | AWSEXS | Unconstrained | N |  |  | N | N | N | N | N | N | Under review as drought option. No new supply-side option identified at present
51cU | BCTTW_09 | Hanningfield transfer with ESW | Internal potable transfer | Distribution Options | AWSEXS | Unconstrained | N |  |  | N | N | N | N | N | N | Need to put infrastructure (pipe)in place
51aU | CUOS_02 | Lexden fluoride blend optimisation | Groundwater enhancement | Resource Options | AWSEXS | Unconstrained | N |  |  | N | N | N | N | N | N | Lincence is constraining factor
51aU | DES-14A | Desalination Barge moored at Harwich | Desalination | Resource Options | AWSEXS | Unconstrained | N |  |  | N | N | N | N | N | N | Offshore deslination provides no benefit over onshore options but carry greater risk.
51aU | DES-14b | Harwich floating desalination (sea water) | Desalination | Resource Options | AWSEXS | Unconstrained | N |  |  | N | N | N | N | N | N | Offshore deslination provides no benefit over onshore options but carry greater risk.
51aU | DRA_13 | Yieldham/Balkerne/Inworth River support schemes | New surface water | Resource Options | AWSEXS | Unconstrained | N |  |  | N | N | N | N | N | N | CAMS/ALS no resource available
51aU | GS_01 | Lexden sources | New groundwater | Resource Options | AWSEXS | Unconstrained | N |  |  | N | N | N | N | N | N | No long term reliable resource available from groundwater in the region.Water quality constrained (Fluoride) EA approval (part of sustainability reductions)
51bU | RW_118 | Gt Horkesley -Toggs LA WTW Instrument Recovery | Water treatment works loss recovery | Production Options | AWSEXS | Unconstrained | N |  |  | N | N | N | N | N | N | Issue with reg 31 materials in contact approval
51aU | RW_125 | Central Essex/South Essex WRZ Reclamation | Water reuse | Resource Options | AWSEXS | Unconstrained | N |  |  | N | N | N | N | N | N | None identified
51bU | RW_21 | Castle Hedingham WTW Instrument Recovery | Water treatment works loss recovery | Production Options | AWSEXS | Unconstrained | N |  |  | N | N | N | N | N | N | Issue with reg 31 materials in contact approval
51bU | RW_22 | Ardleigh WTW Instrument Recovery | Water treatment works loss recovery | Production Options | AWSEXS | Unconstrained | N |  |  | N | N | N | N | N | N | Issue with reg 31 materials in contact approval
51bU | RW_24 | Lexden WTW Instrument Recovery | Water treatment works loss recovery | Production Options | AWSEXS | Unconstrained | N |  |  | N | N | N | N | N | N | Issue with reg 31 materials in contact approval
51aU | RW_25 | Lexden WTW Washwater Recovery | Water reuse | Resource Options | AWSEXS | Unconstrained | N |  |  | N | N | N | N | N | N | Not identified as an option in Backwash recovery site by site review
51aU | RW_26 | Bures WTW Washwater Recovery | Water reuse | Resource Options | AWSEXS | Unconstrained | N |  |  | N | N | N | N | N | N | Not identified as an option in Backwash recovery site by site review
51bU | RW_27 | Bures WTW Instrument Recovery | Water treatment works loss recovery | Production Options | AWSEXS | Unconstrained | N |  |  | N | N | N | N | N | N | Issue with reg 31 materials in contact approval
51aU | RW_28 | Halstead Parsonage St WTW Washwater Recovery | Water reuse | Resource Options | AWSEXS | Unconstrained | N |  |  | N | N | N | N | N | N | Not identified as an option in Backwash recovery site by site review
51bU | RW_29 | Codham WTW Instrument Recovery | Water treatment works loss recovery | Production Options | AWSEXS | Unconstrained | N |  |  | N | N | N | N | N | N | Issue with reg 31 materials in contact approval
51aU | RW_30 | Codham WTW Washwater Recovery | Water reuse | Resource Options | AWSEXS | Unconstrained | N |  |  | N | N | N | N | N | N | Not identified as an option in Backwash recovery site by site review
51bU | RW_33 | Petches-Bridge WTW Instrument Recovery | Water treatment works loss recovery | Production Options | AWSEXS | Unconstrained | N |  |  | N | N | N | N | N | N | Issue with reg 31 materials in contact approval
51bU | RW_34 | Bocking WTW Instrument Recovery | Water treatment works loss recovery | Production Options | AWSEXS | Unconstrained | N |  |  | N | N | N | N | N | N | Issue with reg 31 materials in contact approval
51bU | SUP-9 | Ardleigh WTW | Water treatment works loss recovery | Production Options | AWSEXS | Unconstrained | N |  |  | N | N | N | N | N | N | Losses already recovered to reservoir
51aU | 01c-1236 | Dredge the cut off channel and use as storage reservoir (weirs at each end) – capture water in the winter period, i.e. storage reservoir | Groundwater enhancement | Resource Options | AWSFND | Unconstrained | N |  |  | N | N | N | N | N | N | Very low yield and DO benefit
51aU | 01c-1237 | Raise the ditches in the area (Dyke System) and use as a water storage area | Groundwater enhancement | Resource Options | AWSFND | Unconstrained | N |  |  | N | N | N | N | N | N | Very low yield and DO benefit
51aU | 01e-0323 | Wash Reservoirs | New technology | Resource Options | AWSFND | Unconstrained | N |  |  | N | N | N | N | N | N | Brackish water
51aU | 01e-0842 | Any other reservoir identified through CAMS assessment | New reservoir | Resource Options | AWSFND | Unconstrained | N |  |  | N | N | N | N | N | N | None identified
51cU | 02a-0326 | North Norfolk Coast WRZ transfer | Internal potable transfer | Distribution Options | AWSFND | Unconstrained | N |  |  | N | N | N | N | N | N | WRMP19 option. Alternative WRMP24 alternative options developed using improvced modelling methods
51cU | 02a-0329 | Wash Pipeline from Lincolnshire | Internal potable transfer | Distribution Options | AWSFND | Unconstrained | N |  |  | N | N | N | N | N | N | WRMP19 option. Alternative WRMP24 alternative options developed using improvced modelling methods
51cU | 02a-0396 | Wash Pipeline from Lincolnshire | Internal potable transfer | Distribution Options | AWSFND | Unconstrained | N |  |  | N | N | N | N | N | N | WRMP19 option. Alternative WRMP24 alternative options developed using improvced modelling methods
51cU | 02a-1032 | Kings Delph - Friday Bridge | Internal potable transfer | Distribution Options | AWSFND | Unconstrained | N |  |  | N | N | N | N | N | N | WRMP19 option. Alternative WRMP24 alternative options developed using improvced modelling methods
51cU | 02a-1033 | Ruthamford North RZ Transfer | Internal potable transfer | Distribution Options | AWSFND | Unconstrained | N |  |  | N | N | N | N | N | N | WRMP19 option. Alternative WRMP24 alternative options developed using improvced modelling methods
51cU | 02a-1034 | South Fenland WRZ Transfer | Internal potable transfer | Distribution Options | AWSFND | Unconstrained | N |  |  | N | N | N | N | N | N | WRMP19 option. Alternative WRMP24 alternative options developed using improvced modelling methods
51cU | 02a-1039 | Cambs and West Suffolk WRZ Transfer | Internal potable transfer | Distribution Options | AWSFND | Unconstrained | N |  |  | N | N | N | N | N | N | WRMP19 option. Alternative WRMP24 alternative options developed using improvced modelling methods
51cU | 02a-1063 | Bradenham WRZ transfer | Internal potable transfer | Distribution Options | AWSFND | Unconstrained | N |  |  | N | N | N | N | N | N | WRMP19 option. Alternative WRMP24 alternative options developed using improvced modelling methods
51cU | 02a-1210 | Chesterton WR - Friday Bridge | Internal potable transfer | Distribution Options | AWSFND | Unconstrained | N |  |  | N | N | N | N | N | N | WRMP19 option. Alternative WRMP24 alternative options developed using improvced modelling methods
51cU | 02a-1229 | North Fenland RZ Transfer | Internal potable transfer | Distribution Options | AWSFND | Unconstrained | N |  |  | N | N | N | N | N | N | WRMP19 option. Alternative WRMP24 alternative options developed using improvced modelling methods
51cU | 02a-1231 | Stoke Ferry to Marham WTW | Internal potable transfer | Distribution Options | AWSFND | Unconstrained | N |  |  | N | N | N | N | N | N | WRMP19 option. Alternative WRMP24 alternative options developed using improvced modelling methods
51aU | 02b-0330 | Transfer from Lincolnshire (Trent, Witham) via river system | External raw water bulk supply/transfer | Resource Options | AWSFND | Unconstrained | Y |  |  | N | N | N | N | N | N | Superseded by Lincolnshire reservoir option
51aU | 02b-1008 | Rutland Reservoir - Grafham Reservoir | External raw water bulk supply/transfer | Resource Options | AWSFND | Unconstrained | Y |  |  | N | N | N | N | N | N | Superseded by Lincolnshire reservoir option
51aU | 02b-1014 | Ely Ouse - Kennet, village | External raw water bulk supply/transfer | Resource Options | AWSFND | Unconstrained | Y |  |  | N | N | N | N | N | N | Covered by review of EOETS and GOGS
51aU | 03a-0397 | Heacham/Downham Mkt Water Reuse | Water reuse | Resource Options | AWSFND | Unconstrained | N |  |  | N | N | N | N | N | N | Resource is supporting river flow
51aU | 03b-0334 | In combination with aquifer recharge options | Water reuse | Resource Options | AWSFND | Unconstrained | N |  |  | N | N | N | N | N | N | Immature deveopment
51aU | 03b-0335 | Effluent reuse - small scale other | Water reuse | Resource Options | AWSFND | Unconstrained | N |  |  | N | N | N | N | N | N | Resource is supporting river flow
51aU | 03b-0336 | River augmentation options | Water reuse | Resource Options | AWSFND | Unconstrained | N |  |  | N | N | N | N | N | N | Resource is supporting river flow
51aU | 04a-0398 | Sedgeford Station or Ringstead abandoned boreholes | New groundwater | Resource Options | AWSFND | Unconstrained | N |  |  | N | N | N | N | N | N | No long term reliable resource available from groundwater in the region.
51aU | 04b-0338 | Review group licences | New groundwater | Resource Options | AWSFND | Unconstrained | N |  |  | N | N | N | N | N | N | No long term reliable resource available from groundwater in the region.
51bU | 04e-0339 | Nitrate removal/revised blending regime | Water treatment works capacity increase | Production Options | AWSFND | Unconstrained | N |  |  | N | N | N | N | N | N | None identified
51aU | 04e-0340 | Relocating existing Marham boreholes (away from the River to reduce impact) | New groundwater | Resource Options | AWSFND | Unconstrained | N |  |  | N | N | N | N | N | N | No long term reliable resource available from groundwater in the region.
51aU | 05-0341 | 3rd party trade options (surface water) Polvair and Loke Road | Licence trading | Resource Options | AWSFND | Unconstrained | Y |  |  | N | N | N | N | N | N | Option not sufficiently mature to define costs or DO.
51aU | 05-0342 | Bircham Camp borehole | Licence trading | Resource Options | AWSFND | Unconstrained | Y |  |  | N | N | N | N | N | N | Option not sufficiently mature to define costs or DO.
51aU | 05-0343 | European interconnector (pipeline from Europe) | International import | Resource Options | AWSFND | Unconstrained | N |  |  | N | N | N | N | N | N | Very high risk and very expensive
51aU | 05-0344 | Icebergs | New technology | Resource Options | AWSFND | Unconstrained | N |  |  | N | N | N | N | N | N | Unproven technology
51aU | 05-0346 | Industrial reclaimed water - Palm Paper | Water reuse | Resource Options | AWSFND | Unconstrained | N |  |  | N | N | N | N | N | N | Option insufficiently developed to model
51aU | 05-0347 | Industrial reclaimed water - British Sugar sites, including closed ones | Water reuse | Resource Options | AWSFND | Unconstrained | N |  |  | N | N | N | N | N | N | Resource is supporting river flow
51aU | 05-0348 | Trading options - private groundwater abstractions (food processing, paper industry) | Licence trading | Resource Options | AWSFND | Unconstrained | Y |  |  | N | N | N | N | N | N | Option not sufficiently mature to define costs or DO.
51aU | 05-0400 | 3rd party trade options | Licence trading | Resource Options | AWSFND | Unconstrained | Y |  |  | N | N | N | N | N | N | Option not sufficiently mature to define costs or DO.
51aU | 05-0401 | European interconnector (pipeline from Europe) | International import | Resource Options | AWSFND | Unconstrained | N |  |  | N | N | N | N | N | N | Very high risk, technically, politically and environmentally.
51aU | 05-0402 | Icebergs | New technology | Resource Options | AWSFND | Unconstrained | N |  |  | N | N | N | N | N | N | Unproven technology
51aU | 06a-0349 | Extend Chalk abstraction | New groundwater | Resource Options | AWSFND | Unconstrained | N |  |  | N | N | N | N | N | N | No long term reliable resource available from groundwater in the region.
51aU | 06a-0350 | Cur-off channel | New surface water | Resource Options | AWSFND | Unconstrained | N |  |  | N | N | N | N | N | N | CAMS/ALS no resource available
51aU | 06a-0351 | Gaywood River | New surface water | Resource Options | AWSFND | Unconstrained | N |  |  | N | N | N | N | N | N | CAMS/ALS no resource available
51aU | 06a-0352 | River Ely Ouse | New surface water | Resource Options | AWSFND | Unconstrained | N |  |  | N | N | N | N | N | N | CAMS/ALS no resource available
51aU | 06a-0353 | North Norfolk Rivers (other) | New surface water | Resource Options | AWSFND | Unconstrained | N |  |  | N | N | N | N | N | N | CAMS/ALS no resource available
51aU | 06a-0354 | River Heacham | New surface water | Resource Options | AWSFND | Unconstrained | N |  |  | N | N | N | N | N | N | CAMS/ALS no resource available
51aU | 06a-0355 | River Ingol | New surface water | Resource Options | AWSFND | Unconstrained | N |  |  | N | N | N | N | N | N | CAMS/ALS no resource available
51aU | 06a-0356 | River Lark | New surface water | Resource Options | AWSFND | Unconstrained | N |  |  | N | N | N | N | N | N | CAMS/ALS no resource available
51aU | 06a-0357 | River Nar | New surface water | Resource Options | AWSFND | Unconstrained | N |  |  | N | N | N | N | N | N | CAMS/ALS no resource available
51aU | 06a-0358 | River Nene (Wisbech) | New surface water | Resource Options | AWSFND | Unconstrained | N |  |  | N | N | N | N | N | N | CAMS/ALS no resource available
51aU | 06a-0359 | River Wissey | New surface water | Resource Options | AWSFND | Unconstrained | N |  |  | N | N | N | N | N | N | CAMS/ALS no resource available
51aU | 06a-0404 | North Norfolk Rivers | New surface water | Resource Options | AWSFND | Unconstrained | N |  |  | N | N | N | N | N | N | CAMS/ALS no resource available
51aU | 06a-0405 | River Heacham | New surface water | Resource Options | AWSFND | Unconstrained | N |  |  | N | N | N | N | N | N | CAMS/ALS no resource available
51aU | 06a-0542 | River Ouse | New surface water | Resource Options | AWSFND | Unconstrained | N |  |  | N | N | N | N | N | N | CAMS/ALS no resource available
51aU | 06a-0543 | Cut-off Channel/Stoke Ferry Extension + transfer | New surface water | Resource Options | AWSFND | Unconstrained | N |  |  | N | N | N | N | N | N | CAMS/ALS no resource available
51aU | 06a-0546 | River Waveney | New surface water | Resource Options | AWSFND | Unconstrained | N |  |  | N | N | N | N | N | N | CAMS/ALS no resource available
51aU | 06b-0360 | New groundwater source | New groundwater | Resource Options | AWSFND | Unconstrained | N |  |  | N | N | N | N | N | N | No long term reliable resource available from groundwater in the region.
51aU | 06b-0361 | Extend Sandringham Sands (Hillington Wellfield) | New groundwater | Resource Options | AWSFND | Unconstrained | N |  |  | N | N | N | N | N | N | No long term reliable resource available from groundwater in the region.
51aU | 06b-0362 | Marham Fen Existing boreholes expansion | New groundwater | Resource Options | AWSFND | Unconstrained | N |  |  | N | N | N | N | N | N | No long term reliable resource available from groundwater in the region.
51aU | 06b-0363 | Secondary groundwater | New groundwater | Resource Options | AWSFND | Unconstrained | N |  |  | N | N | N | N | N | N | No long term reliable resource available from groundwater in the region.
51aU | 06b-0364 | Wellington Wellfield / Denton Lodge expansion | New groundwater | Resource Options | AWSFND | Unconstrained | N |  |  | N | N | N | N | N | N | No long term reliable resource available from groundwater in the region.
51aU | 06b-0406 | New groundwater source | New groundwater | Resource Options | AWSFND | Unconstrained | N |  |  | N | N | N | N | N | N | No long term reliable resource available from groundwater in the region.
51aU | 08a-0365 | Chalk | Aquifer recharge/Aquifer storage recovery | Resource Options | AWSFND | Unconstrained | N |  |  | N | N | N | N | N | N | Unsuitable hydrogeological conditions. High risk of losing stored water.
51aU | 08a-0366 | Sandringham Sands ASR | Aquifer recharge/Aquifer storage recovery | Resource Options | AWSFND | Unconstrained | N |  |  | N | N | N | N | N | N | Unsuitable hydrological conditions
51aU | 08c-0367 | Consider all surface water sources for potential aquifer recharge options (as above). | Aquifer recharge/Aquifer storage recovery | Resource Options | AWSFND | Unconstrained | N |  |  | N | N | N | N | N | N | Unsuitable hydrological conditions
51aU | 10a-0368 | New Internal Drainage Board structure | Licence trading | Resource Options | AWSFND | Unconstrained | Y |  |  | N | N | N | N | N | N | Option not sufficiently mature to define costs or DO.
51aU | 10a-0408 | New Internal Drainage Board structure | Licence trading | Resource Options | AWSFND | Unconstrained | Y |  |  | N | N | N | N | N | N | Option not sufficiently mature to define costs or DO.
51aU | 10b-0369 | SUDS - recharge lagoons | New reservoir | Resource Options | AWSFND | Unconstrained | N |  |  | N | N | N | N | N | N | High risk of failure due to uncertain DO
51aU | 10b-0409 | SUDS - recharge lagoons | New reservoir | Resource Options | AWSFND | Unconstrained | N |  |  | N | N | N | N | N | N | High risk of failure due to uncertain DO
51aU | 10c-0370 | Ely Ouse Washes Expansion and Control | New reservoir | Resource Options | AWSFND | Unconstrained | N |  |  | N | N | N | N | N | N | Superseded by Fens
51aU | 10c-0371 | Wash Barrage | New technology | Resource Options | AWSFND | Unconstrained | N |  |  | N | N | N | N | N | N | Uncertain DO
51aU | 10c-0410 | Wash Barrage | New technology | Resource Options | AWSFND | Unconstrained | N |  |  | N | N | N | N | N | N | Uncertain DO
51aU | 11a-0372 | Kings Lynn | Desalination | Resource Options | AWSFND | Unconstrained | N |  |  | N | N | N | N | N | N | Unmitigatable risks associated with brackish and estuarial desalination
51aU | 11a-0411 | Hunstanton | Desalination | Resource Options | AWSFND | Unconstrained | N |  |  | N | N | N | N | N | N | Intake not feasible due to shallow nature of the wash. Abstraction fom groundwater will also be limited due to the risk of GW intrusion and impacts on the wash
51aU | 11b-0373 | Small scale desalination | Desalination | Resource Options | AWSFND | Unconstrained | N |  |  | N | N | N | N | N | N | Option does not provide the required DO
51aU | 11b-0374 | Fenland River Outfalls | Desalination | Resource Options | AWSFND | Unconstrained | N |  |  | N | N | N | N | N | N | Unmitigatable risks associated with brackish and estuarial desalination
51aU | 11b-0376 | Fenland Secondary Groundwater | Desalination | Resource Options | AWSFND | Unconstrained | N |  |  | N | N | N | N | N | N | Option not appropriate - no secondary groundwater available
51aU | 12a-0377 | Kings Lynn/Marham conjunctive use - amend existing operation | Groundwater enhancement | Resource Options | AWSFND | Unconstrained | N |  |  | N | N | N | N | N | N | Insufficient groundwater.
51aU | 12a-1093 | Wissey Fenland Conjunctive Use (existing licence) | Groundwater enhancement | Resource Options | AWSFND | Unconstrained | N |  |  | N | N | N | N | N | N | To determine sustainability risks from increased GW abstraction at times of low flows in the Wissey
51aU | 12b-0378 | Increase surface water treatment capacity to utilise high river flows | Groundwater enhancement | Resource Options | AWSFND | Unconstrained | N |  |  | N | N | N | N | N | N | Option has high risk of significant outage
51aU | 13-0379 | Multi use reservoir (agriculture) | Licence trading | Resource Options | AWSFND | Unconstrained | Y |  |  | N | N | N | N | N | N | Option not sufficiently mature to define costs or DO.
51aU | 13-0412 | Multi use reservoir (agriculture) | Licence trading | Resource Options | AWSFND | Unconstrained | Y |  |  | N | N | N | N | N | N | Option not sufficiently mature to define costs or DO.
51aU | 14-0380 | Cambridge Water | Licence trading | Resource Options | AWSFND | Unconstrained | Y |  |  | N | N | N | N | N | N | Option not sufficiently mature to define costs or DO.
51aU | 14-0381 | Cambridge Water transfer | Licence trading | Resource Options | AWSFND | Unconstrained | Y |  |  | N | N | N | N | N | N | Option not sufficiently mature to define costs or DO.
51cU | 15-0382 | Inland (road / rail) tankering | Internal potable transfer | Distribution Options | AWSFND | Unconstrained | N |  |  | N | N | N | N | N | N | Weather related reliability issues. Traffic impact
51aU | 15-0383 | Sea tankering (Kings Lynn) | International import | Resource Options | AWSFND | Unconstrained | Y |  |  | N | N | N | N | N | N | Too far from a viable connection to existing infrastructure
51aU | 18-0384 | Increasing storage at private lakes e.g. Bawsey Lakes | Licence trading | Resource Options | AWSFND | Unconstrained | Y |  |  | N | N | N | N | N | N | Option not sufficiently mature to define costs or DO.
51aU | 18-0385 | Sands and Gravel extraction locations e.g. Pentney Lakes | New reservoir | Resource Options | AWSFND | Unconstrained | N |  |  | N | N | N | N | N | N | CAMS/ALS no resource available
51aU | 19-0387 | Other MOD / RAF sites (including RAF Feltwell) Ministry of Defence sites | Licence trading | Resource Options | AWSFND | Unconstrained | Y |  |  | N | N | N | N | N | N | Option not sufficiently mature to define costs or DO.
51aU | 19-0388 | RAF Marham boreholes | Licence trading | Resource Options | AWSFND | Unconstrained | Y |  |  | N | N | N | N | N | N | Option not sufficiently mature to define costs or DO.
51aU | 19-0389 | RAF West Raynham MOD sites boreholes | Licence trading | Resource Options | AWSFND | Unconstrained | Y |  |  | N | N | N | N | N | N | Option not sufficiently mature to define costs or DO.
51aU | 20-0390 | Innovative options (international examples e.g. sea clouding) | New technology | Resource Options | AWSFND | Unconstrained | N |  |  | N | N | N | N | N | N | Unproven technology, cost and yield
51dU | 20-0415 | Rainwater harvesting | Rainwater harvesting | Customer Options | AWSFND | Unconstrained | N |  |  | N | N | N | N | N | N | Demand management option
51aU | 21-0392 | EOETs & GOGS review | External raw water bulk supply/transfer | Resource Options | AWSFND | Unconstrained | Y |  |  | N | N | N | N | N | N | No long term reliable resource available from groundwater in the region.
51cU | BCTTW_21 | Kings Lynn-Weston connectivity | Internal potable transfer | Distribution Options | AWSFND | Unconstrained | N |  |  | N | N | N | N | N | N | Infrastructure in place - areas already stretched in capability
51cU | BCTTW_49 | East Dereham RZ transfer | Internal potable transfer | Distribution Options | AWSFND | Unconstrained | N |  |  | N | N | N | N | N | N | Alternatives developed
51aU | BTRW_01 | Stoke Ferry Extension | External raw water bulk supply/transfer | Resource Options | AWSFND | Unconstrained | Y |  |  | N | N | N | N | N | N | reliability of cut off channel - EA buy-in to send water further down
51aU | CMS_01 | CM - Hillington WTW/Grimston WRC sources - farmer partnership (nitrates) | Catchment management | Resource Options | AWSFND | Unconstrained | N |  |  | N | N | N | N | N | N | Catchment liaison - non WRMP option
51aU | CMS_08 | Hillington WTW -Wetland | Catchment management | Resource Options | AWSFND | Unconstrained | N |  |  | N | N | N | N | N | N | Potential for sustainability reductions/environmental reductions in next round/water trade-offs
51aU | CMS_10 | Fenland winter reservoirs | Catchment management | Resource Options | AWSFND | Unconstrained | N |  |  | N | N | N | N | N | N | To be investigated through WRE catchment management forums
51aU | CMS_22 | Old Carr Stream, Stringside Stream and Gadder | Catchment management | Resource Options | AWSFND | Unconstrained | N |  |  | N | N | N | N | N | N | To be investigated through WRE catchment management forums
51aU | CMS_23 | Gaywood River | Catchment management | Resource Options | AWSFND | Unconstrained | N |  |  | N | N | N | N | N | N | To be investigated through WRE catchment management forums
51aU | CMS_24 | Heacham River | Catchment management | Resource Options | AWSFND | Unconstrained | N |  |  | N | N | N | N | N | N | CAMS/ALS no resource available
51aU | DES_19 | Sea Water Desalination along the coastline of The Wash | Desalination | Resource Options | AWSFND | Unconstrained | N |  |  | N | N | N | N | N | N | Unmitigatable risks identified with desalination in The Wash
51aU | DES_37 | River Nene | Desalination | Resource Options | AWSFND | Unconstrained | N |  |  | N | N | N | N | N | N | CAMS/ALS no resource available
51aU | DES-56 | Sea Water desalination Holkham area (North Norfolk Coast) | Desalination | Resource Options | AWSFND | Unconstrained | N |  |  | N | N | N | N | N | N | Intake / outfall not feasible due to coastline conditions
51aU | DRA_10 | South Fenland Rivers abstraction | New surface water | Resource Options | AWSFND | Unconstrained | N |  |  | N | N | N | N | N | N | CAMS/ALS no resource available
51aU | NR_07 | Feltwell Reservoir | New Reservoir | Resource Options | AWSFND | Unconstrained | N |  |  | N | N | N | N | N | N | Superseded by Fens
51aU | NR_08 | One season storage reservoir | New Reservoir | Resource Options | AWSFND | Unconstrained | N |  |  | N | N | N | N | N | N | Superseded by Fens
51aU | RESIY_03 | Hillington/Grimston licensing | Groundwater enhancement | Resource Options | AWSFND | Unconstrained | N |  |  | N | N | N | N | N | N | Licence constraints
51aU | RESIY_04 | Great Bircham/Fring licensing | Groundwater enhancement | Resource Options | AWSFND | Unconstrained | N |  |  | N | N | N | N | N | N | Low flows in River Hitchin - potential use for river support in future
51aU | RUPSOS_05 | Reinstating Ringstead abandoned boreholes | New groundwater | Resource Options | AWSFND | Unconstrained | N |  |  | N | N | N | N | N | N | No long term reliable resource available from groundwater in the region.
51bU | RW_74 | Hillington -Greensand WTW Instrument Recovery | Water treatment works loss recovery | Production Options | AWSFND | Unconstrained | N |  |  | N | N | N | N | N | N | Issue with reg 31 materials in contact approval
51bU | RW_76 | Marham GW WTW (nitrate) Instrument Recovery | Water treatment works loss recovery | Production Options | AWSFND | Unconstrained | N |  |  | N | N | N | N | N | N | Issue with reg 31 materials in contact approval
51aU | RW_77 | Marham GW Washwater Recovery | Water reuse | Resource Options | AWSFND | Unconstrained | N |  |  | N | N | N | N | N | N | Resource is supporting river flow
51bU | RW_78 | Stoke Ferry WTW Instrument Recovery | Water treatment works loss recovery | Production Options | AWSFND | Unconstrained | N |  |  | N | N | N | N | N | N | Issue with reg 31 materials in contact approval
51bU | RW_79 | Beck Row WTW Instrument Recovery | Water treatment works loss recovery | Production Options | AWSFND | Unconstrained | N |  |  | N | N | N | N | N | N | Issue with reg 31 materials in contact approval
51aU | RW_80 | Beck Row WTW Washwater Recovery | Water reuse | Resource Options | AWSFND | Unconstrained | N |  |  | N | N | N | N | N | N | Innapropriate treatment for washwater recovery
51bU | RW_81 | Denton Lodge WTW Instrument Recovery | Water treatment works loss recovery | Production Options | AWSFND | Unconstrained | N |  |  | N | N | N | N | N | N | Issue with reg 31 materials in contact approval
51bU | RW_82 | Grimston STW Instrument Recovery | Water treatment works loss recovery | Production Options | AWSFND | Unconstrained | N |  |  | N | N | N | N | N | N | Issue with reg 31 materials in contact approval
51bU | WQS_13 | Hillington WTW treatment | Water treatment works capacity increase | Production Options | AWSFND | Unconstrained | N |  |  | N | N | N | N | N | N | Potential for sustainability reductions/environmental reductions in next round/water trade-offs
51cU | 2019_BT03 | Northumbrian Water | Internal potable transfer | Distribution Options | AWSHPL | Unconstrained | N |  |  | N | N | N | N | N | N | Option not sufficiently mature to define costs or DO.
51aU | 2019_CU01 | Conjunctive use with Northumbrian Water | Groundwater enhancement | Resource Options | AWSHPL | Unconstrained | N |  |  | N | N | N | N | N | N | No deficit
51aU | 2019_DES01 | Hartlepool harbour (sea water) | Desalination | Resource Options | AWSHPL | Unconstrained | N |  |  | N | N | N | N | N | N | No deficit
51aU | 2019_DES02 | Secondary groundwater | Desalination | Resource Options | AWSHPL | Unconstrained | N |  |  | N | N | N | N | N | N | No long term reliable resource available from groundwater in the region.
51aU | 2019_DRA02 | Skerne | New surface water | Resource Options | AWSHPL | Unconstrained | N |  |  | N | N | N | N | N | N | CAMS/ALS no resource available
51aU | 2019_GW01 | Teeside boreholes | New groundwater | Resource Options | AWSHPL | Unconstrained | N |  |  | N | N | N | N | N | N | No long term reliable resource available from groundwater in the region.
51bU | 2019_GW02 | Mine dewatering | Water treatment works capacity increase | Production Options | AWSHPL | Unconstrained | N |  |  | N | N | N | N | N | N | Immature deveopment
51aU | 2019_GW03 | Secondary groundwater | New groundwater | Resource Options | AWSHPL | Unconstrained | N |  |  | N | N | N | N | N | N | No long term reliable resource available from groundwater in the region.
51aU | 2019_GW04 | Mag limestone | New groundwater | Resource Options | AWSHPL | Unconstrained | N |  |  | N | N | N | N | N | N | No long term reliable resource available from groundwater in the region.
51aU | 2019_IRY02 | Hartlepool reservoirs | Groundwater enhancement | Resource Options | AWSHPL | Unconstrained | N |  |  | N | N | N | N | N | N | No deficit
51aU | 2019_NRS01 | Purchase existing assets | Licence trading | Resource Options | AWSHPL | Unconstrained | Y |  |  | N | N | N | N | N | N | Option not sufficiently mature to define costs or DO.
51aU | 2019_NRS02 | On Skerne | New reservoir | Resource Options | AWSHPL | Unconstrained | N |  |  | N | N | N | N | N | N | No deficit
51aU | 2019_NRS03 | SUDS | New reservoir | Resource Options | AWSHPL | Unconstrained | N |  |  | N | N | N | N | N | N | High risk of failure due to uncertain DO
51aU | 2019_NRS04 | New reservoir | New reservoir | Resource Options | AWSHPL | Unconstrained | N |  |  | N | N | N | N | N | N | No deficit
51aU | 2019_NRS05 | Private lakes and gravel pits | New reservoir | Resource Options | AWSHPL | Unconstrained | N |  |  | N | N | N | N | N | N | No deficit
51dU | 2019_OO01 | Rainwater harvesting | Rainwater harvesting | Customer Options | AWSHPL | Unconstrained | N |  |  | N | N | N | N | N | N | Demand management option
51aU | 2019_OO02 | Innovative options (international examples e.g. sea clouding) | New technology | Resource Options | AWSHPL | Unconstrained | N |  |  | N | N | N | N | N | N | Unproven technology, cost and yield
51aU | 2019_RS01 | Northumbrian Water | Licence trading | Resource Options | AWSHPL | Unconstrained | Y |  |  | N | N | N | N | N | N | Option not sufficiently mature to define costs or DO.
51aU | 2019_RW01 | Northumbrian Water WRCs (trade) | Water reuse | Resource Options | AWSHPL | Unconstrained | N |  |  | N | N | N | N | N | N | Resource is supporting river flow
51aU | 2019_RW02 | Teeside industrial effluent | Water reuse | Resource Options | AWSHPL | Unconstrained | N |  |  | N | N | N | N | N | N | Resource is supporting river flow
51aU | 2019_TPO01 | Agriculture | Licence trading | Resource Options | AWSHPL | Unconstrained | Y |  |  | N | N | N | N | N | N | Option not sufficiently mature to define costs or DO.
51aU | 2019_TPO02 | Coal Authorities (Sulphate plume management) | Licence trading | Resource Options | AWSHPL | Unconstrained | Y |  |  | N | N | N | N | N | N | Option not sufficiently mature to define costs or DO.
51aU | 2019_TW01 | Nordic water | International import | Resource Options | AWSHPL | Unconstrained | Y |  |  | N | N | N | N | N | N | Generic, some specific variations have been developed further.
51cU | 2019_TW02 | Road | Internal potable transfer | Distribution Options | AWSHPL | Unconstrained | N |  |  | N | N | N | N | N | N | Road Tankering rejected due to capacity required would not be feasible via road
51cU | 2019_TW03 | rail | Internal potable transfer | Distribution Options | AWSHPL | Unconstrained | N |  |  | N | N | N | N | N | N | Rejected due to weather and reliability issues, and due to traffic impacts
51aU | 2019-DES02 | Secondary groundwater | Desalination | Resource Options | AWSHPL | Unconstrained | N |  |  | N | N | N | N | N | N | No long term reliable resource available from groundwater in the region.
51aU | AT_01 | Purchase industry boreholes | Licence trading | Resource Options | AWSHPL | Unconstrained | Y |  |  | N | N | N | N | N | N | Option not sufficiently mature to define costs or DO. No current deficit - expensive No change in industry at the moment
51cU | BCTTW_01 | Northumbrian trading | Internal potable transfer | Distribution Options | AWSHPL | Unconstrained | N |  |  | N | N | N | N | N | N | No current mains connectivity - investment needed for infrastructure Balance only just achieved on blending
51cU | BCTTW_02 | Northumbrian trading | Internal potable transfer | Distribution Options | AWSHPL | Unconstrained | N |  |  | N | N | N | N | N | N | No current infrastructure in place
51cU | BCTTW_31 | Hartlepool-AWS region connectivity | Internal potable transfer | Distribution Options | AWSHPL | Unconstrained | N |  |  | N | N | N | N | N | N | No deficit
51aU | DES-09 | Hartlepool | Desalination | Resource Options | AWSHPL | Unconstrained | N |  |  | N | N | N | N | N | N | No deficit
51bU | RW_120 | Dalton Piercy WTW Instrument Recovery | Water treatment works loss recovery | Production Options | AWSHPL | Unconstrained | N |  |  | N | N | N | N | N | N | Issue with reg 31 materials in contact approval
51bU | WQS_11 | Hartlepool RO | Water treatment works capacity increase | Production Options | AWSHPL | Unconstrained | N |  |  | N | N | N | N | N | N | No deficit Expensive
51aU | 20-0838 | Innovative options (international examples e.g. sea clouding) | New technology | Resource Options | AWSLNC | Unconstrained | N |  |  | N | N | N | N | N | N | Unproven technology, cost and yield
51bU | 4e-25 | Blending sources licence review (Dunston) | Water treatment works capacity increase | Production Options | AWSLNC | Unconstrained | N |  |  | N | N | N | N | N | N | System optimised - no benefit identified.
51aU | 01b-0001 | Cadney Carrs reservoir | Groundwater enhancement | Resource Options | AWSLNC | Unconstrained | N |  |  | N | N | N | N | N | N | The current pumps meet the licence capacity, so this does not provide and DO benefits.
51aU | 01b-0002 | Easton unused reservoir | Groundwater enhancement | Resource Options | AWSLNC | Unconstrained | N |  |  | N | N | N | N | N | N | Does not provide DO required during low flows
51aU | 01b-0003 | Hall reservoir | Groundwater enhancement | Resource Options | AWSLNC | Unconstrained | N |  |  | N | N | N | N | N | N | Option would require further storage to make use of higher abstractions. See CLN2
51aU | 01b-0004 | Stoke Rochford | Groundwater enhancement | Resource Options | AWSLNC | Unconstrained | N |  |  | N | N | N | N | N | N | Screened out - does not provide DO required in a drought
51aU | 01c-0005 | Cadney Carrs Reservoir | Groundwater enhancement | Resource Options | AWSLNC | Unconstrained | N |  |  | N | N | N | N | N | N | Cadney carrs reservoir is fed by the river Ancholme which has superficial flows from the Trent Witham Ancholme scheme. Currently the option is modelled in aquator assuming constant inflows and outflows. Therefore increasing storage would not provide a DO benefit. Further investigation would be required to determine if there was a benefit to increasing storage at Cadney with information on the TWA scheme operation to estimate the R. Ancholme flows. Therefore, it is not a reliable option for WRMP19.
51aU | 01c-0006 | Easton unused reservoir | Groundwater enhancement | Resource Options | AWSLNC | Unconstrained | N |  |  | N | N | N | N | N | N | Not feasible due to results of the bathymetric surveys
51aU | 01c-0007 | Hall Trent WTW bankside storage | Groundwater enhancement | Resource Options | AWSLNC | Unconstrained | N |  |  | N | N | N | N | N | N | Not feasible due to results of the bathymetric surveys
51aU | 01c-0008 | Stoke Rochford | Groundwater enhancement | Resource Options | AWSLNC | Unconstrained | N |  |  | N | N | N | N | N | N | Not feasible due to results of the bathymetric surveys
51aU | 01e-0003 | Hall reservoir | New reservoir | Resource Options | AWSLNC | Unconstrained | N |  |  | N | N | N | N | N | N | Option not relevant to the final planning problem in Central Lincolnshire. Does not provide DO required during low flows in more extreme drought than historic.
51aU | 01e-0009 | Recommission existing reservoir (Stoke Rochford) | New reservoir | Resource Options | AWSLNC | Unconstrained | N |  |  | N | N | N | N | N | N | Insufficient detail
51aU | 01e-0010 | Cadney extension | New reservoir | Resource Options | AWSLNC | Unconstrained | N |  |  | N | N | N | N | N | N | CAMS/ALS no resource available
51aU | 01e-0011 | Easton (recommission) Recommission unused reservoir | New reservoir | Resource Options | AWSLNC | Unconstrained | N |  |  | N | N | N | N | N | N | Small yield with significant uncertainty about reliability under future climate change scenarios. Significant water quality risks in Upper Witham catchment
51aU | 01e-0012 | Pumped storage reservoir (source any river in Central Lincs) | New reservoir | Resource Options | AWSLNC | Unconstrained | N |  |  | N | N | N | N | N | N | CAMS/ALS no resource available
51aU | 01e-0013 | Toft Newton Extension | New reservoir | Resource Options | AWSLNC | Unconstrained | N |  |  | N | N | N | N | N | N | CAMS/ALS no resource available
51cU | 02a-1219 | Bourne RZ Transfer | Internal potable transfer | Distribution Options | AWSLNC | Unconstrained | N |  |  | N | N | N | N | N | N | Final planning scenario - transfer would be <5Ml/d and not part of a strategic route therefore rejected.
51cU | 02a-1220 | Central Lincolnshire RZ Network improvements from North to South South Humber Bank WRZ to Central Lincolnshire WRZ Transfer | Internal potable transfer | Distribution Options | AWSLNC | Unconstrained | N |  |  | N | N | N | N | N | N | Alternatives developed
51cU | 02a-1221 | Westgate tower to Bracebridge Heath WR | Internal potable transfer | Distribution Options | AWSLNC | Unconstrained | N |  |  | N | N | N | N | N | N | Required option-sizes refined, costings and capacities updated
51cU | 02a-1222 | Central Lincolnshire RZ Transfer | Internal potable transfer | Distribution Options | AWSLNC | Unconstrained | N |  |  | N | N | N | N | N | N | Alternatives developed
51aU | 02b-0014 | Grantham canal (flow reversal) | External raw water bulk supply/transfer | Resource Options | AWSLNC | Unconstrained | Y |  |  | N | N | N | N | N | N | Scheme screened out due to: 1. High risk of failure – Sustainability: The canal is disused and has become valuable wetland habitat. Changes in flow and water chemistry are considered likely to cause habitat damage. 2. High risk of failure – Technical: Rehabilitation of a disused canal to transfer flows is likely to require extensive canal repair. 3. High risk of failure – Technical: Pre-treatment may be required to protect existing habitat along the canal. 4. Option is not promotable – Cost: Large pipeline transfer required, repairs to existing pounds, and pumping bypass around every lock is likely to render the scheme not feasible.
51aU | 02b-0015 | Kidby canal | External raw water bulk supply/transfer | Resource Options | AWSLNC | Unconstrained | Y |  |  | N | N | N | N | N | N | At this stage the scheme is not considered viable, due to the lack of availability of source water. There are also several risks and unknowns including: - Hydraulic capacity of the canal and required bund raising over the length of pound - Cost and feasibility of additional treatment expansion at Winterton Homes WTW to treat the river water quality - Ecological implications on the canal
51aU | 02b-0016 | Severn Trent Water - groundwater into Trent | External raw water bulk supply/transfer | Resource Options | AWSLNC | Unconstrained | Y |  |  | N | N | N | N | N | N | This is considered as part of the Trent working group and trading options but GW is subject to sustainability losses so not an option.
51aU | 02b-1010 | Toft newton - Short Ferry | External raw water bulk supply/transfer | Resource Options | AWSLNC | Unconstrained | Y |  |  | N | N | N | N | N | N | New or replacement transfer added after March 17 review
51aU | 03b-0017 | Marston Water reuse | Water reuse | Resource Options | AWSLNC | Unconstrained | N |  |  | N | N | N | N | N | N | Resource is supporting river flow
51aU | 03b-0018 | Sleaford Water reuse | Water reuse | Resource Options | AWSLNC | Unconstrained | N |  |  | N | N | N | N | N | N | Resource is supporting river flow
51aU | 03b-0020-B | Scunthorpe water reuse | Water reuse | Resource Options | AWSLNC | Unconstrained | N |  |  | N | N | N | N | N | N | Resource is supporting river flow
51aU | 03c-0021-a | Saltersford WTW Washwater Recovery | Water reuse | Resource Options | AWSLNC | Unconstrained | N |  |  | N | N | N | N | N | N | Resource is supporting river flow
51aU | 03c-0021-b | Elsham WTW Washwater Recovery | Water reuse | Resource Options | AWSLNC | Unconstrained | N |  |  | N | N | N | N | N | N | Resource is supporting river flow
51aU | 04b-0022 | Review group licences | New groundwater | Resource Options | AWSLNC | Unconstrained | N |  |  | N | N | N | N | N | N | No long term reliable resource available from groundwater in the region.
51aU | 04c-0024 | Bath springs (existing but not used) Existing unused sources | New groundwater | Resource Options | AWSLNC | Unconstrained | N |  |  | N | N | N | N | N | N | WFD assessment - no additional resource available
51aU | 05-0026 | Lincoln WRC effluent into Trent (Severn Trent WRC) | Water reuse | Resource Options | AWSLNC | Unconstrained | N |  |  | N | N | N | N | N | N | Resource is supporting river flow
51aU | 05-0027 | Acquire Trent Witham Ancholme Transfer | External raw water bulk supply/transfer | Resource Options | AWSLNC | Unconstrained | Y |  |  | N | N | N | N | N | N | Part of Trent resource strategy
51aU | 05-0028 | Icebergs | New technology | Resource Options | AWSLNC | Unconstrained | N |  |  | N | N | N | N | N | N | Unproven technology
51aU | 05-0029 | Agriculture Potatoes (groundwater) | Licence trading | Resource Options | AWSLNC | Unconstrained | Y |  |  | N | N | N | N | N | N | Option not sufficiently mature to define costs or DO.
51aU | 05-0030 | Power stations - cooling water, boiler feed (Brigg) - 3 power stations in Yorkshire Water region | Licence trading | Resource Options | AWSLNC | Unconstrained | Y |  |  | N | N | N | N | N | N | Option not sufficiently mature to define costs or DO.
51aU | 05-0031 | Power stations (Brigg) + 3 power stations in Yorkshire Water region | Licence trading | Resource Options | AWSLNC | Unconstrained | Y |  |  | N | N | N | N | N | N | Option not sufficiently mature to define costs or DO.
51aU | 05-0032 | Sugar beet (Bardney) | Licence trading | Resource Options | AWSLNC | Unconstrained | Y |  |  | N | N | N | N | N | N | Option not sufficiently mature to define costs or DO.
51aU | 05-0033 | Tata Steel (groundwater) | Licence trading | Resource Options | AWSLNC | Unconstrained | Y |  |  | N | N | N | N | N | N | Option not sufficiently mature to define costs or DO.
51aU | 06a-0034 | Fossdyke | New surface water | Resource Options | AWSLNC | Unconstrained | N |  |  | N | N | N | N | N | N | CAMS/ALS no resource available
51aU | 06a-0035 | Cringlebrook | New surface water | Resource Options | AWSLNC | Unconstrained | N |  |  | N | N | N | N | N | N | CAMS/ALS no resource available
51aU | 06a-0036 | River Don | New surface water | Resource Options | AWSLNC | Unconstrained | N |  |  | N | N | N | N | N | N | CAMS/ALS no resource available
51aU | 06a-0037 | Humber | New surface water | Resource Options | AWSLNC | Unconstrained | N |  |  | N | N | N | N | N | N | Brackish water
51aU | 06a-0038 | River Trent | New surface water | Resource Options | AWSLNC | Unconstrained | N |  |  | N | N | N | N | N | N | CAMS/ALS no resource available
51aU | 06a-0039 | River Slea | New surface water | Resource Options | AWSLNC | Unconstrained | N |  |  | N | N | N | N | N | N | CAMS/ALS no resource available
51aU | 06a-0040 | River Till | New surface water | Resource Options | AWSLNC | Unconstrained | N |  |  | N | N | N | N | N | N | CAMS/ALS no resource available
51aU | 06a-0041 | River Witham | New surface water | Resource Options | AWSLNC | Unconstrained | N |  |  | N | N | N | N | N | N | Lincolnshire reservoir
51aU | 06a-0043 | Ancholme | New surface water | Resource Options | AWSLNC | Unconstrained | N |  |  | N | N | N | N | N | N | CAMS/ALS no resource available
51aU | 06b-0044 | New sources | New groundwater | Resource Options | AWSLNC | Unconstrained | N |  |  | N | N | N | N | N | N | No long term reliable resource available from groundwater in the region.
51aU | 06b-0045 | Decommissioned Power station sources | Licence trading | Resource Options | AWSLNC | Unconstrained | Y |  |  | N | N | N | N | N | N | Option not sufficiently mature to define costs or DO.
51aU | 06b-0046 | Lincolnshire limestone (new source) | New groundwater | Resource Options | AWSLNC | Unconstrained | N |  |  | N | N | N | N | N | N | No long term reliable resource available from groundwater in the region.
51aU | 06b-0047 | Secondary groundwater | New groundwater | Resource Options | AWSLNC | Unconstrained | N |  |  | N | N | N | N | N | N | No long term reliable resource available from groundwater in the region.
51aU | 08a-0049 | Lincolnshire limestone | Aquifer recharge/Aquifer storage recovery | Resource Options | AWSLNC | Unconstrained | N |  |  | N | N | N | N | N | N | Unsuitable hydrological conditions
51aU | 08b-0050 | River Trent | New technology | Resource Options | AWSLNC | Unconstrained | N |  |  | N | N | N | N | N | N | CAMS/ALS no resource available
51aU | 08c-0051 | Flood storage | Aquifer recharge/Aquifer storage recovery | Resource Options | AWSLNC | Unconstrained | N |  |  | N | N | N | N | N | N | Unsuitable hydrological conditions
51aU | 08c-0052 | Lincolnshire limestone | Aquifer recharge/Aquifer storage recovery | Resource Options | AWSLNC | Unconstrained | N |  |  | N | N | N | N | N | N | Unsuitable hydrological conditions
51aU | 08c-0054 | SUDS (road drainage) | Aquifer recharge/Aquifer storage recovery | Resource Options | AWSLNC | Unconstrained | N |  |  | N | N | N | N | N | N | High risk of failure due to uncertain DO
51aU | 10b-0056 | SUDS | New reservoir | Resource Options | AWSLNC | Unconstrained | N |  |  | N | N | N | N | N | N | High risk of failure due to uncertain DO
51aU | 10c-0057 | Flood storage | New reservoir | Resource Options | AWSLNC | Unconstrained | N |  |  | N | N | N | N | N | N | Unsuitable hydrological conditions
51aU | 10c-0058 | Trent flood storage | New reservoir | Resource Options | AWSLNC | Unconstrained | N |  |  | N | N | N | N | N | N | Superseded by Lincolnshire res and Hall extension
51aU | 11b-0060 | Secondary groundwater | Desalination | Resource Options | AWSLNC | Unconstrained | N |  |  | N | N | N | N | N | N | No long term reliable resource available from groundwater in the region.
51aU | 11b-0061 | Tidal Trent | Desalination | Resource Options | AWSLNC | Unconstrained | N |  |  | N | N | N | N | N | N | Unmitigatable risks identified in estuarial and brackish desalination options
51aU | 11b-0190 | Nottinghamshire Secondary groundwater | Desalination | Resource Options | AWSLNC | Unconstrained | N |  |  | N | N | N | N | N | N | Option not appropriate - no secondary groundwater available
51aU | 12a-0062 | Optimise conjunctive use of existing surface water and groundwater resources. | Groundwater enhancement | Resource Options | AWSLNC | Unconstrained | N |  |  | N | N | N | N | N | N | System DO modelled in Aquator so the benefits of optimal conjunctive use are already included in supply forecast
51aU | 12a-1092 | Lincoln Trent Conjunctive Use | Groundwater enhancement | Resource Options | AWSLNC | Unconstrained | N |  |  | N | N | N | N | N | N | Option not relevant to the final planning problem in Central Lincolnshire. Does not provide DO required during low flows in more extreme drought than historic.
51aU | 12b-0063 | Increase surface water treatment capacity to utilise high river flows | Groundwater enhancement | Resource Options | AWSLNC | Unconstrained | N |  |  | N | N | N | N | N | N | Superseded by Lincolnshire/ Hall/ Trent Trade options
51aU | 12b-0064 | Trent Witham Ancholme enhancements with ASR | Groundwater enhancement | Resource Options | AWSLNC | Unconstrained | N |  |  | N | N | N | N | N | N | Covered by other TWA options
51aU | 12b-0145 | Elsham/Grimsby TWA Conjunctive Use | Groundwater enhancement | Resource Options | AWSLNC | Unconstrained | N |  |  | N | N | N | N | N | N | Option not relevant to the final planning problem in Central Lincolnshire. Does not provide DO required during low flows in more extreme drought than historic.
51aU | 13-0065 | Agriculture | Licence trading | Resource Options | AWSLNC | Unconstrained | Y |  |  | N | N | N | N | N | N | Option not sufficiently mature to define costs or DO.
51aU | 13-0066 | Environment Agency's Toft Reservoir | Licence trading | Resource Options | AWSLNC | Unconstrained | Y |  |  | N | N | N | N | N | N | Option not sufficiently mature to define costs or DO.
51aU | 14-0068 | Severn Trent Water - new and increasing existing | Licence trading | Resource Options | AWSLNC | Unconstrained | Y |  |  | N | N | N | N | N | N | Option not sufficiently mature to define costs or DO.
51aU | 14-0069 | Yorkshire via Humber bridge | Licence trading | Resource Options | AWSLNC | Unconstrained | Y |  |  | N | N | N | N | N | N | Option not sufficiently mature to define costs or DO.
51aU | 14-0070 | Yorkshire Water- new | Licence trading | Resource Options | AWSLNC | Unconstrained | Y |  |  | N | N | N | N | N | N | Option not sufficiently mature to define costs or DO.
51cU | 15-0072 | Canal | Internal potable transfer | Distribution Options | AWSLNC | Unconstrained | N |  |  | N | N | N | N | N | N | Small DO. Risk to navigation in drought - reliability issues related to third party
51cU | 15-0073 | Rail | Internal potable transfer | Distribution Options | AWSLNC | Unconstrained | N |  |  | N | N | N | N | N | N | Rejected due to weather and reliability issues, and due to traffic impacts
51cU | 15-0074 | Road tankering | Internal potable transfer | Distribution Options | AWSLNC | Unconstrained | N |  |  | N | N | N | N | N | N | Road Tankering rejected due to capacity required would not be feasible via road
51aU | 18-0075 | Increasing storage at private lakes | New reservoir | Resource Options | AWSLNC | Unconstrained | N |  |  | N | N | N | N | N | N | None identified as part of the Private Lakes and Reservoir study
51aU | 18-0076 | Environment Agency 's Toft Reservoir | Licence trading | Resource Options | AWSLNC | Unconstrained | Y |  |  | N | N | N | N | N | N | Option not sufficiently mature to define costs or DO.
51aU | 18-0077 | Gravel pits south of Hykeham | New reservoir | Resource Options | AWSLNC | Unconstrained | N |  |  | N | N | N | N | N | N | Superseded by Lincolshire res and Hall extension
51aU | 18-0078 | Trent gravels | New reservoir | Resource Options | AWSLNC | Unconstrained | N |  |  | N | N | N | N | N | N | Superseded by Lincolshire res and Hall extension
51aU | 19-0079 | RAF/MOD boreholes | Licence trading | Resource Options | AWSLNC | Unconstrained | Y |  |  | N | N | N | N | N | N | Option not sufficiently mature to define costs or DO.
51aU | 20-0080 | Innovative options (international examples e.g. sea clouding) | New technology | Resource Options | AWSLNC | Unconstrained | N |  |  | N | N | N | N | N | N | Unproven technology, cost and yield
51dU | 20-0081 | Rainwater harvesting | Rainwater harvesting | Customer Options | AWSLNC | Unconstrained | N |  |  | N | N | N | N | N | N | Demand management option
51aU | ALT_03 | Sugar beet (Bardney) -3rd party option | Licence trading | Resource Options | AWSLNC | Unconstrained | Y |  |  | N | N | N | N | N | N | Option not sufficiently mature to define costs or DO.
51aU | ALT_05 | Manor Farm Groundwater Source (Wavetide Ltd) | Licence trading | Resource Options | AWSLNC | Unconstrained | Y |  |  | N | N | N | N | N | N | Option not sufficiently mature to define costs or DO.30km transfer/ tankering would be required to AWS supply area
51cU | BCTTW_04 | Severn Trent trading with Saltersford area | Internal potable transfer | Distribution Options | AWSLNC | Unconstrained | N |  |  | N | N | N | N | N | N | no bulk water from Severn Trent in this area
51cU | BCTTW_12 | SPA-Grantham via Elsham | Internal potable transfer | Distribution Options | AWSLNC | Unconstrained | N |  |  | N | N | N | N | N | N | Superseded by alterative WRMP24 developed transfers
51cU | BCTTW_13 | SPA-Dunston/Sutterton | Internal potable transfer | Distribution Options | AWSLNC | Unconstrained | N |  |  | N | N | N | N | N | N | Superseded by alterative WRMP24 developed transfers
51cU | BCTTW_20 | Yorkshire Water-North Lincolnshire Via Humber-Trade | Internal potable transfer | Distribution Options | AWSLNC | Unconstrained | N |  |  | N | N | N | N | N | N | Expensive
51cU | BCTTW_22 | Waddingham WTW reinforced connectivity | Internal potable transfer | Distribution Options | AWSLNC | Unconstrained | N |  |  | N | N | N | N | N | N | Need for investment - limited connectivity at the moment - main to Caistor is intermittent
51aU | BCTTW_27 | South Lincolnshire Reservoir-Saltersford-transfer | Internal raw water transfer | Resource Options | AWSLNC | Unconstrained | N |  |  | N | N | N | N | N | N | Alternative potable options developed
51aU | CMS_02 | CM - Dunston GW sources - nitrates | Catchment management | Resource Options | AWSLNC | Unconstrained | N |  |  | N | N | N | N | N | N | Small capacity sites
51aU | CMS_03 | CM - Branston WTW- nitrates | Catchment management | Resource Options | AWSLNC | Unconstrained | N |  |  | N | N | N | N | N | N | Already actioned by catchment liaisonSmall capacity sites
51aU | CMS_07 | CM - Hall WTW - farmer partnership (nitrates) | Catchment management | Resource Options | AWSLNC | Unconstrained | N |  |  | N | N | N | N | N | N | Already actioned by catchment liaison
51aU | CMS_14 | Sugar beet (Bardney) -3rd party option | Catchment management | Resource Options | AWSLNC | Unconstrained | N |  |  | N | N | N | N | N | N | Option not sufficiently mature to define costs or DO.
51aU | CMS_28 | River Slea | Catchment management | Resource Options | AWSLNC | Unconstrained | N |  |  | N | N | N | N | N | N | CAMS/ALS no resource available
51aU | CMS_29 | Barlings Eau - Welton Beck & Nettleham Beck | Catchment management | Resource Options | AWSLNC | Unconstrained | N |  |  | N | N | N | N | N | N | To be investigated through WRE catchment management forums
51aU | CMS_30 | Witham Limestone Aquifer - Scopwick Beck | Catchment management | Resource Options | AWSLNC | Unconstrained | N |  |  | N | N | N | N | N | N | To be investigated through WRE catchment management forums
51aU | DES 51 | Cloves Bridge | Desalination | Resource Options | AWSLNC | Unconstrained | N |  |  | N | N | N | N | N | N | Unmitigatable risks associated with brackish and estuarial desalination
51aU | NR_02 | Ancholme multi-usage reservoirs | New reservoir | Resource Options | AWSLNC | Unconstrained | N |  |  | N | N | N | N | N | N | Superseded by Lincolshire res and Hall extensionWater Quality
51aU | NR_09 | Ancholme Reservoir | New reservoir | Resource Options | AWSLNC | Unconstrained | N |  |  | N | N | N | N | N | N | Superseded by Lincolshire res and Hall extension
51aU | RESIY_12 | Newton on Trent licensing | Groundwater enhancement | Resource Options | AWSLNC | Unconstrained | N |  |  | N | N | N | N | N | N | Moving forward potentially balance cuts at Eleksley - no new supply
51bU | RW_100 | Winterton Holmes WTW Instrument Recovery | Water treatment works loss recovery | Production Options | AWSLNC | Unconstrained | N |  |  | N | N | N | N | N | N | Issue with reg 31 materials in contact approval
51bU | RW_101 | Aswarby WTW Instrument Recovery | Water treatment works loss recovery | Production Options | AWSLNC | Unconstrained | N |  |  | N | N | N | N | N | N | Issue with reg 31 materials in contact approval
51bU | RW_102 | Clay Hill WTW Instrument Recovery | Water treatment works loss recovery | Production Options | AWSLNC | Unconstrained | N |  |  | N | N | N | N | N | N | Issue with reg 31 materials in contact approval
51bU | RW_103 | Elsham WTW (non potable) Instrument Recovery | Water treatment works loss recovery | Production Options | AWSLNC | Unconstrained | N |  |  | N | N | N | N | N | N | Issue with reg 31 materials in contact approval
51bU | RW_104 | Elsham WTW (potable) Instrument Recovery | Water treatment works loss recovery | Production Options | AWSLNC | Unconstrained | N |  |  | N | N | N | N | N | N | Issue with reg 31 materials in contact approval
51bU | RW_105 | Newton on Trent WTW Instrument Recovery | Water treatment works loss recovery | Production Options | AWSLNC | Unconstrained | N |  |  | N | N | N | N | N | N | Issue with reg 31 materials in contact approval
51bU | RW_106 | Hall WTW Instrument Recovery | Water treatment works loss recovery | Production Options | AWSLNC | Unconstrained | N |  |  | N | N | N | N | N | N | Issue with reg 31 materials in contact approval
51aU | RW_132 | Sugar beet (Bardney) -3rd party option | Water reuse | Resource Options | AWSLNC | Unconstrained | N |  |  | N | N | N | N | N | N | Option not sufficiently mature to define costs or DO.
51bU | RW_96 | Welton WTW Instrument Recovery | Water treatment works loss recovery | Production Options | AWSLNC | Unconstrained | N |  |  | N | N | N | N | N | N | Issue with reg 31 materials in contact approval
51bU | RW_97 | Saltersford WTW Instrument Recovery | Water treatment works loss recovery | Production Options | AWSLNC | Unconstrained | N |  |  | N | N | N | N | N | N | Issue with reg 31 materials in contact approval
51bU | RW_98 | Billingborough WTW Instrument Recovery | Water treatment works loss recovery | Production Options | AWSLNC | Unconstrained | N |  |  | N | N | N | N | N | N | Issue with reg 31 materials in contact approval
51bU | RW_99 | Barrow WTW Instrument Recovery | Water treatment works loss recovery | Production Options | AWSLNC | Unconstrained | N |  |  | N | N | N | N | N | N | Issue with reg 31 materials in contact approval
51bU | SUP-10 | Saltersford WTW | Water treatment works loss recovery | Production Options | AWSLNC | Unconstrained | N |  |  | N | N | N | N | N | N | Losses already recovered to reservoir
51bU | SUP-11 | Elsham WTW | Water treatment works loss recovery | Production Options | AWSLNC | Unconstrained | N |  |  | N | N | N | N | N | N | Losses already recovered to reservoir
51bU | SUP-7 | Hall WTW | Water treatment works loss recovery | Production Options | AWSLNC | Unconstrained | N |  |  | N | N | N | N | N | N | Backwash recovery already in place
51bU | WQS_01 | Hall nitrate removal plant | Water treatment works capacity increase | Production Options | AWSLNE | Unconstrained | N |  |  | N | N | N | N | N | N | AMP7 scheme Investment - licence restrictions in Newton (Grove)
51aU | 01b-0082 | Covenham reservoir | Groundwater enhancement | Resource Options | AWSLNE | Unconstrained | N |  |  | N | N | N | N | N | N | Current pumping capacity meets current licence so further capacity is not an option.
51aU | 01c-0083 | Covenham | Groundwater enhancement | Resource Options | AWSLNE | Unconstrained | N |  |  | N | N | N | N | N | N | Not feasible due to results of the bathymetric surveys
51aU | 01e-0085 | Covenham extension | New reservoir | Resource Options | AWSLNE | Unconstrained | N |  |  | N | N | N | N | N | N | Superseded by Lincolnshire res and Hall extension
51aU | 01e-0086 | River Welland Washes | New reservoir | Resource Options | AWSLNE | Unconstrained | N |  |  | N | N | N | N | N | N | Superseded by Lincolnshire res and Hall extension
51aU | 01e-0087 | New small reservoirs from new sources above (Revesby, Miningsby) | New reservoir | Resource Options | AWSLNE | Unconstrained | N |  |  | N | N | N | N | N | N | Superseded by Lincolnshire res and Hall extension
51cU | 02a-1218 | Ruthamford North WRZ Transfer | Internal potable transfer | Distribution Options | AWSLNE | Unconstrained | N |  |  | N | N | N | N | N | N | Alternatives developed
51aU | 02b-0088 | Grantham canal (flow reversal) | External raw water bulk supply/transfer | Resource Options | AWSLNE | Unconstrained | Y |  |  | N | N | N | N | N | N | At this stage the scheme is considered not feasible. The screening categories on which this scheme is discounted are summarised below: High risk of failure – Sustainability: The canal is disused and has become valuable wetland habitat. Changes in flow and water chemistry are considered likely to cause habitat damage. High risk of failure – Technical: Rehabilitation of a disused canal to transfer flows is likely to require extensive canal repair. High risk of failure – Technical: Pre-treatment may be required to protect existing habitat along the canal. Option is not promotable – Cost: Large pipeline transfer required, repairs to existing pounds, and pumping bypass around every lock is likely to render the scheme not feasible.
51aU | 02b-1204 | Rutland Reservoir - South Lincolnshire Reservoir | Internal raw water transfer | Resource Options | AWSLNE | Unconstrained | N |  |  | N | N | N | N | N | N | Water is connected via potable network so SLR could support rutland by using SLR for supply and saving Rutland, superseding the longer raw water transfer
51aU | 03b-0091-A | Boston water reuse | Water reuse | Resource Options | AWSLNE | Unconstrained | N |  |  | N | N | N | N | N | N | Resource is supporting river flow
51aU | 03b-0092 | Horncastle water reuse | Water reuse | Resource Options | AWSLNE | Unconstrained | N |  |  | N | N | N | N | N | N | Resource is supporting river flow
51aU | 03b-0093 | Louth water reuse | Water reuse | Resource Options | AWSLNE | Unconstrained | N |  |  | N | N | N | N | N | N | Resource is supporting river flow
51aU | 03b-0095 | Spalding/Bourne water reuse | Water reuse | Resource Options | AWSLNE | Unconstrained | N |  |  | N | N | N | N | N | N | Resource is supporting river flow
51aU | 04b-0097 | Maximising Northern Chalk (Littlecoates etc) | New groundwater | Resource Options | AWSLNE | Unconstrained | N |  |  | N | N | N | N | N | N | No long term reliable resource available from groundwater in the region.
51aU | 04b-0098 | Review group licences | New groundwater | Resource Options | AWSLNE | Unconstrained | N |  |  | N | N | N | N | N | N | No long term reliable resource available from groundwater in the region.
51bU | 04e-0099 | Blending sources licence review | Water treatment works capacity increase | Production Options | AWSLNE | Unconstrained | N |  |  | N | N | N | N | N | N | WFD assessment - no additional resource available
51aU | 05-0101 | Agriculture (Witham, Blankney estates) | Licence trading | Resource Options | AWSLNE | Unconstrained | Y |  |  | N | N | N | N | N | N | Option not sufficiently mature to define costs or DO.
51aU | 05-0102 | Batemans brewery | Licence trading | Resource Options | AWSLNE | Unconstrained | Y |  |  | N | N | N | N | N | N | Option not sufficiently mature to define costs or DO.
51aU | 05-0103 | Butlin's (groundwater, effluent) | Licence trading | Resource Options | AWSLNE | Unconstrained | Y |  |  | N | N | N | N | N | N | Option not sufficiently mature to define costs or DO.
51aU | 05-0104 | Killingholme power station + Sutton Bridge | Licence trading | Resource Options | AWSLNE | Unconstrained | Y |  |  | N | N | N | N | N | N | Option not sufficiently mature to define costs or DO.
51aU | 05-0105 | Killingholme sludge (waste stream from Elsham) | Water reuse | Resource Options | AWSLNE | Unconstrained | N |  |  | N | N | N | N | N | N | Resource is supporting river flow
51aU | 05-0107 | Agriculture Potatoes (groundwater) | Licence trading | Resource Options | AWSLNE | Unconstrained | Y |  |  | N | N | N | N | N | N | Option not sufficiently mature to define costs or DO.
51aU | 05-0109 | Tata Steel (groundwater) | Licence trading | Resource Options | AWSLNE | Unconstrained | Y |  |  | N | N | N | N | N | N | Option not sufficiently mature to define costs or DO.
51aU | 06a-0042 | South Forty foot Drain | New surface water | Resource Options | AWSLNE | Unconstrained | N |  |  | N | N | N | N | N | N | Lincolnshire reservoir
51aU | 06a-0110 | Chalk streams | New surface water | Resource Options | AWSLNE | Unconstrained | N |  |  | N | N | N | N | N | N | CAMS assessment shows no water available
51aU | 06a-0111 | River Nene | New surface water | Resource Options | AWSLNE | Unconstrained | N |  |  | N | N | N | N | N | N | CAMS/ALS no resource available
51aU | 06a-0112 | River Welland | New surface water | Resource Options | AWSLNE | Unconstrained | N |  |  | N | N | N | N | N | N | CAMS/ALS no resource available
51aU | 06a-0113 | Louth Canal | New surface water | Resource Options | AWSLNE | Unconstrained | N |  |  | N | N | N | N | N | N | CAMS/ALS no resource available
51aU | 06a-0114 | River Bain | New surface water | Resource Options | AWSLNE | Unconstrained | N |  |  | N | N | N | N | N | N | CAMS/ALS no resource available
51aU | 06a-0115 | River Barlings | New surface water | Resource Options | AWSLNE | Unconstrained | N |  |  | N | N | N | N | N | N | CAMS/ALS no resource available
51aU | 06a-0116 | River Great Eau | New surface water | Resource Options | AWSLNE | Unconstrained | N |  |  | N | N | N | N | N | N | CAMS/ALS no resource available
51aU | 06a-0117 | River Glen | New surface water | Resource Options | AWSLNE | Unconstrained | N |  |  | N | N | N | N | N | N | CAMS/ALS no resource available
51aU | 06a-0118 | River Humber | New surface water | Resource Options | AWSLNE | Unconstrained | N |  |  | N | N | N | N | N | N | CAMS/ALS no resource available
51aU | 06a-0119 | River Lud | New surface water | Resource Options | AWSLNE | Unconstrained | N |  |  | N | N | N | N | N | N | CAMS/ALS no resource available
51aU | 06a-0120 | River Witham | New surface water | Resource Options | AWSLNE | Unconstrained | N |  |  | N | N | N | N | N | N | Lincolnshire reservoir
51aU | 06b-0121 | Blow wells | New groundwater | Resource Options | AWSLNE | Unconstrained | N |  |  | N | N | N | N | N | N | No long term reliable resource available from groundwater in the region.
51aU | 06b-0122 | New sources (chalk) | New groundwater | Resource Options | AWSLNE | Unconstrained | N |  |  | N | N | N | N | N | N | No long term reliable resource available from groundwater in the region.
51aU | 06b-0123 | Elsham sandstone | New groundwater | Resource Options | AWSLNE | Unconstrained | N |  |  | N | N | N | N | N | N | No long term reliable resource available from groundwater in the region.
51aU | 06b-0124 | Lincolnshire limestone (new source) | New groundwater | Resource Options | AWSLNE | Unconstrained | N |  |  | N | N | N | N | N | N | No long term reliable resource available from groundwater in the region.
51aU | 06b-0125 | Roach and Carstone, | New groundwater | Resource Options | AWSLNE | Unconstrained | N |  |  | N | N | N | N | N | N | CAMS assessment indicates that no water is available for consumptive abstraction.
51aU | 06b-0126 | Secondary groundwater | New groundwater | Resource Options | AWSLNE | Unconstrained | N |  |  | N | N | N | N | N | N | No long term reliable resource available from groundwater in the region.
51aU | 06b-0127 | Spilsby | New groundwater | Resource Options | AWSLNE | Unconstrained | N |  |  | N | N | N | N | N | N | No long term reliable resource available from groundwater in the region.
51aU | 08a-0128 | Splisby | Aquifer recharge/Aquifer storage recovery | Resource Options | AWSLNE | Unconstrained | N |  |  | N | N | N | N | N | N | Unsuitable hydrological conditions
51aU | 08b-0129 | Bain | New technology | Resource Options | AWSLNE | Unconstrained | N |  |  | N | N | N | N | N | N | Uncertain DO
51aU | 08b-0130 | Witham | New technology | Resource Options | AWSLNE | Unconstrained | N |  |  | N | N | N | N | N | N | Uncertain DO
51aU | 08c-0131 | Flood storage | Aquifer recharge/Aquifer storage recovery | Resource Options | AWSLNE | Unconstrained | N |  |  | N | N | N | N | N | N | Unsuitable hydrological conditions
51aU | 08c-0132 | SUDS (road drainage) | Aquifer recharge/Aquifer storage recovery | Resource Options | AWSLNE | Unconstrained | N |  |  | N | N | N | N | N | N | High risk of failure due to uncertain DO
51aU | 10a-0055 | Internal Drainage Boards (IDBs) - South Forty Foot Drain | New reservoir | Resource Options | AWSLNE | Unconstrained | N |  |  | N | N | N | N | N | N | Superseded by Lincolnshire res and Hall extension
51aU | 10a-0133 | Internal Drainage Boards (South Forty Foot Drain - Lincs waterway) | Licence trading | Resource Options | AWSLNE | Unconstrained | Y |  |  | N | N | N | N | N | N | Option not sufficiently mature to define costs or DO.
51aU | 10b-0134 | SUDS | New reservoir | Resource Options | AWSLNE | Unconstrained | N |  |  | N | N | N | N | N | N | High risk of failure due to uncertain DO
51aU | 10c-0135 | Flood storage | New reservoir | Resource Options | AWSLNE | Unconstrained | N |  |  | N | N | N | N | N | N | Unsuitable hydrological conditions
51aU | 10c-0136 | Flood storage (Lower Witham, Boston Barrier) | New reservoir | Resource Options | AWSLNE | Unconstrained | N |  |  | N | N | N | N | N | N | Superseded by Lincolnshire res and Hall extension
51aU | 10c-0137 | Nene washes | New reservoir | Resource Options | AWSLNE | Unconstrained | N |  |  | N | N | N | N | N | N | Superseded by Lincolnshire res and Hall extension
51aU | 10c-0138 | Northcoates Lagoons | New reservoir | Resource Options | AWSLNE | Unconstrained | N |  |  | N | N | N | N | N | N | Superseded by Lincolnshire res and Hall extension
51aU | 11b-0141 | Secondary groundwater | Desalination | Resource Options | AWSLNE | Unconstrained | N |  |  | N | N | N | N | N | N | No long term reliable resource available from groundwater in the region.
51aU | 11b-0375 | Inland (Wisbech) desal | Desalination | Resource Options | AWSLNE | Unconstrained | N |  |  | N | N | N | N | N | N | Water quality envelope would require complex operating regime
51aU | 12a-0143 | East Lincolnshire Conjunctive Use | Groundwater enhancement | Resource Options | AWSLNE | Unconstrained | N |  |  | N | N | N | N | N | N | Insufficient surface water to generate a benefit
51aU | 12a-0144 | Optimise conjunctive use of surface water and groundwater resources. | Groundwater enhancement | Resource Options | AWSLNE | Unconstrained | N |  |  | N | N | N | N | N | N | Current pumping capacity meets current licence so further capacity is not an option.
51aU | 13-0146 | Agriculture | Licence trading | Resource Options | AWSLNE | Unconstrained | Y |  |  | N | N | N | N | N | N | Option not sufficiently mature to define costs or DO.
51cU | 15-0151 | Rail | Internal potable transfer | Distribution Options | AWSLNE | Unconstrained | N |  |  | N | N | N | N | N | N | Rejected due to weather and reliability issues, and due to traffic impacts
51cU | 15-0152 | Road tankering | Internal potable transfer | Distribution Options | AWSLNE | Unconstrained | N |  |  | N | N | N | N | N | N | Road Tankering rejected due to capacity required would not be feasible via road
51aU | 18-0153 | Increasing storage at private lakes | Groundwater enhancement | Resource Options | AWSLNE | Unconstrained | N |  |  | N | N | N | N | N | N | Chalk fed river Bain feeds sands and gravels which support the reservoir. The Bain gravel pits supply water to the river Bain. Groundwater yield from the Bains gravels is variable. High risk of failure due to no abstracition allowed if there is no hydraulic connection with surface water features in the Lincs Limestone, Lincs Chalk, or Spilsby Sandstone.
51aU | 18-0154 | Bains gravels | New reservoir | Resource Options | AWSLNE | Unconstrained | N |  |  | N | N | N | N | N | N | Superseded by Lincolnshire res and Hall extension
51aU | 18-0155 | Tallington Lakes | New reservoir | Resource Options | AWSLNE | Unconstrained | N |  |  | N | N | N | N | N | N | Superseded by Lincolnshire res and Hall extension
51aU | 19-0156 | RAF/MOD boreholes | Licence trading | Resource Options | AWSLNE | Unconstrained | Y |  |  | N | N | N | N | N | N | Option not sufficiently mature to define costs or DO.
51aU | 20-0157 | Innovative options (international examples e.g. sea clouding) | New technology | Resource Options | AWSLNE | Unconstrained | N |  |  | N | N | N | N | N | N | Unproven technology, cost and yield
51dU | 20-0158 | Rainwater harvesting | Rainwater harvesting | Customer Options | AWSLNE | Unconstrained | N |  |  | N | N | N | N | N | N | Demand management option
51aU | 20-0159 | Reduce evaporation in reservoirs | Groundwater enhancement | Resource Options | AWSLNE | Unconstrained | N |  |  | N | N | N | N | N | N | Unproven technology, cost and yield
51aU | AR_01 | Aquifer recharge LittleCoates | Aquifer recharge/Aquifer storage recovery | Resource Options | AWSLNE | Unconstrained | N |  |  | N | N | N | N | N | N | Unsuitable hydrological conditionsAbility to bring it back to supply limited
51aU | AT_02 | Purchase private assets in northern chalk | Licence trading | Resource Options | AWSLNE | Unconstrained | Y |  |  | N | N | N | N | N | N | Option not sufficiently mature to define costs or DO.
51cU | BCTTW_23 | Sutterton connectivity | Internal potable transfer | Distribution Options | AWSLNE | Unconstrained | N |  |  | N | N | N | N | N | N | Limited opportunities for deployment.
51cU | BCTTW_28 | South Lincolnshire Reservoir-Manby/Maltby and Mumby transfer | Internal potable transfer | Distribution Options | AWSLNE | Unconstrained | N |  |  | N | N | N | N | N | N | Licence constraints
51cU | BCTTW_30 | Northern chalk sources connection to Barrow | Internal potable transfer | Distribution Options | AWSLNE | Unconstrained | N |  |  | N | N | N | N | N | N | Licence constraints
51aU | CMS_27 | East Glen River and West Glen | Catchment management | Resource Options | AWSLNE | Unconstrained | N |  |  | N | N | N | N | N | N | No option identified at regional level
51aU | CMS_31 | Grimsby Ancholme Louth Chalk (Northern Chalk) | Catchment management | Resource Options | AWSLNE | Unconstrained | N |  |  | N | N | N | N | N | N | No option identified at regional level
51aU | DES_01 | Covenham Desalination | Desalination | Resource Options | AWSLNE | Unconstrained | N |  |  | N | N | N | N | N | N | Unmitigatable risks associated with brackish and estuarial desalination
51aU | DES_02 | Humber desalination | Desalination | Resource Options | AWSLNE | Unconstrained | N |  |  | N | N | N | N | N | N | Unmitigatable risks associated with brackish and estuarial desalination
51aU | DES_26 | Skegness to Thedelthorpe (multiple options) | Desalination | Resource Options | AWSLNE | Unconstrained | N |  |  | N | N | N | N | N | N | Unmitigatable risks associated with brackish and estuarial desalination
51aU | DES_40 | Sandilands | Desalination | Resource Options | AWSLNE | Unconstrained | N |  |  | N | N | N | N | N | N | Unmitigatable risks associated with brackish and estuarial desalination
51aU | DES_41 | Trusthorpe Onsough Drain (Mablethorpe) | Desalination | Resource Options | AWSLNE | Unconstrained | N |  |  | N | N | N | N | N | N | Unmitigatable risks associated with brackish and estuarial desalination
51aU | DES_42 | Louth Canal @ Teteny Lock | Desalination | Resource Options | AWSLNE | Unconstrained | N |  |  | N | N | N | N | N | N | Unmitigatable risks associated with brackish and estuarial desalination
51aU | DES-02 | Covenham sea water desalination | Desalination | Resource Options | AWSLNE | Unconstrained | N |  |  | N | N | N | N | N | N | Unmitigatable risks associated with brackish and estuarial desalination
51aU | DES-39 | Brackish Water Desalination at Anderby Creek drainage channel | Desalination | Resource Options | AWSLNE | Unconstrained | N |  |  | N | N | N | N | N | N | Unmitigatable risks associated with brackish and estuarial desalination
51aU | NR_01 | LittleCoates winter reservoir | New reservoir | Resource Options | AWSLNE | Unconstrained | N |  |  | N | N | N | N | N | N | Superseded by Lincolnshire res and Hall extension Ability to bring it back to supply limited - need for investment
51aU | NR_06 | Maltby/Manby/Mumby raw water storage | New reservoir | Resource Options | AWSLNE | Unconstrained | N |  |  | N | N | N | N | N | N | Superseded by Lincolnshire res and Hall extension
51aU | RESIY_02 | Haconby/West Pinchbeck licensing | Groundwater enhancement | Resource Options | AWSLNE | Unconstrained | N |  |  | N | N | N | N | N | N | Water quality issues Balance take with Pinchbeck Jockey where sustainability reductions are in place Issues at high rates
51aU | RESIY_13 | Wilsthorpe/Tallington licensing | Groundwater enhancement | Resource Options | AWSLNE | Unconstrained | N |  |  | N | N | N | N | N | N | Limited headroom on licence - moving forward, used to balance cuts at Bourne
51aU | RESIY_14 | Hubbards Hills/Raithby/Grimoldby/Manby licensing | Groundwater enhancement | Resource Options | AWSLNE | Unconstrained | N |  |  | N | N | N | N | N | N | Limited headroom going forward
51aU | RESIY_15 | LittleCoates seasonal licensing | Groundwater enhancement | Resource Options | AWSLNE | Unconstrained | N |  |  | N | N | N | N | N | N | Licence reviewed and included in 'North Lincolnshire Alterative' solution, so not available for other uses
51aU | RUPSOS_02 | Goxhill source | New groundwater | Resource Options | AWSLNE | Unconstrained | N |  |  | N | N | N | N | N | N | No long term reliable resource available from groundwater in the region.
51aU | RUPSOS_03 | Barnoldby WTW reinstatement | New groundwater | Resource Options | AWSLNE | Unconstrained | N |  |  | N | N | N | N | N | N | No long term reliable resource available from groundwater in the region.Small site Expensive water
51aU | RW_01 | Littlecoates WTW | Water reuse | Resource Options | AWSLNE | Unconstrained | N |  |  | N | N | N | N | N | N | Resource is supporting river flow
51aU | RW_134 | Humber CCS/Hydrogen Hub | Water reuse | Resource Options | AWSLNE | Unconstrained | N |  |  | N | N | N | N | N | N | Resource is supporting river flow
51bU | RW_85 | West Pinchbeck WTW Instrument Recovery | Water treatment works loss recovery | Production Options | AWSLNE | Unconstrained | N |  |  | N | N | N | N | N | N | Issue with reg 31 materials in contact approval
51bU | RW_86 | Weelsby WTW Instrument Recovery | Water treatment works loss recovery | Production Options | AWSLNE | Unconstrained | N |  |  | N | N | N | N | N | N | Issue with reg 31 materials in contact approval
51bU | RW_87 | Waddingham WTW Instrument Recovery | Water treatment works loss recovery | Production Options | AWSLNE | Unconstrained | N |  |  | N | N | N | N | N | N | Issue with reg 31 materials in contact approval
51bU | RW_88 | Maltby Le Marsh WTW Instrument Recovery | Water treatment works loss recovery | Production Options | AWSLNE | Unconstrained | N |  |  | N | N | N | N | N | N | Issue with reg 31 materials in contact approval
51bU | RW_89 | Driby WTW Instrument Recovery | Water treatment works loss recovery | Production Options | AWSLNE | Unconstrained | N |  |  | N | N | N | N | N | N | Issue with reg 31 materials in contact approval
51bU | RW_90 | Covenham WTW Instrument Recovery | Water treatment works loss recovery | Production Options | AWSLNE | Unconstrained | N |  |  | N | N | N | N | N | N | Issue with reg 31 materials in contact approval
51bU | RW_91 | Candlesby WTW Instrument Recovery | Water treatment works loss recovery | Production Options | AWSLNE | Unconstrained | N |  |  | N | N | N | N | N | N | Issue with reg 31 materials in contact approval
51bU | RW_92 | Bourne WTW Instrument Recovery | Water treatment works loss recovery | Production Options | AWSLNE | Unconstrained | N |  |  | N | N | N | N | N | N | Issue with reg 31 materials in contact approval
51bU | RW_93 | Fordington WTW Instrument Recovery | Water treatment works loss recovery | Production Options | AWSLNE | Unconstrained | N |  |  | N | N | N | N | N | N | Issue with reg 31 materials in contact approval
51bU | RW_94 | Raithby WTW Instrument Recovery | Water treatment works loss recovery | Production Options | AWSLNE | Unconstrained | N |  |  | N | N | N | N | N | N | Issue with reg 31 materials in contact approval
51bU | RW_95 | Mumby WTW Instrument Recovery | Water treatment works loss recovery | Production Options | AWSLNE | Unconstrained | N |  |  | N | N | N | N | N | N | Issue with reg 31 materials in contact approval
51bU | WQS_12 | Louth WRC treatment optimisation | Water treatment works capacity increase | Production Options | AWSLNN | Unconstrained | N |  |  | N | N | N | N | N | N | Under review with Covenham optionsMetaldehydes banned but would remain in catchments for several years still
51cU | 02a-1056 | Central Lincolnshire WRZ (Lincoln) transfer | Internal potable transfer | Distribution Options | AWSLNN | Unconstrained | N |  |  | N | N | N | N | N | N | Final planning problem - new option development is in the north of the WRZ so more efficient to transfer from the north of the WRZ rather than Lincoln.
51cU | 02a-1223a | Central Lincolnshire WRZ Transfer | Internal potable transfer | Distribution Options | AWSLNN | Unconstrained | N |  |  | N | N | N | N | N | N | Alternatives developed
51cU | 02a-1223b | Gainsborough WR to Grove WR | Internal potable transfer | Distribution Options | AWSLNN | Unconstrained | N |  |  | N | N | N | N | N | N | Alternatives developed
51aU | 02b-0161 | Chesterfield canal | External raw water bulk supply/transfer | Resource Options | AWSLNN | Unconstrained | Y |  |  | N | N | N | N | N | N | High risk of failure for technical and sustainability reasons
51aU | 02b-0162 | Severn Trent Water - groundwater into Trent | External raw water bulk supply/transfer | Resource Options | AWSLNN | Unconstrained | Y |  |  | N | N | N | N | N | N | No option identified at regional level
51aU | 02b-0163 | Severn Trent Water WRCs into Trent (Scunthorpe WRC) | External raw water bulk supply/transfer | Resource Options | AWSLNN | Unconstrained | Y |  |  | N | N | N | N | N | N | No option identified at regional level
51aU | 03b-0164 | Newark water reuse | Water reuse | Resource Options | AWSLNN | Unconstrained | N |  |  | N | N | N | N | N | N | Resource is supporting river flow
51aU | 03b-0165 | Retford water reuse | Water reuse | Resource Options | AWSLNN | Unconstrained | N |  |  | N | N | N | N | N | N | Resource is supporting river flow
51aU | 04b-0166 | Review group licences | New groundwater | Resource Options | AWSLNN | Unconstrained | N |  |  | N | N | N | N | N | N | No long term reliable resource available from groundwater in the region.
51aU | 04c-0023 | Grove (source) | New groundwater | Resource Options | AWSLNN | Unconstrained | N |  |  | N | N | N | N | N | N | No long term reliable resource available from groundwater in the region.
51aU | 04c-0167 | Gainsborough (existing borehole not in use) | New groundwater | Resource Options | AWSLNN | Unconstrained | N |  |  | N | N | N | N | N | N | No long term reliable resource available from groundwater in the region.
51aU | 04c-0168 | Recommission Grove abandoned WTW | New groundwater | Resource Options | AWSLNN | Unconstrained | N |  |  | N | N | N | N | N | N | No long term reliable resource available from groundwater in the region.
51bU | 04c-0787 | Bartlow (Existing polluted groundwater source) Westoe Farm | Water treatment works capacity increase | Production Options | AWSLNN | Unconstrained | N |  |  | N | N | N | N | N | N | Insufficient detail
51aU | 05-0170 | Gainsborough Water reuse (Severn Trent WRC) | Water reuse | Resource Options | AWSLNN | Unconstrained | N |  |  | N | N | N | N | N | N | Resource is supporting river flow
51aU | 05-0171 | Coal mine dewatering | Licence trading | Resource Options | AWSLNN | Unconstrained | Y |  |  | N | N | N | N | N | N | Option not sufficiently mature to define costs or DO.
51aU | 05-0172 | Decommissioned Power station sources | Licence trading | Resource Options | AWSLNN | Unconstrained | Y |  |  | N | N | N | N | N | N | Option not sufficiently mature to define costs or DO.
51aU | 05-0175 | Power stations - cooling water, boiler feed | Licence trading | Resource Options | AWSLNN | Unconstrained | Y |  |  | N | N | N | N | N | N | Option not sufficiently mature to define costs or DO.
51aU | 05-0176 | Sugar beet (Newark) | Licence trading | Resource Options | AWSLNN | Unconstrained | Y |  |  | N | N | N | N | N | N | Option not sufficiently mature to define costs or DO.
51aU | 06b-0178 | New sources | New groundwater | Resource Options | AWSLNN | Unconstrained | N |  |  | N | N | N | N | N | N | No long term reliable resource available from groundwater in the region.
51aU | 06b-0179 | Secondary groundwater | New groundwater | Resource Options | AWSLNN | Unconstrained | N |  |  | N | N | N | N | N | N | No long term reliable resource available from groundwater in the region.
51aU | 06b-0180 | Sherwood sandstone (new source) | New groundwater | Resource Options | AWSLNN | Unconstrained | N |  |  | N | N | N | N | N | N | No long term reliable resource available from groundwater in the region.
51aU | 08b-0182 | River Idle | New surface water | Resource Options | AWSLNN | Unconstrained | N |  |  | N | N | N | N | N | N | CAMS/ALS no resource available
51aU | 08b-0183 | River Poulter | New surface water | Resource Options | AWSLNN | Unconstrained | N |  |  | N | N | N | N | N | N | CAMS/ALS no resource available
51aU | 08b-0184 | River Trent | New surface water | Resource Options | AWSLNN | Unconstrained | N |  |  | N | N | N | N | N | N | CAMS/ALS no resource available
51aU | 08c-0185 | Flood storage | Aquifer recharge/Aquifer storage recovery | Resource Options | AWSLNN | Unconstrained | N |  |  | N | N | N | N | N | N | Unsuitable hydrological conditions
51aU | 08c-0186 | Sherwood sandstone | Aquifer recharge/Aquifer storage recovery | Resource Options | AWSLNN | Unconstrained | N |  |  | N | N | N | N | N | N | Generic option for this aquifer. One specific option taken forward. No others identified.
51aU | 08c-0187 | SUDS (road drainage) | Aquifer recharge/Aquifer storage recovery | Resource Options | AWSLNN | Unconstrained | N |  |  | N | N | N | N | N | N | High risk of failure due to uncertain DO
51aU | 10c-0188 | Flood storage | New reservoir | Resource Options | AWSLNN | Unconstrained | N |  |  | N | N | N | N | N | N | Unsuitable hydrological conditions
51aU | 12A-1091 | Retford/Everton Trent Conjunctive Use | Groundwater enhancement | Resource Options | AWSLNN | Unconstrained | N |  |  | N | N | N | N | N | N | Sustainability risks from increased GW abstraction at times of low flows in the Trent
51aU | 12b-0192 | Increase surface water treatment capacity to utilise high river flows | Groundwater enhancement | Resource Options | AWSLNN | Unconstrained | N |  |  | N | N | N | N | N | N | Option not relevant to the final planning problem in Central Lincolnshire which would be the source of the surface water. Does not provide DO required during low flows in more extreme drought than historic.
51aU | 13-0193 | Agriculture | Licence trading | Resource Options | AWSLNN | Unconstrained | Y |  |  | N | N | N | N | N | N | Option not sufficiently mature to define costs or DO.
51aU | 14-0194 | Opportunity with all options | Licence trading | Resource Options | AWSLNN | Unconstrained | Y |  |  | N | N | N | N | N | N | Option not sufficiently mature to define costs or DO.
51aU | 14-0195 | Severn Trent Water - new and increasing existing | Licence trading | Resource Options | AWSLNN | Unconstrained | Y |  |  | N | N | N | N | N | N | Option not sufficiently mature to define costs or DO.
51aU | 14-0196 | Yorkshire Water- new | Licence trading | Resource Options | AWSLNN | Unconstrained | Y |  |  | N | N | N | N | N | N | Option not sufficiently mature to define costs or DO.
51cU | 15-0197 | Boat on Trent (Gainsborough) | Internal potable transfer | Distribution Options | AWSLNN | Unconstrained | N |  |  | N | N | N | N | N | N | Insufficient information to develop scheme. Preliminary analysis has determined that the tankers are too large to be transported to Gainsborough. More details in the Supply Option Development Report.
51cU | 15-0198 | Canal | Internal potable transfer | Distribution Options | AWSLNN | Unconstrained | N |  |  | N | N | N | N | N | N | Small DO. Risk to navigation in drought - reliability issues related to third party
51cU | 15-0199 | Rail | Internal potable transfer | Distribution Options | AWSLNN | Unconstrained | N |  |  | N | N | N | N | N | N | Rejected due to weather and reliability issues, and due to traffic impacts
51cU | 15-0200 | Road tankering | Internal potable transfer | Distribution Options | AWSLNN | Unconstrained | N |  |  | N | N | N | N | N | N | Road Tankering rejected due to capacity required would not be feasible via road
51aU | 18-0201 | Gravel pits north of Retford Idle Valley | New reservoir | Resource Options | AWSLNN | Unconstrained | N |  |  | N | N | N | N | N | N | Superseded by Lincolshire res and Hall extension
51aU | 20-0202 | Innovative options (international examples e.g. sea clouding) | New technology | Resource Options | AWSLNN | Unconstrained | N |  |  | N | N | N | N | N | N | Unproven technology, cost and yield
51dU | 20-0203 | Rainwater harvesting | Rainwater harvesting | Customer Options | AWSLNN | Unconstrained | N |  |  | N | N | N | N | N | N | Demand management option
51aU | ALT_02 | Sugar Beet (Newark)-3rd party option | Licence trading | Resource Options | AWSLNN | Unconstrained | Y |  |  | N | N | N | N | N | N | Option not sufficiently mature to define costs or DO.
51aU | AT_04 | Purchase private assets Retford | Licence trading | Resource Options | AWSLNN | Unconstrained | Y |  |  | N | N | N | N | N | N | Option not sufficiently mature to define costs or DO.
51cU | BCTTW_05 | Review current export to Severn Trent | Internal potable transfer | Distribution Options | AWSLNN | Unconstrained | N |  |  | N | N | N | N | N | N | Reviewed
51cU | BCTTW_14 | SPA- Everton/Gainsborough | Internal potable transfer | Distribution Options | AWSLNN | Unconstrained | N |  |  | N | N | N | N | N | N | Alternatives developed
51aU | CMS_13 | Sugar Beet (Newark)-3rd party option | Catchment management | Resource Options | AWSLNN | Unconstrained | N |  |  | N | N | N | N | N | N | Option not sufficiently mature to define costs or DO.
51aU | CMS_32 | River Poulter from Millwood Brook to River Maun | Catchment management | Resource Options | AWSLNN | Unconstrained | N |  |  | N | N | N | N | N | N | To be investigated through WRE catchment management forums
51aU | CMS_33 | River Idle from Maun/Poulter to Tiln and River Idle from Ryton to Trent | Catchment management | Resource Options | AWSLNN | Unconstrained | N |  |  | N | N | N | N | N | N | CAMS/ALS no resource available
51aU | JR_01 | Industry trading Retford | Licence trading | Resource Options | AWSLNN | Unconstrained | Y |  |  | N | N | N | N | N | N | Option not sufficiently mature to define costs or DO.
51aU | RESIY_01 | Gainsborough licensing | Groundwater enhancement | Resource Options | AWSLNN | Unconstrained | N |  |  | N | N | N | N | N | N | Growth in the area water quality issue (The Avenue/turbidity) - Lee Road (Hydrocarbon) not well connected
51aU | RW_131 | Sugar Beet (Newark)-3rd party option | Water reuse | Resource Options | AWSLNN | Unconstrained | N |  |  | N | N | N | N | N | N | Option not sufficiently mature to define costs or DO.
51bU | RW_83 | Gainsborough New WTW Instrument Recovery | Water treatment works loss recovery | Production Options | AWSLNN | Unconstrained | N |  |  | N | N | N | N | N | N | Issue with reg 31 materials in contact approval
51bU | RW_84 | Everton WTW Instrument Recovery | Water treatment works loss recovery | Production Options | AWSLNN | Unconstrained | N |  |  | N | N | N | N | N | N | Issue with reg 31 materials in contact approval
51bU | WQS_09 | Everton treatment | Water treatment works capacity increase | Production Options | AWSNAY | Unconstrained | N |  |  | N | N | N | N | N | N | Insufficient detail
51aU | 03b-0423 | Aylsham water reuse | Water reuse | Resource Options | AWSNAY | Unconstrained | N |  |  | N | N | N | N | N | N | Resource is supporting river flow
51aU | 05-0431 | Heinz (North Walsham) | Licence trading | Resource Options | AWSNAY | Unconstrained | Y |  |  | N | N | N | N | N | N | Option not sufficiently mature to define costs or DO.
51aU | 14-0456 | Essex and Suffolk trade (24 inch main North Walsham) | Licence trading | Resource Options | AWSNAY | Unconstrained | Y |  |  | N | N | N | N | N | N | Option not sufficiently mature to define costs or DO.
51cU | BCTTW_35 | Norwich and the Broads Transfer | Internal potable transfer | Distribution Options | AWSNAY | Unconstrained | N |  |  | N | N | N | N | N | N | Alternatives developed
51cU | BCTTW_36 | Happisburgh Transfer | Internal potable transfer | Distribution Options | AWSNAY | Unconstrained | N |  |  | N | N | N | N | N | N | Constrained by licence
51cU | BCTTW_37 | North Norfolk Coast Transfer | Internal potable transfer | Distribution Options | AWSNAY | Unconstrained | N |  |  | N | N | N | N | N | N | Constrained by licence
51aU | DRA_08 | Blickling Lakes abstraction | New surface water | Resource Options | AWSNAY | Unconstrained | N |  |  | N | N | N | N | N | N | CAMS/ALS no resource available
51aU | RESIY_06 | North Walsham/Royston Bridge licensing | Groundwater enhancement | Resource Options | AWSNAY | Unconstrained | N |  |  | N | N | N | N | N | N | Limited yield on North Walsham borehole
51bU | RW_54 | North Walsham WTW Instrument Recovery | Water treatment works loss recovery | Production Options | AWSNAY | Unconstrained | N |  |  | N | N | N | N | N | N | Issue with reg 31 materials in contact approval
51bU | RW_55 | Aylsham WTW Instrument Recovery | Water treatment works loss recovery | Production Options | AWSNBR | Unconstrained | N |  |  | N | N | N | N | N | N | Issue with reg 31 materials in contact approval
51aU | 01e-0525 | West Bradenham (Wissey feeder streams) | New reservoir | Resource Options | AWSNBR | Unconstrained | N |  |  | N | N | N | N | N | N | CAMS/ALS no resource available
51cU | 02a-0474 | North Norfolk Coast RZ transfer | Internal potable transfer | Distribution Options | AWSNBR | Unconstrained | N |  |  | N | N | N | N | N | N | Constrained by licence
51cU | 02a-1037 | Norwich and the Broads RZ Transfer | Internal potable transfer | Distribution Options | AWSNBR | Unconstrained | N |  |  | N | N | N | N | N | N | Alternatives developed
51cU | 02a-1054 | Thetford RZ Transfer | Internal potable transfer | Distribution Options | AWSNBR | Unconstrained | N |  |  | N | N | N | N | N | N | Alternatives developed
51aU | 06a-0548 | River Wissey | New surface water | Resource Options | AWSNBR | Unconstrained | N |  |  | N | N | N | N | N | N | CAMS/ALS no resource available
51aU | 08c-0553 | Bradenham/ Pickenham | Aquifer recharge/Aquifer storage recovery | Resource Options | AWSNBR | Unconstrained | N |  |  | N | N | N | N | N | N | Unsuitable hydrological conditions
51aU | 14-0560 | Euston WTW (with Cambridge Water) | Licence trading | Resource Options | AWSNBR | Unconstrained | Y |  |  | N | N | N | N | N | N | Option not sufficiently mature to define costs or DO.
51dU | 20-0819 | Rainwater harvesting | Rainwater harvesting | Customer Options | AWSNBR | Unconstrained | N |  |  | N | N | N | N | N | N | Demand management option
51cU | BCTTW_38 | East Dereham RZ transfer | Internal potable transfer | Distribution Options | AWSNBR | Unconstrained | N |  |  | N | N | N | N | N | N | Alternatives developed
51cU | BCTTW_39 | Wymondham RZ transfer | Internal potable transfer | Distribution Options | AWSNBR | Unconstrained | N |  |  | N | N | N | N | N | N | Alternatives developed
51cU | BCTTW_40 | East Harling RZ Transfer | Internal potable transfer | Distribution Options | AWSNBR | Unconstrained | N |  |  | N | N | N | N | N | N | Alternatives developed
51aU | RESIY_07 | Carbrooke licensing | Groundwater enhancement | Resource Options | AWSNBR | Unconstrained | N |  |  | N | N | N | N | N | N | Limited licence available
51bU | RW_117 | West Acre River Road WRC Instrument Recovery | Water treatment works loss recovery | Production Options | AWSNBR | Unconstrained | N |  |  | N | N | N | N | N | N | Issue with reg 31 materials in contact approval
51bU | RW_47 | North Pickenham WTW Instrument Recovery | Water treatment works loss recovery | Production Options | AWSNBR | Unconstrained | N |  |  | N | N | N | N | N | N | Issue with reg 31 materials in contact approval
51bU | RW_72 | West Bradenham (new) WTW Instrument Recovery | Water treatment works loss recovery | Production Options | AWSNBR/AWSNWY | Unconstrained | N |  |  | N | N | N | N | N | N | Issue with reg 31 materials in contact approval
51aU | RW_73 | West Bradenham WTW Washwater Recovery | Water reuse | Resource Options | AWSNED | Unconstrained | N |  |  | N | N | N | N | N | N | Enhanced version of option identified.
51aU | 03b-0531 | Attleborough, Wymondham, Dereham, Swaffham water reuse | Water reuse | Resource Options | AWSNED | Unconstrained | N |  |  | N | N | N | N | N | N | Resource is supporting river flow
51aU | 04a-0532 | Rushall/Bunwell (water available for trading - 9 Ml/d available??) | Licence trading | Resource Options | AWSNED | Unconstrained | Y |  |  | N | N | N | N | N | N | Option not sufficiently mature to define costs or DO.
51aU | 04b-0534 | Review group licences | New groundwater | Resource Options | AWSNED | Unconstrained | N |  |  | N | N | N | N | N | N | No long term reliable resource available from groundwater in the region.
51aU | 05-0537 | Norfolk Rural Industry | Licence trading | Resource Options | AWSNED | Unconstrained | Y |  |  | N | N | N | N | N | N | Option not sufficiently mature to define costs or DO.
51aU | 05-0539 | Trade effluent review | Water reuse | Resource Options | AWSNED | Unconstrained | N |  |  | N | N | N | N | N | N | Resource is supporting river flow
51aU | 06a-0547 | River Wensum | New surface water | Resource Options | AWSNED | Unconstrained | N |  |  | N | N | N | N | N | N | CAMS/ALS no resource available
51aU | 08c-0554 | SUDS | Aquifer recharge/Aquifer storage recovery | Resource Options | AWSNED | Unconstrained | N |  |  | N | N | N | N | N | N | High risk of failure due to uncertain DO
51cU | 15-0561 | Tankering (rail) | Internal potable transfer | Distribution Options | AWSNED | Unconstrained | N |  |  | N | N | N | N | N | N | Rejected due to weather and reliability issues, and due to traffic impacts
51cU | 15-0562 | Tankering (road) | Internal potable transfer | Distribution Options | AWSNED | Unconstrained | N |  |  | N | N | N | N | N | N | Road Tankering rejected due to capacity required would not be feasible via road
51aU | 19-0566 | RAF / Ministry of Defence boreholes | Licence trading | Resource Options | AWSNED | Unconstrained | Y |  |  | N | N | N | N | N | N | Option not sufficiently mature to define costs or DO.
51aU | 20-0567 | Innovative options (international examples e.g. sea clouding) | New technology | Resource Options | AWSNED | Unconstrained | N |  |  | N | N | N | N | N | N | Unproven technology, cost and yield
51aU | 21-0569 | EOETs & GOGS review | External raw water bulk supply/transfer | Resource Options | AWSNED | Unconstrained | Y |  |  | N | N | N | N | N | N | No long term reliable resource available from groundwater in the region.
51cU | BCTTW_41 | Fenland RZ transfer | Internal potable transfer | Distribution Options | AWSNED | Unconstrained | N |  |  | N | N | N | N | N | N | Alternatives developed
51cU | BCTTW_42 | Bradenham RZ Transfer | Internal potable transfer | Distribution Options | AWSNED | Unconstrained | N |  |  | N | N | N | N | N | N | Alternatives developed
51cU | BCTTW_43 | Norwich and the Broads RZ Transfer | Internal potable transfer | Distribution Options | AWSNEH | Unconstrained | N |  |  | N | N | N | N | N | N | Alternatives developed
51aU | RW_53 | Beetley WTW Washwater Recovery | Water reuse | Resource Options | AWSNEH | Unconstrained | N |  |  | N | N | N | N | N | N | Enhanced version of option identified.
51aU | 04b-0533 | East Harling/Quidenham existing borehole optimisation | New groundwater | Resource Options | AWSNEH | Unconstrained | N |  |  | N | N | N | N | N | N | No long term reliable resource available from groundwater in the region.
51aU | 05-0535 | Banham Zoo borehole | Licence trading | Resource Options | AWSNEH | Unconstrained | Y |  |  | N | N | N | N | N | N | Option not sufficiently mature to define costs or DO.
51aU | 06a-0541 | Little Ouse - subject to CAMS assessment (Riddlesworth) | New surface water | Resource Options | AWSNEH | Unconstrained | N |  |  | N | N | N | N | N | N | CAMS/ALS no resource available
51aU | 06b-0549 | East Harling Existing abstraction | New groundwater | Resource Options | AWSNEH | Unconstrained | N |  |  | N | N | N | N | N | N | No long term reliable resource available from groundwater in the region.
51aU | 06b-0550 | Extend Chalk abstraction (e.g. boreholes at and near Riddlesworth) | New groundwater | Resource Options | AWSNEH | Unconstrained | N |  |  | N | N | N | N | N | N | No long term reliable resource available from groundwater in the region.
51cU | BCTTW_44 | Bradenham RZ Transfer | Internal potable transfer | Distribution Options | AWSNEH | Unconstrained | N |  |  | N | N | N | N | N | N | Alternatives developed
51cU | BCTTW_45 | Harleston RZ Transfer | Internal potable transfer | Distribution Options | AWSNEH | Unconstrained | N |  |  | N | N | N | N | N | N | Alternatives developed
51cU | BCTTW_46 | Wymondham RZ transfer | Internal potable transfer | Distribution Options | AWSNEH | Unconstrained | N |  |  | N | N | N | N | N | N | Alternatives developed
51cU | BCTTW_47 | Thetford RZ Transfer | Internal potable transfer | Distribution Options | AWSNHA | Unconstrained | N |  |  | N | N | N | N | N | N | Alternatives developed
51cU | BCTTW_48 | Cambs & West Suffolk Transfer (WRMP19 Ixworth) | Internal potable transfer | Distribution Options | AWSNHA | Unconstrained | N |  |  | N | N | N | N | N | N | Alternatives developed
51cU | 02a-1235 | Norwich to Ludham - NTB-HPB Transfer (NEP option) Norwich & the Boards WRZ to Happisburgh WRZ Transfer | Internal potable transfer | Distribution Options | AWSNHA | Unconstrained | N |  |  | N | N | N | N | N | N | Alternatives developed
51aU | 02b-0421 | Broads options | External raw water bulk supply/transfer | Resource Options | AWSNHA | Unconstrained | Y |  |  | N | N | N | N | N | N | Not feasible - no resource options
51aU | 02b-0422 | Dilham Canal | External raw water bulk supply/transfer | Resource Options | AWSNHA | Unconstrained | Y |  |  | N | N | N | N | N | N | High risk of failure for technical reasons. Disproportionate cost to benefit.
51aU | 06b-0445 | Secondary Groundwater Use (e.g. at Ludham) | New groundwater | Resource Options | AWSNHA | Unconstrained | N |  |  | N | N | N | N | N | N | No long term reliable resource available from groundwater in the region.
51cU | BCTTW_33 | Norwich to Ludham East Ruston Connectivity | Internal potable transfer | Distribution Options | AWSNHL | Unconstrained | N |  |  | N | N | N | N | N | N | Initial proposed link at capacity by the end of AMP7
51bU | RW_48 | Ludham WTW Instrument Recovery | Water treatment works loss recovery | Production Options | AWSNHL | Unconstrained | N |  |  | N | N | N | N | N | N | Issue with reg 31 materials in contact approval
51aU | 05-0540 | Two Sisters Poultry (Halesworth) | Licence trading | Resource Options | AWSNHL | Unconstrained | Y |  |  | N | N | N | N | N | N | Option not sufficiently mature to define costs or DO.
51aU | 08a-0551 | Effluent reuse | Aquifer recharge/Aquifer storage recovery | Resource Options | AWSNHL | Unconstrained | N |  |  | N | N | N | N | N | N | Rejected due to WQ issues - WFD no deterioration
51aU | 10b-0555 | SUDS | New reservoir | Resource Options | AWSNHL | Unconstrained | N |  |  | N | N | N | N | N | N | High risk of failure due to uncertain DO
51aU | 14-0559 | Essex and Suffolk (treated) | Licence trading | Resource Options | AWSNHL | Unconstrained | Y |  |  | N | N | N | N | N | N | Option not sufficiently mature to define costs or DO.
51dU | 20-0568 | Rainwater harvesting | Rainwater harvesting | Customer Options | AWSNHL | Unconstrained | N |  |  | N | N | N | N | N | N | Demand management option
51cU | 2019_BT01 | Norwich and the Broads RZ Transfer | Internal potable transfer | Distribution Options | AWSNHL | Unconstrained | N |  |  | N | N | N | N | N | N | Final planning problem - no deficit in South Norfolk Rural requiring a transfer
51cU | 2019_BT02 | North Norfolk Rural RZ transfer | Internal potable transfer | Distribution Options | AWSNHL | Unconstrained | N |  |  | N | N | N | N | N | N | Final planning problem - no deficit in South Norfolk Rural requiring a transfer
51cU | BCTTW_50 | Wymondham RZ transfer | Internal potable transfer | Distribution Options | AWSNHL | Unconstrained | N |  |  | N | N | N | N | N | N | Alternatives developed
51cU | BCTTW_51 | Norwich & the Broads RZ Transfer | Internal potable transfer | Distribution Options | AWSNHL | Unconstrained | N |  |  | N | N | N | N | N | N | Alternatives developed
51cU | BCTTW_52 | East Harling RZ Transfer | Internal potable transfer | Distribution Options | AWSNHL | Unconstrained | N |  |  | N | N | N | N | N | N | Alternatives developed
51aU | RW_57 | Bunwell WTW Washwater Recovery | Water reuse | Resource Options | AWSNHL | Unconstrained | N |  |  | N | N | N | N | N | N | Enhanced version of option identified.
51bU | RW_58 | Rushall WTW Instrument Recovery | Water treatment works loss recovery | Production Options | AWSNHL | Unconstrained | N |  |  | N | N | N | N | N | N | Issue with reg 31 materials in contact approval
51bU | RW_60 | Rushall Bio Unit at RUSHWS STW Instrument Recovery | Water treatment works loss recovery | Production Options | AWSNNC | Unconstrained | N |  |  | N | N | N | N | N | N | Issue with reg 31 materials in contact approval
51bU | RW_61 | Bunwell WTW Instrument Recovery | Water treatment works loss recovery | Production Options | AWSNNC | Unconstrained | N |  |  | N | N | N | N | N | N | Issue with reg 31 materials in contact approval
51aU | 01e-0322 | North Norfolk Rivers (winter storage) | New reservoir | Resource Options | AWSNNC | Unconstrained | N |  |  | N | N | N | N | N | N | CAMS/ALS no resource available
51aU | 01e-0393 | North Norfolk Rivers (winter storage) | New reservoir | Resource Options | AWSNNC | Unconstrained | N |  |  | N | N | N | N | N | N | CAMS/ALS no resource available
51aU | 01e-0416 | Norfolk Valleys options | New reservoir | Resource Options | AWSNNC | Unconstrained | N |  |  | N | N | N | N | N | N | CAMS/ALS no resource available
51aU | 01e-0417 | Winter storage reservoir | New reservoir | Resource Options | AWSNNC | Unconstrained | N |  |  | N | N | N | N | N | N | CAMS/ALS no resource available
51cU | 02a-0418 | Fenland WRZ transfer | Internal potable transfer | Distribution Options | AWSNNC | Unconstrained | N |  |  | N | N | N | N | N | N | Alternatives developed
51cU | 02a-0419 | Norfolk Rural WRZ transfer | Internal potable transfer | Distribution Options | AWSNNC | Unconstrained | N |  |  | N | N | N | N | N | N | Alternatives developed
51cU | 02a-0527 | Norwich and the Broads WRZ Transfer | Internal potable transfer | Distribution Options | AWSNNC | Unconstrained | N |  |  | N | N | N | N | N | N | Alternatives developed
51aU | 03b-0424-A | Cromer water reuse | Water reuse | Resource Options | AWSNNC | Unconstrained | N |  |  | N | N | N | N | N | N | Resource is supporting river flow
51aU | 03b-0425 | Fakenham/North Walsham WRC reuse | Water reuse | Resource Options | AWSNNC | Unconstrained | N |  |  | N | N | N | N | N | N | Resource is supporting river flow
51aU | 04b-0426 | Review group licences | New groundwater | Resource Options | AWSNNC | Unconstrained | N |  |  | N | N | N | N | N | N | No long term reliable resource available from groundwater in the region.
51aU | 05-0427 | Bacton Gasworks | Licence trading | Resource Options | AWSNNC | Unconstrained | Y |  |  | N | N | N | N | N | N | Option not sufficiently mature to define costs or DO.
51cU | 05-0428 | European interconnector (pipeline from Europe) | Internal potable transfer | Distribution Options | AWSNNC | Unconstrained | N |  |  | N | N | N | N | N | N | Significant risks with pipeline
51aU | 05-0429 | Fakenham Laundries borehole | Licence trading | Resource Options | AWSNNC | Unconstrained | Y |  |  | N | N | N | N | N | N | Option not sufficiently mature to define costs or DO.
51aU | 05-0430 | Food processing in Fakenham and North Walsham | Licence trading | Resource Options | AWSNNC | Unconstrained | Y |  |  | N | N | N | N | N | N | Option not sufficiently mature to define costs or DO.
51aU | 05-0432 | Icebergs | New technology | Resource Options | AWSNNC | Unconstrained | N |  |  | N | N | N | N | N | N | Unproven technology
51aU | 05-0433 | McCartneys borehole | Licence trading | Resource Options | AWSNNC | Unconstrained | Y |  |  | N | N | N | N | N | N | Option not sufficiently mature to define costs or DO.
51aU | 05-0434 | Other industrial reclaimed water (see 3rd party options) | Water reuse | Resource Options | AWSNNC | Unconstrained | N |  |  | N | N | N | N | N | N | Resource is supporting river flow
51aU | 05-0435 | Other private abstractors | Licence trading | Resource Options | AWSNNC | Unconstrained | Y |  |  | N | N | N | N | N | N | Option not sufficiently mature to define costs or DO.
51aU | 06a-0437 | Tidal waters (brackish) North Norfolk Rivers | New surface water | Resource Options | AWSNNC | Unconstrained | N |  |  | N | N | N | N | N | N | CAMS/ALS no resource available
51aU | 06a-0438 | River Bure | New surface water | Resource Options | AWSNNC | Unconstrained | N |  |  | N | N | N | N | N | N | CAMS/ALS no resource available
51aU | 06a-0439 | River Glaven | New surface water | Resource Options | AWSNNC | Unconstrained | N |  |  | N | N | N | N | N | N | CAMS/ALS no resource available
51aU | 06a-0440 | River Stiffkey | New surface water | Resource Options | AWSNNC | Unconstrained | N |  |  | N | N | N | N | N | N | CAMS/ALS no resource available
51aU | 06a-0441 | River Wensum | New surface water | Resource Options | AWSNNC | Unconstrained | N |  |  | N | N | N | N | N | N | CAMS/ALS no resource available
51aU | 06a-0442 | The Broads - Hickling, Barton, Horning (Ant, Bure, Thurn) | New surface water | Resource Options | AWSNNC | Unconstrained | N |  |  | N | N | N | N | N | N | CAMS/ALS no resource available
51aU | 06b-0443 | Extend Chalk abstraction | New groundwater | Resource Options | AWSNNC | Unconstrained | N |  |  | N | N | N | N | N | N | North Norfolk groundwater may be available, but screened out due to risk of saline intrusion.
51aU | 06b-0444 | Extend Crag abstraction | New groundwater | Resource Options | AWSNNC | Unconstrained | N |  |  | N | N | N | N | N | N | No long term reliable resource available from groundwater in the region.
51aU | 08a-0448 | Source from effluent re-use | Aquifer recharge/Aquifer storage recovery | Resource Options | AWSNNC | Unconstrained | N |  |  | N | N | N | N | N | N | Unsuitable hydrological conditions
51aU | 08a-0449 | Small schemes | Aquifer recharge/Aquifer storage recovery | Resource Options | AWSNNC | Unconstrained | N |  |  | N | N | N | N | N | N | Unsuitable hydrological conditions
51aU | 08b-0297 | Houghton | New technology | Resource Options | AWSNNC | Unconstrained | N |  |  | N | N | N | N | N | N | High risk of failure as DO is uncertain, and there are potential environmental risks.
51aU | 08c-0450 | Local recharge/flood management systems e.g. Glaven to support Sheringham abstraction | Aquifer recharge/Aquifer storage recovery | Resource Options | AWSNNC | Unconstrained | N |  |  | N | N | N | N | N | N | Uncertain DO. Water quality concerns
51aU | 10b-0451 | SUDS type local schemes - with artificial recharge | Aquifer recharge/Aquifer storage recovery | Resource Options | AWSNNC | Unconstrained | N |  |  | N | N | N | N | N | N | High risk of failure due to uncertain DO
51aU | 11b-0453 | Coastal desalination network (small scale) | Desalination | Resource Options | AWSNNC | Unconstrained | N |  |  | N | N | N | N | N | N | Option does not provide the required DO
51aU | 13-0454 | Management of Broads resource | Licence trading | Resource Options | AWSNNC | Unconstrained | Y |  |  | N | N | N | N | N | N | WFD risk
51aU | 13-0455 | Multi-use reservoirs (agriculture) | Licence trading | Resource Options | AWSNNC | Unconstrained | Y |  |  | N | N | N | N | N | N | Option not sufficiently mature to define costs or DO.
51aU | 14-0457 | Essex and Suffolk River abstractions | Licence trading | Resource Options | AWSNNC | Unconstrained | Y |  |  | N | N | N | N | N | N | Option not sufficiently mature to define costs or DO.
51cU | 15-0458 | Inland (road / rail) tankering | Internal potable transfer | Distribution Options | AWSNNC | Unconstrained | N |  |  | N | N | N | N | N | N | Weather related reliability issues. Traffic impact
51aU | 15-0459 | Sea tankering | International import | Resource Options | AWSNNC | Unconstrained | Y |  |  | N | N | N | N | N | N | Too far from a viable connection to existing infrastructure
51aU | 18-0460 | Increasing storage at private lakes | Groundwater enhancement | Resource Options | AWSNNC | Unconstrained | N |  |  | N | N | N | N | N | N | None identified as part of the Private Lakes and Reservoir study
51aU | 18-0461 | Sands and Gravel extraction locations | New reservoir | Resource Options | AWSNNC | Unconstrained | N |  |  | N | N | N | N | N | N | No others identified as part of the Private Lakes and Reservoir study
51aU | 18-0462 | Private reservoirs / lakes e.g. Blickling, Thorpe Market Antingham | Licence trading | Resource Options | AWSNNC | Unconstrained | Y |  |  | N | N | N | N | N | N | Option not sufficiently mature to define costs or DO.
51aU | 18-0564 | Private reservoirs / lakes e.g. storage on the River Glaven | Licence trading | Resource Options | AWSNNC | Unconstrained | Y |  |  | N | N | N | N | N | N | Option not sufficiently mature to define costs or DO.
51aU | 18-0565 | Sands and Gravel extraction locations e.g. Beetley/ Middleton Lakes on the River Wensum | New reservoir | Resource Options | AWSNNC | Unconstrained | N |  |  | N | N | N | N | N | N | CAMS/ALS no resource available
51aU | 19-0463 | RAF Sculthorpe (near Fakenham) Ministry of Defence site boreholes | Licence trading | Resource Options | AWSNNC | Unconstrained | Y |  |  | N | N | N | N | N | N | Option not sufficiently mature to define costs or DO.
51aU | 20-0464 | Innovative options (international examples e.g. sea clouding) | New technology | Resource Options | AWSNNC | Unconstrained | N |  |  | N | N | N | N | N | N | Unproven technology, cost and yield
51dU | 20-0465 | Rainwater harvesting | Rainwater harvesting | Customer Options | AWSNNC | Unconstrained | N |  |  | N | N | N | N | N | N | Demand management option
51aU | CMS_11 | Managed wetland | Catchment management | Resource Options | AWSNNC | Unconstrained | N |  |  | N | N | N | N | N | N | To be investigated through WRE catchment management forumsSensitivity of the streams in dry periods
51aU | DES_03 | Sizewell desalination | Desalination | Resource Options | AWSNNC | Unconstrained | N |  |  | N | N | N | N | N | N | Intake/ outfall unfeasible due to shoreline conditions
51aU | DES_04 | Hornsea Three Offshore Wind Farm desalination (near Sheringham) | Desalination | Resource Options | AWSNNC | Unconstrained | N |  |  | N | N | N | N | N | N | Intake/ outfall unfeasible due to shoreline conditions
51aU | DES_05 | Vanguard Offshore Wind Farm desalination | Desalination | Resource Options | AWSNNC | Unconstrained | N |  |  | N | N | N | N | N | N | Intake/ outfall unfeasible due to shoreline conditions
51aU | DES_06 | Sea Water desalination - colocation with East Anglian Offshore Wind Farm infrastructure | Desalination | Resource Options | AWSNNC | Unconstrained | N |  |  | N | N | N | N | N | N | Intake/ outfall unfeasible due to shoreline conditions
51aU | DES_25 | Sheringham - Newgate/Blakeney | Desalination | Resource Options | AWSNNC | Unconstrained | N |  |  | N | N | N | N | N | N | No licence available
51aU | RESIY_05 | Houghton St Giles licensing | Groundwater enhancement | Resource Options | AWSNNC | Unconstrained | N |  |  | N | N | N | N | N | N | Issue with reg 31 materials in contact approval
51bU | RW_65 | Sheringham WTW Instrument Recovery | Water treatment works loss recovery | Production Options | AWSNNC | Unconstrained | N |  |  | N | N | N | N | N | N | Issue with reg 31 materials in contact approval
51bU | RW_68 | Houghton St Giles WTW Instrument Recovery | Water treatment works loss recovery | Production Options | AWSNNC | Unconstrained | N |  |  | N | N | N | N | N | N | Enhanced version of option identified.
51aU | RW_69 | Houghton St Giles WTW Washwater Recovery | Water reuse | Resource Options | AWSNNC | Unconstrained | N |  |  | N | N | N | N | N | N | Washwater recovery already in place
51aU | RW_70 | Lyng Forge WTW Washwater Recovery | Water reuse | Resource Options | AWSNTB | Unconstrained | N |  |  | N | N | N | N | N | N | Unsuitable location, however, could be considered for non-household (Site is adjacent to a golf course).
51aU | RW_71 | Mattishall WTW Washwater Recovery | Water reuse | Resource Options | AWSNTB | Unconstrained | N |  |  | N | N | N | N | N | N | Yield would be insignificant. Purpose of pits is bankside storage for pre-treatment
51aU | 01b-0466 | Costessey Pits development (lining) | Groundwater enhancement | Resource Options | AWSNTB | Unconstrained | N |  |  | N | N | N | N | N | N | Reservoir built for managing water quality risk - not suitable for resource development
51aU | 01b-0467 | Increase reservoir yield through maximising abstraction licences, amending intakes, utilising dead storage etc | Groundwater enhancement | Resource Options | AWSNTB | Unconstrained | N |  |  | N | N | N | N | N | N | Not feasible due to results of the bathymetric surveys
51aU | 01c-0468 | Costessey reservoirs | Groundwater enhancement | Resource Options | AWSNTB | Unconstrained | N |  |  | N | N | N | N | N | N | CAMS/ALS no resource available
51aU | 01d-0469 | Costessey Pits extension (dredging / deepen) | New reservoir | Resource Options | AWSNTB | Unconstrained | N |  |  | N | N | N | N | N | N | No deficit
51aU | 01d-0470 | New Reservoir | New reservoir | Resource Options | AWSNTB | Unconstrained | N |  |  | N | N | N | N | N | N | Option superceded by Fens Reservoir options
51aU | 01d-0776 | Essex Reservoir | New reservoir | Resource Options | AWSNTB | Unconstrained | N |  |  | N | N | N | N | N | N | Strumpshaw Fen is a designated site
51aU | 01e-0471 | Excess winter groundwater option e.g. Strumpshaw | New reservoir | Resource Options | AWSNTB | Unconstrained | N |  |  | N | N | N | N | N | N | Continuity between Pits and river likely to constrain yield. Groundwater source.
51aU | 01e-0472 | Costessey Pits extension | New reservoir | Resource Options | AWSNTB | Unconstrained | N |  |  | N | N | N | N | N | N | CAMS/ALS no resource available
51aU | 01e-0522 | Waveney Valley | New reservoir | Resource Options | AWSNTB | Unconstrained | N |  |  | N | N | N | N | N | N | CAMS/ALS no resource available
51aU | 01e-0523 | Wensum | New reservoir | Resource Options | AWSNTB | Unconstrained | N |  |  | N | N | N | N | N | N | Final planning problem - no surplus in North Norfolk Coast WRZ to transfer
51cU | 02a-0528 | North Norfolk Coast transfer | Internal potable transfer | Distribution Options | AWSNTB | Unconstrained | N |  |  | N | N | N | N | N | N | Alternatives developed
51cU | 02a-1036 | Bradenham RZ transfer | Internal potable transfer | Distribution Options | AWSNTB | Unconstrained | N |  |  | N | N | N | N | N | N | INNS risk of these river transfers
51aU | 02b-0843 | Great Ouse - Wensum transfer (pipeline), | Internal raw water transfer | Resource Options | AWSNTB | Unconstrained | N |  |  | N | N | N | N | N | N | Final planning problem - no deficit in Norwich and the Broads WRZ to require such a large transfer
51aU | 02b-1206 | Fenland (new reservoir) - Norwich and the Broads | Internal raw water transfer | Resource Options | AWSNTB | Unconstrained | N |  |  | N | N | N | N | N | N | Final planning problem - no deficit in Norwich and the Broads WRZ to require such a large transfer
51aU | 02b-1207 | Fenland (new reservoir) - River Wensum | Internal raw water transfer | Resource Options | AWSNTB | Unconstrained | N |  |  | N | N | N | N | N | N | Resource is supporting river flow
51aU | 03a-0476-A | Lowestoft Water Reuse | Water reuse | Resource Options | AWSNTB | Unconstrained | N |  |  | N | N | N | N | N | N | Resource is supporting river flow
51aU | 03a-0477-A | Norwich Water Reuse | Water reuse | Resource Options | AWSNTB | Unconstrained | N |  |  | N | N | N | N | N | N | Option not sufficiently mature to define costs or DO.
51aU | 05-0480 | 3rd party trade options | Licence trading | Resource Options | AWSNTB | Unconstrained | Y |  |  | N | N | N | N | N | N | No options identified
51aU | 05-0481 | Review discharge consents | Licence trading | Resource Options | AWSNTB | Unconstrained | Y |  |  | N | N | N | N | N | N | No resource available due to Habitats Regulations
51aU | 05-0482 | Essex and Suffolk Water transfer from the Broads | External raw water bulk supply/transfer | Resource Options | AWSNTB | Unconstrained | Y |  |  | N | N | N | N | N | N | Option not sufficiently mature to define costs or DO.
51aU | 05-0483 | Cambridge Water | Licence trading | Resource Options | AWSNTB | Unconstrained | Y |  |  | N | N | N | N | N | N | Option not sufficiently mature to define costs or DO.
51aU | 05-0536 | Cantley (British Sugar) | Licence trading | Resource Options | AWSNTB | Unconstrained | Y |  |  | N | N | N | N | N | N | CAMS/ALS no resource available
51aU | 06a-0484 | River Tas | New surface water | Resource Options | AWSNTB | Unconstrained | N |  |  | N | N | N | N | N | N | CAMS/ALS no resource available
51aU | 06a-0485 | River Tud | New surface water | Resource Options | AWSNTB | Unconstrained | N |  |  | N | N | N | N | N | N | Not resilient as CAMS assessment shows that water is only available during Q50 and Q30
51aU | 06a-0486 | River Wensum at Heigham | New surface water | Resource Options | AWSNTB | Unconstrained | N |  |  | N | N | N | N | N | N | CAMS/ALS no resource available
51aU | 06a-0487 | River Yare (tidal and non-tidal) | New surface water | Resource Options | AWSNTB | Unconstrained | N |  |  | N | N | N | N | N | N | CAMS/ALS no resource available
51aU | 06a-0544 | River Tas | New surface water | Resource Options | AWSNTB | Unconstrained | N |  |  | N | N | N | N | N | N | No long term reliable resource available from groundwater in the region.
51aU | 06b-0488 | Extend Chalk abstraction | New groundwater | Resource Options | AWSNTB | Unconstrained | N |  |  | N | N | N | N | N | N | No long term reliable resource available from groundwater in the region.
51aU | 06b-0489 | Postwick existing borehole optimisation | New groundwater | Resource Options | AWSNTB | Unconstrained | N |  |  | N | N | N | N | N | N | No long term reliable resource available from groundwater in the region.
51aU | 06b-0490 | Extend Sands and Gravels / Crag abstraction (Kirby Cane) | New groundwater | Resource Options | AWSNTB | Unconstrained | N |  |  | N | N | N | N | N | N | No long term reliable resource available from groundwater in the region.
51aU | 06b-0491 | Heigham Norwich WTW boreholes | New groundwater | Resource Options | AWSNTB | Unconstrained | N |  |  | N | N | N | N | N | N | No water available. Presumption against new groundwater abstractions
51aU | 06b-0492 | Ringland perched ponds | New groundwater | Resource Options | AWSNTB | Unconstrained | N |  |  | N | N | N | N | N | N | CAMS assessment indicates that no water is available for abstraction.
51aU | 06b-0493 | Shotesham borehole | New groundwater | Resource Options | AWSNTB | Unconstrained | N |  |  | N | N | N | N | N | N | No long term reliable resource available from groundwater in the region.
51aU | 06b-0494 | Strumpshaw (winter option) | New groundwater | Resource Options | AWSNTB | Unconstrained | N |  |  | N | N | N | N | N | N | No long term reliable resource available from groundwater in the region.
51aU | 06b-0495 | Tas Valley boreholes (winter option) | New groundwater | Resource Options | AWSNTB | Unconstrained | N |  |  | N | N | N | N | N | N | Resource is supporting river flow
51aU | 07-0496 | Sizewell | Water reuse | Resource Options | AWSNTB | Unconstrained | N |  |  | N | N | N | N | N | N | Option not sufficiently mature to define costs or DO.
51aU | 07-0497 | Sizewell with Essex and Suffolk Water | Licence trading | Resource Options | AWSNTB | Unconstrained | Y |  |  | N | N | N | N | N | N | Uncertain DO. Water quality concerns
51aU | 08a-0498 | Water reuse | Aquifer recharge/Aquifer storage recovery | Resource Options | AWSNTB | Unconstrained | N |  |  | N | N | N | N | N | N | Unsuitable hydrological conditions
51aU | 08a-0499 | Chalk option (e.g. at Costessey) | Aquifer recharge/Aquifer storage recovery | Resource Options | AWSNTB | Unconstrained | N |  |  | N | N | N | N | N | N | Uncertain DO
51aU | 08b-0500 | Wensum gravels | New technology | Resource Options | AWSNTB | Unconstrained | N |  |  | N | N | N | N | N | N | Uncertain DO
51aU | 08c-0501 | Flood water management | Aquifer recharge/Aquifer storage recovery | Resource Options | AWSNTB | Unconstrained | N |  |  | N | N | N | N | N | N | Unsuitable hydrological conditions
51aU | 08c-0502 | Bland Road, Marlingford, Colney etc. existing source with aquifer recharge | Aquifer recharge/Aquifer storage recovery | Resource Options | AWSNTB | Unconstrained | N |  |  | N | N | N | N | N | N | Uncertain DO
51aU | 10b-0503 | SUDS | New reservoir | Resource Options | AWSNTB | Unconstrained | N |  |  | N | N | N | N | N | N | High risk of failure due to uncertain DO
51aU | 10c-0504 | Yare / Gt. Yarmouth flood options | New reservoir | Resource Options | AWSNTB | Unconstrained | N |  |  | N | N | N | N | N | N | Unmitigatable risks associated with brackish and estuarial desalination
51aU | 11a-0505 | Cantley (brackish river water or groundwater) | Desalination | Resource Options | AWSNTB | Unconstrained | N |  |  | N | N | N | N | N | N | Unmitigatable risks associated with brackish and estuarial desalination
51aU | 11b-0506 | Norwich and the Broads - Small schemes | Desalination | Resource Options | AWSNTB | Unconstrained | N |  |  | N | N | N | N | N | N | Unmitigatable risks associated with brackish and estuarial desalination
51aU | 11b-0557 | Bungay Desal | Desalination | Resource Options | AWSNTB | Unconstrained | N |  |  | N | N | N | N | N | N | Unmitigatable risks associated with brackish and estuarial desalination
51aU | 12a-0507 | Wensum Norwich Conjunctive Use | Groundwater enhancement | Resource Options | AWSNTB | Unconstrained | N |  |  | N | N | N | N | N | N | Option not sufficiently mature to define costs or DO.
51aU | 13-0509 | Agricultural reservoirs | Licence trading | Resource Options | AWSNTB | Unconstrained | Y |  |  | N | N | N | N | N | N | Weather related reliability issues. Traffic impact
51cU | 15-0510 | Road / rail tankers | Internal potable transfer | Distribution Options | AWSNTB | Unconstrained | N |  |  | N | N | N | N | N | N | CAMS/ALS no resource available
51aU | 18-0512 | Gravel Pit development (Lyng Forge) - Wensum | New reservoir | Resource Options | AWSNTB | Unconstrained | N |  |  | N | N | N | N | N | N | None identified as part of the Private Lakes and Reservoir study
51aU | 18-0513 | Private lakes and gravel pits identified above. | Groundwater enhancement | Resource Options | AWSNTB | Unconstrained | N |  |  | N | N | N | N | N | N | CAMS/ALS no resource available
51aU | 18-0514 | Bowthorpe Lakes | New reservoir | Resource Options | AWSNTB | Unconstrained | N |  |  | N | N | N | N | N | N | CAMS/ALS no resource available
51aU | 18-0515 | Taverham Lakes - Wensum | New reservoir | Resource Options | AWSNTB | Unconstrained | N |  |  | N | N | N | N | N | N | Option not sufficiently mature to define costs or DO.
51aU | 18-0517 | Private lakes e.g. UEA Broad | Licence trading | Resource Options | AWSNTB | Unconstrained | Y |  |  | N | N | N | N | N | N | Unsuitable surface water.
51aU | 18-0518 | Whitlingham Broad | New reservoir | Resource Options | AWSNTB | Unconstrained | N |  |  | N | N | N | N | N | N | Unproven technology
51aU | 20-0519 | Innovative options (international examples e.g. sea clouding) | New technology | Resource Options | AWSNTB | Unconstrained | N |  |  | N | N | N | N | N | N | Unproven technology, cost and yield
51dU | 20-0520 | Rainwater harvesting | Rainwater harvesting | Customer Options | AWSNTB | Unconstrained | N |  |  | N | N | N | N | N | N | Option not sufficiently mature to define costs or DO.
51aU | ALT_01 | Cantley (British Sugar)-3rd party option | Licence trading | Resource Options | AWSNTB | Unconstrained | Y |  |  | N | N | N | N | N | N | Alternatives developed
51cU | BCTTW_19 | Wymondham RZ transfer | Internal potable transfer | Distribution Options | AWSNTB | Unconstrained | N |  |  | N | N | N | N | N | N | Alternatives developed
51cU | BCTTW_53 | East Dereham RZ transfer | Internal potable transfer | Distribution Options | AWSNTB | Unconstrained | N |  |  | N | N | N | N | N | N | Alternatives developed
51cU | BCTTW_54 | Harleston RZ Transfer | Internal potable transfer | Distribution Options | AWSNTB | Unconstrained | N |  |  | N | N | N | N | N | N | Option not sufficiently mature to define costs or DO.
51aU | CMS_12 | Cantley (British Sugar)-3rd party option | Catchment management | Resource Options | AWSNTB | Unconstrained | N |  |  | N | N | N | N | N | N | Unmitigatable risks associated with brackish and estuarial desalination
51aU | DES_07 | Gt Yarmouth Desalination - seawater | Desalination | Resource Options | AWSNTB | Unconstrained | N |  |  | N | N | N | N | N | N | Unmitigatable risks associated with brackish and estuarial desalination
51aU | DES_08 | Gt Yarmouth Desalination - brackish water | Desalination | Resource Options | AWSNTB | Unconstrained | N |  |  | N | N | N | N | N | N | Unmitigatable risks associated with brackish and estuarial desalination
51aU | DES_13a | Desalination Barge moored at Lowestoft Harbour | Desalination | Resource Options | AWSNTB | Unconstrained | N |  |  | N | N | N | N | N | N | Unmitigatable risks associated with brackish and estuarial desalination
51aU | DES-08a | Great Yarmouth (Brackish) | Desalination | Resource Options | AWSNTB | Unconstrained | N |  |  | N | N | N | N | N | N | Offshore deslination provides no benefit over onshore options but carry greater risk.
51aU | DES-08d | Desalination Barge moored at Great Yarmouth Harbour | Desalination | Resource Options | AWSNTB | Unconstrained | N |  |  | N | N | N | N | N | N | Unmitigatable risks associated with brackish and estuarial desalination
51aU | DES-55 | Brackish desalination on the river Yare / Waveney between Great Yarmouth, Reedham and St Olaves | Desalination | Resource Options | AWSNTB | Unconstrained | N |  |  | N | N | N | N | N | N | CAMS/ALS no resource availableSensitivity of water bodies
51aU | DRA_01 | Seasonal abstractions in the Broads | New surface water | Resource Options | AWSNTB | Unconstrained | N |  |  | N | N | N | N | N | N | CAMS/ALS no resource available
51aU | DRA_06 | Norfolk lakes abstraction | New surface water | Resource Options | AWSNTB | Unconstrained | N |  |  | N | N | N | N | N | N | CAMS/ALS no resource available
51aU | DRA_07 | Gunton Hall lakes abstraction | New surface water | Resource Options | AWSNTB | Unconstrained | N |  |  | N | N | N | N | N | N | CAMS/ALS no resource available
51aU | DRA_09 | Increased seasonal abstraction at Costessey | New surface water | Resource Options | AWSNTB | Unconstrained | N |  |  | N | N | N | N | N | N | CAMS/ALS no resource availableSensitivity CAMS review
51aU | DRA_11 | Broads abstraction at Wroxham | New surface water | Resource Options | AWSNTB | Unconstrained | N |  |  | N | N | N | N | N | N | CAMS/ALS no resource available
51aU | JR_02 | ESW boreholes in the Broads | Licence trading | Resource Options | AWSNTB | Unconstrained | Y |  |  | N | N | N | N | N | N | No long term reliable resource available from groundwater in the region.
51aU | RUPSOS_06 | Costessey chalk boreholes | New groundwater | Resource Options | AWSNTB | Unconstrained | N |  |  | N | N | N | N | N | N | No long term reliable resource available from groundwater in the region.
51aU | RUPSOS_07 | Strumpshaw seasonal operation | New groundwater | Resource Options | AWSNTB | Unconstrained | N |  |  | N | N | N | N | N | N | Option not sufficiently mature to define costs or DO.
51aU | RW_130 | Cantley (British Sugar)-3rd party option | Water reuse | Resource Options | AWSNTB | Unconstrained | N |  |  | N | N | N | N | N | N | Issue with reg 31 materials in contact approval
51bU | RW_35 | Costessey East Hills WTW Instrument Recovery | Water treatment works loss recovery | Production Options | AWSNTB | Unconstrained | N |  |  | N | N | N | N | N | N | Innapropriate treatment for washwater recovery
51aU | RW_36 | Costessey East Hills WTW Washwater Recovery | Water reuse | Resource Options | AWSNTB | Unconstrained | N |  |  | N | N | N | N | N | N | Issue with reg 31 materials in contact approval
51bU | RW_37 | Postwick WTW Instrument Recovery | Water treatment works loss recovery | Production Options | AWSNTB | Unconstrained | N |  |  | N | N | N | N | N | N | Innapropriate treatment for washwater recovery
51aU | RW_38 | Postwick WTW Washwater Recovery | Water reuse | Resource Options | AWSNTB | Unconstrained | N |  |  | N | N | N | N | N | N | More difficult as higher pollutant load
51aU | RW_39 | Mousehold WTW nitrate removal plant - Washwater Recovery | Water reuse | Resource Options | AWSNTB | Unconstrained | N |  |  | N | N | N | N | N | N | Issue with reg 31 materials in contact approval
51bU | RW_40 | Little Melton Watton Road WTW Instrument Recovery | Water treatment works loss recovery | Production Options | AWSNTB | Unconstrained | N |  |  | N | N | N | N | N | N | Innapropriate treatment for washwater recovery
51aU | RW_41 | Little Melton Watton Road WTW Washwater Recovery | Water reuse | Resource Options | AWSNTB | Unconstrained | N |  |  | N | N | N | N | N | N | Issue with reg 31 materials in contact approval
51bU | RW_42 | Kirby Cane WTW Instrument Recovery | Water treatment works loss recovery | Production Options | AWSNTB | Unconstrained | N |  |  | N | N | N | N | N | N | Site assumed to be closing in 2030
51aU | RW_43 | Kirby Cane WTW Washwater Recovery | Water reuse | Resource Options | AWSNTB | Unconstrained | N |  |  | N | N | N | N | N | N | Issue with reg 31 materials in contact approval
51bU | RW_44 | Heigham WTW Instrument Recovery | Water treatment works loss recovery | Production Options | AWSNTB | Unconstrained | N |  |  | N | N | N | N | N | N | Innapropriate treatment for washwater recovery
51aU | RW_45 | Riddlesworth Ix WTW STW Washwater Recovery | Water reuse | Resource Options | AWSNWY | Unconstrained | N |  |  | N | N | N | N | N | N | Issue with reg 31 materials in contact approval
51bU | RW_46 | Mattishall WTW Instrument Recovery | Water treatment works loss recovery | Production Options | AWSNWY | Unconstrained | N |  |  | N | N | N | N | N | N | No surface water source nearby
51aU | 08a-0552 | High Oak ASR | Aquifer recharge/Aquifer storage recovery | Resource Options | AWSNWY | Unconstrained | N |  |  | N | N | N | N | N | N | Alternatives developed
51cU | BCTTW_55 | West Bradenham Transfer | Internal potable transfer | Distribution Options | AWSNWY | Unconstrained | N |  |  | N | N | N | N | N | N | Alternatives developed
51cU | BCTTW_56 | East Harling RZ Transfer | Internal potable transfer | Distribution Options | AWSNWY | Unconstrained | N |  |  | N | N | N | N | N | N | Alternatives developed
51cU | BCTTW_57 | Harleston RZ transfer | Internal potable transfer | Distribution Options | AWSNWY | Unconstrained | N |  |  | N | N | N | N | N | N | To be investigated through WRE catchment management forums
51aU | CMS_25 | River Tiffey and Hackford Watercourse | Catchment management | Resource Options | AWSNWY | Unconstrained | N |  |  | N | N | N | N | N | N | Issue with reg 31 materials in contact approval
51bU | RW_49 | High Oak WTW Instrument Recovery | Water treatment works loss recovery | Production Options | AWSNWY | Unconstrained | N |  |  | N | N | N | N | N | N | Issue with reg 31 materials in contact approval
51bU | RW_50 | Old Buckenham-Abbey Road WTW Instrument Recovery | Water treatment works loss recovery | Production Options | AWSNWY | Unconstrained | N |  |  | N | N | N | N | N | N | Issue with reg 31 materials in contact approval
51bU | RW_51 | Watton WTW Instrument Recovery | Water treatment works loss recovery | Production Options | AWSRTC | Unconstrained | N |  |  | N | N | N | N | N | N | Issue with reg 31 materials in contact approval
51bU | RW_52 | Carbrooke New WTW Instrument Recovery | Water treatment works loss recovery | Production Options | AWSRTC | Unconstrained | N |  |  | N | N | N | N | N | N | Alternatives developed
51cU | 02a-1215 | Ruthamford South RZ transfer | Internal potable transfer | Distribution Options | AWSRTC | Unconstrained | N |  |  | N | N | N | N | N | N | Alternatives developed
51cU | 02a-1228b | Ruthamford West RZ Transfer | Internal potable transfer | Distribution Options | AWSRTC | Unconstrained | N |  |  | N | N | N | N | N | N | Potential risk of impacting downstream licences (Clapham WTW) and storage (Grafham Reservoir). Low DO and potentially not cost effective. Lake has limited storage potential as water only available 30% of the time.
51aU | 18-0316 | Private lakes and gravel pits | Licence trading | Resource Options | AWSRTC | Unconstrained | Y |  |  | N | N | N | N | N | N | Unsuitable surface water.
51aU | 18-0317 | Milton Keynes balancing lakes | New reservoir | Resource Options | AWSRTC | Unconstrained | N |  |  | N | N | N | N | N | N | Unproven technology
51aU | 20-0750 | Innovative options (international examples e.g. sea clouding) | New technology | Resource Options | AWSRTC | Unconstrained | N |  |  | N | N | N | N | N | N | Unproven technology, cost and yield
51dU | 20-0751 | Rainwater harvesting | Rainwater harvesting | Customer Options | AWSRTC | Unconstrained | N |  |  | N | N | N | N | N | N | To be investigated through WRE catchment management forums
51aU | CMS_26 | Broughton Brook | Catchment management | Resource Options | AWSRTN | Unconstrained | N |  |  | N | N | N | N | N | N | Licence constraints
51aU | RESIY_11 | Sandhouse licensing | Groundwater enhancement | Resource Options | AWSRTN | Unconstrained | N |  |  | N | N | N | N | N | N | Issue with reg 31 materials in contact approval
51bU | RW_107 | Sandhouse WTW Instrument Recovery | Water treatment works loss recovery | Production Options | AWSRTN | Unconstrained | N |  |  | N | N | N | N | N | N | Require investment
51bU | WQS_02 | Optimised treatment at Sandhouse WTW | Water treatment works capacity increase | Production Options | AWSRTN | Unconstrained | N |  |  | N | N | N | N | N | N | 100% natural catchments - no significant additional resource available
51aU | 01b-0204 | Maximise refill opportunity for Ravensthorpe & Hollowell | Surface water enhancement | Resource Options | AWSRTN | Unconstrained | N |  |  | N | N | N | N | N | N | EA transfer to Gwash Glen is not considered to be available for reducing the transfer without other viable options to replace the water. The actual transfer volume cannot change because it is an EA licence and determined by flows in the Glen. However there has been the Gwash Flows Project where we have been working with the EA to reduce the MRF at Belmesthope (the location of the transfer on the Gwash) that is required whenever the transfer is operational. This is being trialled at a rate of 21.6 Ml/d reduced from 27 Ml/d for this AMP. So far there have not been any negative impacts so it’s expected that the change will continue. There are no plans to change the compensation release but technically we do release significantly more than we are required to (the licence requires us to release 52.6 l/s (4.5 Ml/d) but historically we release ~8 Ml/d) so this is a possible option – however it would need extensive engagement as it would dramatically reduce flows in the Gwash all year round, and may not even be possible now due to WFD no deterioration.
51aU | 01b-0205 | Reduces the Gwash Glen transfer and releases from Rutland | Surface water enhancement | Resource Options | AWSRTN | Unconstrained | N |  |  | N | N | N | N | N | N | Increasing the pump capacities to meet the current licence only increases yield of reservoir by 1.2ML/d so is not considered feasible as the pump capacity would need to increase by 47.5ML/d.
51aU | 01b-0206 | Pitsford reservoir | Surface water enhancement | Resource Options | AWSRTN | Unconstrained | N |  |  | N | N | N | N | N | N | High risk of failure, and potential DO from reduction in dead storage not thought to be significant.
51aU | 01b-0207 | Reduce dead storage - Pitsford | Surface water enhancement | Resource Options | AWSRTN | Unconstrained | N |  |  | N | N | N | N | N | N | High risk of failure, and potential DO from reduction in dead storage not thought to be significant.
51aU | 01b-0208 | Reduce dead storage - Ravensthorpe & Hollowell | Surface water enhancement | Resource Options | AWSRTN | Unconstrained | N |  |  | N | N | N | N | N | N | High risk of failure, and potential DO from reduction in dead storage not thought to be significant.
51aU | 01b-0209 | Reduce dead storage - Rutland Water | Surface water enhancement | Resource Options | AWSRTN | Unconstrained | N |  |  | N | N | N | N | N | N | Increasing the pump capacities to meet the current licence only increases yield of reservoir by 1.5ML/d so is not considered feasible as the pump capacity would need to increase by +500ML/d at Empingham along.
51aU | 01b-0210 | Wansford Existing Nene pumps (Rutland) to Rutland Water - maximise refill opportunities | Surface water enhancement | Resource Options | AWSRTN | Unconstrained | N |  |  | N | N | N | N | N | N | Not feasible due to results of the bathymetric surveys
51aU | 01c-0212 | Dredging - Pitsford | Surface water enhancement | Resource Options | AWSRTN | Unconstrained | N |  |  | N | N | N | N | N | N | Very small increase in yield relative to cost. Logistically difficult to implement as reservoir would need to br drawn down to low level during the project, which could take several seasons. Risk outweighs the benefit.
51aU | 01c-0213 | Pitsford reservoir | Surface water enhancement | Resource Options | AWSRTN | Unconstrained | N |  |  | N | N | N | N | N | N | Not feasible due to results of the bathymetric surveys
51aU | 01c-0214 | Dredging - Ravenshtorpe & Hollowell | Surface water enhancement | Resource Options | AWSRTN | Unconstrained | N |  |  | N | N | N | N | N | N | Raising these reservoirs only gains small <1ML/d gain in yield which would create an excessive cost for the option per ML of water gained. In addition, drawdowns for the reservoirs would prevent the asset being able to be used fully during construction est. at 3 years.
51aU | 01c-0215 | Ravensthorpe & Hollowell Reservoirs | Surface water enhancement | Resource Options | AWSRTN | Unconstrained | N |  |  | N | N | N | N | N | N | Not feasible due to results of the bathymetric surveys
51aU | 01c-0216 | Dredging - Rutland Water | Surface water enhancement | Resource Options | AWSRTN | Unconstrained | N |  |  | N | N | N | N | N | N | Option does not provide a much greater yield for the cost of raising the reservoir. In addition, the bird ponds would need relocation along with a number of other mitigation measures required due to the impacts of raising the dam by 0.5m.
51aU | 01c-0217 | Rutland water | Surface water enhancement | Resource Options | AWSRTN | Unconstrained | N |  |  | N | N | N | N | N | N | Superseded by Lincolnshire reservoir option
51aU | 01d-0084 | South Lincolnshire reservoir | New reservoir | Resource Options | AWSRTN | Unconstrained | N |  |  | N | N | N | N | N | N | Superseded
51aU | 01d-0217-T2 | River Trent-Rutland Water | External raw water bulk supply/transfer | Resource Options | AWSRTN | Unconstrained | Y |  |  | N | N | N | N | N | N | Superseded by Lincolshire res
51aU | 01d-0218 | Manton Valley Reservoir | New reservoir | Resource Options | AWSRTN | Unconstrained | N |  |  | N | N | N | N | N | N | Superseded by Lincolshire res
51aU | 01d-0219 | New reservoir from new sources identified in direct river abstraction | New reservoir | Resource Options | AWSRTN | Unconstrained | N |  |  | N | N | N | N | N | N | Superseded by Lincolshire res
51aU | 01e-0220 | Canal reservoirs (Naseby, Silby) | New reservoir | Resource Options | AWSRTN | Unconstrained | N |  |  | N | N | N | N | N | N | Option not sufficiently mature to define costs or DO.
51aU | 01e-0231 | Acquiring Eye brook reservoir | Licence trading | Resource Options | AWSRTN | Unconstrained | Y |  |  | N | N | N | N | N | N | Alternatives developed
51cU | 02a-1026 | Pitsford Reservoir - Boughton WR | Internal potable transfer | Distribution Options | AWSRTN | Unconstrained | N |  |  | N | N | N | N | N | N | Alternatives developed
51cU | 02a-1217 | South Lincolnshire RZ Transfer | Internal potable transfer | Distribution Options | AWSRTN | Unconstrained | N |  |  | N | N | N | N | N | N | Alternatives developed
51cU | 02a-1226 | Pitsford WTW - Ling WR | Internal potable transfer | Distribution Options | AWSRTN | Unconstrained | N |  |  | N | N | N | N | N | N | Alternatives developed
51cU | 02a-1227 | Pitsford WTW- Hannington WR | Internal potable transfer | Distribution Options | AWSRTN | Unconstrained | N |  |  | N | N | N | N | N | N | Alternatives developed
51cU | 02a-1230 | Emneth Hungate to Friday Bridge | Internal potable transfer | Distribution Options | AWSRTN | Unconstrained | N |  |  | N | N | N | N | N | N | option is already being built
51cU | 02a-1233 | Pitsford supply option from Ruthamford North network improvements | Internal potable transfer | Distribution Options | AWSRTN | Unconstrained | N |  |  | N | N | N | N | N | N | Alternatives developed
51cU | 02a-1238 | South Fenland RZ Transfer | Internal potable transfer | Distribution Options | AWSRTN | Unconstrained | N |  |  | N | N | N | N | N | N | Does not resolve the problem
51aU | 02a-1241 | Cease exporting raw water from Rutland Water to Grantham. Treat water at Rutland. Grantham would need another resource to support this option. | Groundwater enhancement | Resource Options | AWSRTN | Unconstrained | N |  |  | N | N | N | N | N | N | Alternatives developed
51aU | 02b-0206-T3 | Canal transfer via Grand Union to R. Nene for abstraction to Pitsford | External raw water bulk supply/transfer | Resource Options | AWSRTN | Unconstrained | Y |  |  | N | N | N | N | N | N | No resource available at present. AFW SRO
51aU | 02b-0206-T4 | Canal transfer via Grand Union to R. Nene for abstraction to Pitsford with Severn Trent Water Reuse | External raw water bulk supply/transfer | Resource Options | AWSRTN | Unconstrained | Y |  |  | N | N | N | N | N | N | CAMS assessment shows that flow is not available at any point during the year
51aU | 02b-0217cii | River Welland, Tinwell - River Nene for Rutland abstraction | External raw water bulk supply/transfer | Resource Options | AWSRTN | Unconstrained | Y |  |  | N | N | N | N | N | N | Option from CRT - needs further water quality and drought resilience investigations prior to being included in the plan
51aU | 02b-0222 | Leicester groundwater via Grand Union canal | External raw water bulk supply/transfer | Resource Options | AWSRTN | Unconstrained | Y |  |  | N | N | N | N | N | N | Not modelled-supply and demand data deemed option not required
51aU | 02b-1031 | South Lincolnshire Reservoir - Rutland Reservoir | Internal raw water transfer | Resource Options | AWSRTN | Unconstrained | N |  |  | N | N | N | N | N | N | Water is connected via potable network and proposed transfers that provide further resilience
51aU | 02b-1200 | Grafham reservoir - Pitsford reservoir | Internal raw water transfer | Resource Options | AWSRTN | Unconstrained | N |  |  | N | N | N | N | N | N | Resource is supporting river flow
51aU | 03c-0227 | Pitsford WTW Washwater Recovery | Water reuse | Resource Options | AWSRTN | Unconstrained | N |  |  | N | N | N | N | N | N | Resource is supporting river flow
51aU | 03c-0228 | Rutland WTW - backwash water reuse | Water reuse | Resource Options | AWSRTN | Unconstrained | N |  |  | N | N | N | N | N | N | Resource is supporting river flow
51aU | 03c-0228-a | Wing WTW Washwater Recovery | Water reuse | Resource Options | AWSRTN | Unconstrained | N |  |  | N | N | N | N | N | N | Resource is supporting river flow
51aU | 03c-0228-b | Morcott WTW Washwater Recovery | Water reuse | Resource Options | AWSRTN | Unconstrained | N |  |  | N | N | N | N | N | N | Washwater recovery already in place
51aU | 04c-0229 | Limestone - recommission sources | New groundwater | Resource Options | AWSRTN | Unconstrained | N |  |  | N | N | N | N | N | N | No long term reliable resource available from groundwater in the region.
51aU | 04c-0230 | Ravensthorpe Existing source | New groundwater | Resource Options | AWSRTN | Unconstrained | N |  |  | N | N | N | N | N | N | Option not sufficiently mature to define costs or DO.
51aU | 05-0232 | 3rd party trade options | Licence trading | Resource Options | AWSRTN | Unconstrained | Y |  |  | N | N | N | N | N | N | Option not sufficiently mature to define costs or DO.
51aU | 05-0233 | Carlsberg | Licence trading | Resource Options | AWSRTN | Unconstrained | Y |  |  | N | N | N | N | N | N | Option not sufficiently mature to define costs or DO.
51aU | 05-0234 | Canal River Trust (CRT) | Licence trading | Resource Options | AWSRTN | Unconstrained | Y |  |  | N | N | N | N | N | N | Resource is supporting river flow
51aU | 05-0235 | Industrial reclaimed water | Water reuse | Resource Options | AWSRTN | Unconstrained | N |  |  | N | N | N | N | N | N | Resource is supporting river flow
51aU | 05-0236 | Tata | Water reuse | Resource Options | AWSRTN | Unconstrained | N |  |  | N | N | N | N | N | N | Option not sufficiently mature to define costs or DO.
51aU | 05-0237 | Tata steel | Licence trading | Resource Options | AWSRTN | Unconstrained | Y |  |  | N | N | N | N | N | N | Option not sufficiently mature to define costs or DO.
51aU | 05-0238 | Weetabix | Licence trading | Resource Options | AWSRTN | Unconstrained | Y |  |  | N | N | N | N | N | N | Option not sufficiently mature to define costs or DO.
51aU | 06a-0239 | Grand union canal | New surface water | Resource Options | AWSRTN | Unconstrained | N |  |  | N | N | N | N | N | N | CAMS/ALS no resource available
51aU | 06a-0240 | River Gwash | New surface water | Resource Options | AWSRTN | Unconstrained | N |  |  | N | N | N | N | N | N | CAMS/ALS no resource available
51aU | 06a-0241 | River Nene | New surface water | Resource Options | AWSRTN | Unconstrained | N |  |  | N | N | N | N | N | N | CAMS/ALS no resource available
51aU | 06a-0242 | River Welland | New surface water | Resource Options | AWSRTN | Unconstrained | N |  |  | N | N | N | N | N | N | CAMS/ALS no resource available
51aU | 06a-0243 | Lower Welland Nene (Brackish) | Desalination | Resource Options | AWSRTN | Unconstrained | N |  |  | N | N | N | N | N | N | Unmitigatable risks associated with brackish and estuarial desalination
51aU | 06b-0244 | Leicester groundwater | New groundwater | Resource Options | AWSRTN | Unconstrained | N |  |  | N | N | N | N | N | N | Generic option for this aquifer. One specific option taken forward. No others identified.
51aU | 08a-0048 | Sherwood Sandstone Drought Resilience Scheme | Aquifer recharge/Aquifer storage recovery | Resource Options | AWSRTN | Unconstrained | N |  |  | N | N | N | N | N | N | Unsufficient information available
51aU | 08a-0245 | Potential locations | Aquifer recharge/Aquifer storage recovery | Resource Options | AWSRTN | Unconstrained | N |  |  | N | N | N | N | N | N | Uncertain DO
51aU | 08b-0246 | Upper Nene gravels | New technology | Resource Options | AWSRTN | Unconstrained | N |  |  | N | N | N | N | N | N | Uncertain DO
51aU | 08c-0247 | SUDS | Aquifer recharge/Aquifer storage recovery | Resource Options | AWSRTN | Unconstrained | N |  |  | N | N | N | N | N | N | High risk of failure due to uncertain DO
51aU | 10a-0248 | Internal Drainage Boards | Licence trading | Resource Options | AWSRTN | Unconstrained | Y |  |  | N | N | N | N | N | N | Uncertain DO
51aU | 10b-0249 | SUDS | New reservoir | Resource Options | AWSRTN | Unconstrained | N |  |  | N | N | N | N | N | N | High risk of failure due to uncertain DO
51aU | 12A-0305 | Grafham Meppershall Conjunctive Use | Groundwater enhancement | Resource Options | AWSRTN | Unconstrained | N |  |  | N | N | N | N | N | N | Impact of introducing groundwater supply and groundwater-zone demand into system were modelled
51aU | 12B-0250a | Rutland South Lincs Conjunctive Use | Groundwater enhancement | Resource Options | AWSRTN | Unconstrained | N |  |  | N | N | N | N | N | N | Ruthamford system already connected to Bourne and systems work conjunctively already.
51aU | 12b-0250-Option B | Rutland Bourne Conjunctive Use (2 year GW Licences) | Groundwater enhancement | Resource Options | AWSRTN | Unconstrained | N |  |  | N | N | N | N | N | N | No significant groundwater resources are available
51aU | 12b-0251 | Increase surface water treatment capacity to utilise high river flows | Groundwater enhancement | Resource Options | AWSRTN | Unconstrained | N |  |  | N | N | N | N | N | N | Option not sufficiently mature to define costs or DO.
51aU | 14-0252 | Cambridge Water | Licence trading | Resource Options | AWSRTN | Unconstrained | Y |  |  | N | N | N | N | N | N | No resource available
51aU | 14-0253 | Severn Trent - potable trades | Licence trading | Resource Options | AWSRTN | Unconstrained | Y |  |  | N | N | N | N | N | N | No new trade options or opportunities identified.
51aU | 14-0254 | STW WRCs - Leicester, Rugby, Melton Mowbray | Water reuse | Resource Options | AWSRTN | Unconstrained | N |  |  | N | N | N | N | N | N | No new cross boundary reuse options or opportunities identified.
51cU | 15-0255 | Rail | Internal potable transfer | Distribution Options | AWSRTN | Unconstrained | N |  |  | N | N | N | N | N | N | Rejected due to weather and reliability issues, and due to traffic impacts
51cU | 15-0256 | Road | Internal potable transfer | Distribution Options | AWSRTN | Unconstrained | N |  |  | N | N | N | N | N | N | Road Tankering rejected due to capacity required would not be feasible via road
51aU | 18-0257 | Private lakes and gravel pits | New reservoir | Resource Options | AWSRTN | Unconstrained | N |  |  | N | N | N | N | N | N | Superseded by Lincolshire res
51aU | 18-0259 | Gravel pits - Northampton | New reservoir | Resource Options | AWSRTN | Unconstrained | N |  |  | N | N | N | N | N | N | Option not sufficiently mature to define costs or DO.
51aU | 18-0386 | Private Reservoirs / Lakes e.g. Mepal | Licence trading | Resource Options | AWSRTN | Unconstrained | Y |  |  | N | N | N | N | N | N | Unproven technology
51aU | 20-0260 | Innovative options (international examples e.g. sea clouding) | New technology | Resource Options | AWSRTN | Unconstrained | N |  |  | N | N | N | N | N | N | Unproven technology, cost and yield
51dU | 20-0261 | Rainwater harvesting | Rainwater harvesting | Customer Options | AWSRTN | Unconstrained | N |  |  | N | N | N | N | N | N | Demand management option
51aU | 2019_RS02 | Severn Trent Water – raw water trades (ANG6c) | Licence trading | Resource Options | AWSRTN | Unconstrained | Y |  |  | N | N | N | N | N | N | Option not sufficiently mature to define costs or DO.
51aU | 2019_RS03 | Severn Trent Water – raw water trades (ANG6d) | Licence trading | Resource Options | AWSRTN | Unconstrained | Y |  |  | N | N | N | N | N | N | Option not sufficiently mature to define costs or DO.
51aU | 2019_RS04 | Severn Trent Water – raw water trades (ANG7c) | Licence trading | Resource Options | AWSRTN | Unconstrained | Y |  |  | N | N | N | N | N | N | Option not sufficiently mature to define costs or DO.
51cU | BCTTW_29 | Wilsthorpe-Peterborough transfer | Internal potable transfer | Distribution Options | AWSRTN | Unconstrained | N |  |  | N | N | N | N | N | N | Alternatives developed
51aU | CMS_04 | Pillsgate WTW-Wetland | Catchment management | Resource Options | AWSRTN | Unconstrained | N |  |  | N | N | N | N | N | N | High risk of failure due to undertain DO. Potential water quality issues.
51aU | DRA_04 | Grafham water abstraction | New surface water | Resource Options | AWSRTN | Unconstrained | N |  |  | N | N | N | N | N | N | CAMS/ALS no resource available
51aU | NR_05 | Saltersford raw water storage | New reservoir | Resource Options | AWSRTN | Unconstrained | N |  |  | N | N | N | N | N | N | No additional resource. Existing assets improved under drought scheme.
51aU | R1 | Crowlands (North) Reservoir | New reservoir | Resource Options | AWSRTN | Unconstrained | N |  |  | N | N | N | N | N | N | Superseded by Lincolnshire res
51aU | R6 | Rutland Reservoir | New reservoir | Resource Options | AWSRTN | Unconstrained | N |  |  | N | N | N | N | N | N | Superseded by Lincolnshire res
51bU | RW_108 | Tallington WTW Instrument Recovery | Water treatment works loss recovery | Production Options | AWSRTN | Unconstrained | N |  |  | N | N | N | N | N | N | Issue with reg 31 materials in contact approval
51bU | RW_109 | Pitsford WTW Instrument Recovery | Water treatment works loss recovery | Production Options | AWSRTN | Unconstrained | N |  |  | N | N | N | N | N | N | Issue with reg 31 materials in contact approval
51bU | RW_110 | Grafham WTW Instrument Recovery | Water treatment works loss recovery | Production Options | AWSRTN | Unconstrained | N |  |  | N | N | N | N | N | N | Issue with reg 31 materials in contact approval
51bU | RW_111 | Etton WTW instrument Recovery | Water treatment works loss recovery | Production Options | AWSRTN | Unconstrained | N |  |  | N | N | N | N | N | N | Issue with reg 31 materials in contact approval
51bU | RW_112 | Morcott WTW Instrument Recovery | Water treatment works loss recovery | Production Options | AWSRTN | Unconstrained | N |  |  | N | N | N | N | N | N | Issue with reg 31 materials in contact approval
51bU | RW_113 | Wing STW instrument Recovery | Water treatment works loss recovery | Production Options | AWSRTN | Unconstrained | N |  |  | N | N | N | N | N | N | Issue with reg 31 materials in contact approval
51aU | RW_114 | Etton WTW Washwater Recovery | Water reuse | Resource Options | AWSRTN | Unconstrained | N |  |  | N | N | N | N | N | N | Innapropriate treatment for washwater recovery
51bU | RW_119 | Ravensthorpe WTW Instrument Recovery | Water treatment works loss recovery | Production Options | AWSRTN | Unconstrained | N |  |  | N | N | N | N | N | N | Issue with reg 31 materials in contact approval
51aU | RW-206 | Great Billing (Northampton) | Water reuse | Resource Options | AWSRTN | Unconstrained | N |  |  | N | N | N | N | N | N | Resource is supporting river flow
51aU | RW-211 | Corby | Water reuse | Resource Options | AWSRTN | Unconstrained | N |  |  | N | N | N | N | N | N | Resource is supporting river flow
51bU | SUP-1 | Wing WTW | Water treatment works loss recovery | Production Options | AWSRTS | Unconstrained | N |  |  | N | N | N | N | N | N | Losses already recovered to reservoir
51bU | WQS_03 | Improved treatment at Wing STW | Water treatment works capacity increase | Production Options | AWSRTS | Unconstrained | N |  |  | N | N | N | N | N | N | Treatment works losses recovered to reservoir
51bU | WQS_04 | Pitsford WTW treatment | Water treatment works capacity increase | Production Options | AWSRTS | Unconstrained | N |  |  | N | N | N | N | N | N | Current assets optimised to age and condition
51bU | WQS_10 | Improve Pillsgate WTW | Water treatment works capacity increase | Production Options | AWSRTS | Unconstrained | N |  |  | N | N | N | N | N | N | Current assets optimised to age and condition
51aU | 01b-0266 | Reduce dead storage Grafham Water | Groundwater enhancement | Resource Options | AWSRTS | Unconstrained | N |  |  | N | N | N | N | N | N | High risk of failure, and potential DO from reduction in dead storage not thought to be significant.
51aU | 01b-0267 | Maximise refill opportunity for reservoirs (Grafham etc) | Groundwater enhancement | Resource Options | AWSRTS | Unconstrained | N |  |  | N | N | N | N | N | N | Pumping capacity meets current licence capacities so no further capacity is required. Engineering capacity exists, but no useful severe drought yield. See 2011/12 reservoirs report.
51aU | 01c-0270 | Dredging - Grafham Water | Groundwater enhancement | Resource Options | AWSRTS | Unconstrained | N |  |  | N | N | N | N | N | N | Not feasible due to results of the bathymetric surveys
51aU | 01c-0271 | Grafham Water | Groundwater enhancement | Resource Options | AWSRTS | Unconstrained | N |  |  | N | N | N | N | N | N | Very small increase in yield relative to cost. Logistically difficult to implement as reservoir would need to br drawn down to low level during the project, which could take several seasons. Risk outweighs the benefit.
51aU | 01d-0272 | Ruthamford South New Reservoir | New reservoir | Resource Options | AWSRTS | Unconstrained | N |  |  | N | N | N | N | N | N | Superseded by Lincolnshire res
51aU | 01e-0273 | Clapham reservoir | New reservoir | Resource Options | AWSRTS | Unconstrained | N |  |  | N | N | N | N | N | N | Superseded by Lincolnshire res
51cU | 02a-1007 | Ruthamford North RZ Transfer | Internal potable transfer | Distribution Options | AWSRTS | Unconstrained | N |  |  | N | N | N | N | N | N | Alternatives developed
51cU | 02a-1062 | Brickhill Copse- Sundon | Internal potable transfer | Distribution Options | AWSRTS | Unconstrained | N |  |  | N | N | N | N | N | N | Not modelled-supply and demand data deemed option not required
51aU | 02a-1205 | Affinity reverse transfer to Ruthamford South WRZ (trading Great Ouse Water Act) | Licence trading | Resource Options | AWSRTS | Unconstrained | Y |  |  | N | N | N | N | N | N | Option not sufficiently mature to define costs or DO.
51cU | 02a-1216a | Meppershall WTW- Grafham WTW | Internal potable transfer | Distribution Options | AWSRTS | Unconstrained | N |  |  | N | N | N | N | N | N | Not modelled-supply and demand data deemed option not required
51cU | 02a-1216b | Grafham WTW - Ampthill WR | Internal potable transfer | Distribution Options | AWSRTS | Unconstrained | N |  |  | N | N | N | N | N | N | Required option- refined, costings and capacities updated
51cU | 02a-1216c | Meppershall WTW - Ampthill WR | Internal potable transfer | Distribution Options | AWSRTS | Unconstrained | N |  |  | N | N | N | N | N | N | Required option- refined, costings and capacities updated
51cU | 02a-1237 | Ruthamford Central RZ Transfer | Internal potable transfer | Distribution Options | AWSRTS | Unconstrained | N |  |  | N | N | N | N | N | N | Alternatives developed
51aU | 02b-0276 | Grand Union to Great Ouse | External raw water bulk supply/transfer | Resource Options | AWSRTS | Unconstrained | Y |  |  | N | N | N | N | N | N | AFW SRO - potential for future option
51aU | 02b-1078 | Pitsford reservoir - Grafham reservoir | Internal raw water transfer | Resource Options | AWSRTS | Unconstrained | N |  |  | N | N | N | N | N | N | Water is connected via potable network and proposed transfers that provide further resilience
51cU | 02b-1079 | Ruthamford North WRZ via existing infrastructure | Internal potable transfer | Distribution Options | AWSRTS | Unconstrained | N |  |  | N | N | N | N | N | N | No longer required - superseded by potable transfer
51aU | 02b-1208 | Rutland to Ouse, Offord (for subsequent partial transfer to Grafham and remainder to flow to Fenland) | External raw water bulk supply/transfer | Resource Options | AWSRTS | Unconstrained | Y |  |  | N | N | N | N | N | N | Option breaches unalterale planning constraint, and is not promotable on sustainability
51aU | 02b-1209 | Ouse, Offord - Grafham | External raw water bulk supply/transfer | Resource Options | AWSRTS | Unconstrained | Y |  |  | N | N | N | N | N | N | This transfer exists and is included within existing licence for the Grafham Raising and New Ruthamford South reservoir options which supersedes the raw water transfer option
51aU | 03a-0278 | Huntingdon water reuse | Water reuse | Resource Options | AWSRTS | Unconstrained | N |  |  | N | N | N | N | N | N | Resource is supporting river flow
51aU | 03b-0279 | Milton Keynes water reuse | Water reuse | Resource Options | AWSRTS | Unconstrained | N |  |  | N | N | N | N | N | N | Resource is supporting river flow
51aU | 04a-0280 | Pulloxhill Existing sources | New groundwater | Resource Options | AWSRTS | Unconstrained | N |  |  | N | N | N | N | N | N | No long term reliable resource available from groundwater in the region.
51aU | 04a-0281 | Maximising licences (Oolite/Woburn sands) | New groundwater | Resource Options | AWSRTS | Unconstrained | N |  |  | N | N | N | N | N | N | WFD assessment - no additional resource available
51aU | 05-0282 | 3rd party trade options | Licence trading | Resource Options | AWSRTS | Unconstrained | Y |  |  | N | N | N | N | N | N | Option not sufficiently mature to define costs or DO.
51aU | 05-0284 | Eon, Little Barford | Licence trading | Resource Options | AWSRTS | Unconstrained | Y |  |  | N | N | N | N | N | N | Option not sufficiently mature to define costs or DO.
51aU | 05-0285 | Industrial reclaimed water | Water reuse | Resource Options | AWSRTS | Unconstrained | N |  |  | N | N | N | N | N | N | Resource is supporting river flow
51aU | 06a-0286 | Clapham (peak only) - Grafham/Offord Group Licence (peak only) | New surface water | Resource Options | AWSRTS | Unconstrained | N |  |  | N | N | N | N | N | N | CAMS/ALS no resource available
51aU | 06a-0287 | Ouse - existing Thornborough abstraction River Ouse - existing intake | New surface water | Resource Options | AWSRTS | Unconstrained | N |  |  | N | N | N | N | N | N | Scheme is part of the rejected Foxcote recommissioning option
51aU | 06a-0288 | Ouse (Brownshill) | New surface water | Resource Options | AWSRTS | Unconstrained | N |  |  | N | N | N | N | N | N | CAMS/ALS no resource available
51aU | 06a-0289 | River Flit | New surface water | Resource Options | AWSRTS | Unconstrained | N |  |  | N | N | N | N | N | N | CAMS/ALS no resource available
51aU | 06a-0290 | River Ivel | New surface water | Resource Options | AWSRTS | Unconstrained | N |  |  | N | N | N | N | N | N | CAMS/ALS no resource available
51aU | 06a-0291 | River Ouzel | New surface water | Resource Options | AWSRTS | Unconstrained | N |  |  | N | N | N | N | N | N | CAMS/ALS no resource available
51aU | 06b-0292 | Charles Wells Bedford | New groundwater | Resource Options | AWSRTS | Unconstrained | N |  |  | N | N | N | N | N | N | CAMS/ALS no resource available
51aU | 06b-0293 | Clapham Abandoned boreholes | New groundwater | Resource Options | AWSRTS | Unconstrained | N |  |  | N | N | N | N | N | N | No long term reliable resource available from groundwater in the region.
51aU | 06b-0294 | new sources - Greensands, Clophill, Leighton Buzzard, Leighton Linslade | New groundwater | Resource Options | AWSRTS | Unconstrained | N |  |  | N | N | N | N | N | N | No long term reliable resource available from groundwater in the region.
51aU | 08a-0295 | Greensand ASR | Aquifer recharge/Aquifer storage recovery | Resource Options | AWSRTS | Unconstrained | N |  |  | N | N | N | N | N | N | Unsuitable hydrological conditions
51aU | 08b-0296 | Clapham infiltration system | New technology | Resource Options | AWSRTS | Unconstrained | N |  |  | N | N | N | N | N | N | Uncertain DO
51aU | 08b-0298 | River Gravels - Brampton | New technology | Resource Options | AWSRTS | Unconstrained | N |  |  | N | N | N | N | N | N | Uncertain DO
51aU | 08c-0299 | SUDS - Greensand - Ampthill/Flitwick | Aquifer recharge/Aquifer storage recovery | Resource Options | AWSRTS | Unconstrained | N |  |  | N | N | N | N | N | N | Uncertain DO
51aU | 08c-0300 | SUDS - Greensand - Biggleswade | Aquifer recharge/Aquifer storage recovery | Resource Options | AWSRTS | Unconstrained | N |  |  | N | N | N | N | N | N | High risk of failure due to uncertain DO
51aU | 08c-0301 | SUDS - Greensand - Leighton Buzzard | Aquifer recharge/Aquifer storage recovery | Resource Options | AWSRTS | Unconstrained | N |  |  | N | N | N | N | N | N | High risk of failure due to uncertain DO
51aU | 08c-0302 | SUDS - Greensand - Shefford | Aquifer recharge/Aquifer storage recovery | Resource Options | AWSRTS | Unconstrained | N |  |  | N | N | N | N | N | N | High risk of failure due to uncertain DO
51aU | 10a-0303 | Internal Drainage Boards | Licence trading | Resource Options | AWSRTS | Unconstrained | Y |  |  | N | N | N | N | N | N | High risk of failure due to uncertain DO
51aU | 10b-0304 | SUDS | New reservoir | Resource Options | AWSRTS | Unconstrained | N |  |  | N | N | N | N | N | N | Uncertain DO
51aU | 12a-0306 | Great Ouse Water Act (GOWA) operating rules - review | New surface water | Resource Options | AWSRTS | Unconstrained | N |  |  | N | N | N | N | N | N | High risk of failure. Complexity of waterway operating regime makes DO uncertain and unreliable.
51aU | 12a-0307 | River support - conjunctive use | Groundwater enhancement | Resource Options | AWSRTS | Unconstrained | N |  |  | N | N | N | N | N | N | River support has to be available for its primary purpose therefore DO is uncertain and unreliable.
51aU | 12b-0308 | Increase surface water treatment capacity to utilise high river flows | Groundwater enhancement | Resource Options | AWSRTS | Unconstrained | N |  |  | N | N | N | N | N | N | No significant groundwater resources are available
51aU | 14-0310 | Cambridge Water- to St Ives/Huntingdon | Licence trading | Resource Options | AWSRTS | Unconstrained | Y |  |  | N | N | N | N | N | N | No resource available
51aU | 14-0312 | Thames Water- Mursley | Licence trading | Resource Options | AWSRTS | Unconstrained | Y |  |  | N | N | N | N | N | N | Option not sufficiently mature to define costs or DO.
51aU | 14-0313 | Thames Water reservoir | Licence trading | Resource Options | AWSRTS | Unconstrained | Y |  |  | N | N | N | N | N | N | Option not sufficiently mature to define costs or DO.
51cU | 15-0314 | Rail | Internal potable transfer | Distribution Options | AWSRTS | Unconstrained | N |  |  | N | N | N | N | N | N | Rejected due to weather and reliability issues, and due to traffic impacts
51cU | 15-0315 | Road | Internal potable transfer | Distribution Options | AWSRTS | Unconstrained | N |  |  | N | N | N | N | N | N | Road Tankering rejected due to capacity required would not be feasible via road
51aU | 18-0318 | Wyboston Lakes | New reservoir | Resource Options | AWSRTS | Unconstrained | N |  |  | N | N | N | N | N | N | Superseded by Lincolnshire res
51aU | 20-0319 | Innovative options (international examples e.g. sea clouding) | New technology | Resource Options | AWSRTS | Unconstrained | N |  |  | N | N | N | N | N | N | Unproven technology
51dU | 20-0320 | Rainwater harvesting | Rainwater harvesting | Customer Options | AWSRTS | Unconstrained | N |  |  | N | N | N | N | N | N | Unproven technology, cost and yield
51aU | 2019_IRY01 | Reduce dead storage Ruthamford South Reservoir | Groundwater enhancement | Resource Options | AWSRTS | Unconstrained | N |  |  | N | N | N | N | N | N | Opportunity addressed by re-commissioning of reservoir option
51cU | BCTTW_03 | Trading/export to Affinity in Hitchin/Baldock area | Internal potable transfer | Distribution Options | AWSRTS | Unconstrained | N |  |  | N | N | N | N | N | N | No options identified at regional level
51cU | BCTTW_11 | Cambridge Water export from Grafham | Internal potable transfer | Distribution Options | AWSRTS | Unconstrained | N |  |  | N | N | N | N | N | N | Alternatives developed
51cU | BCTTW_24 | Meppershall Connectivity | Internal potable transfer | Distribution Options | AWSRTS | Unconstrained | N |  |  | N | N | N | N | N | N | Resolved
51cU | BCTTW_25 | Grafham WTW-Bedford- Transfer | Internal potable transfer | Distribution Options | AWSRTS | Unconstrained | N |  |  | N | N | N | N | N | N | Reduce capability at Grafham
51cU | BCTTW_26 | Bedford-southern boreholes connectivity | Internal potable transfer | Distribution Options | AWSRTS | Unconstrained | N |  |  | N | N | N | N | N | N | No deficit
51aU | CMS_06 | CM - Ruthamford-farmers partnership (nitrates) | Catchment management | Resource Options | AWSRTS | Unconstrained | N |  |  | N | N | N | N | N | N | Nitrate plans are managed through catchment liaison partnerships
51aU | DRA_02 | Abstraction from canals | New surface water | Resource Options | AWSRTS | Unconstrained | N |  |  | N | N | N | N | N | N | CAMS/ALS no resource available
51aU | DRA_03 | Recommissioning of Foxcote STW | New surface water | Resource Options | AWSRTS | Unconstrained | N |  |  | N | N | N | N | N | N | Probably incorrectly named option
51aU | DRA_05 | Bedford water abstraction | New surface water | Resource Options | AWSRTS | Unconstrained | N |  |  | N | N | N | N | N | N | CAMS/ALS no resource available
51aU | DRA_12 | Pumping upgrade at Offord | New surface water | Resource Options | AWSRTS | Unconstrained | N |  |  | N | N | N | N | N | N | CAMS/ALS no resource available
51aU | NR_03 | Meppershall/Dunton raw water storage | New reservoir | Resource Options | AWSRTS | Unconstrained | N |  |  | N | N | N | N | N | N | Unsuitable as these are groundwater treatment works
51aU | NR_04 | Bedford raw water storage | New reservoir | Resource Options | AWSRTS | Unconstrained | N |  |  | N | N | N | N | N | N | Superseded by Lincolnshire res
51aU | R2 | Great Bradley Reservoir | New reservoir | Resource Options | AWSRTS | Unconstrained | N |  |  | N | N | N | N | N | N | Superseded by Lincolnshire res
51aU | R8 | Grafham Reservoir | New reservoir | Resource Options | AWSRTS | Unconstrained | N |  |  | N | N | N | N | N | N | Insufficient information
51aU | RESIY_10 | Pulloxhill licensing | Groundwater enhancement | Resource Options | AWSRTS | Unconstrained | N |  |  | N | N | N | N | N | N | Licence constraints
51bU | RW_115 | Newspring WTW STW Instrument Recovery | Water treatment works loss recovery | Production Options | AWSRTS | Unconstrained | N |  |  | N | N | N | N | N | N | Issue with reg 31 materials in contact approval
51bU | RW_116 | Pulloxhill WTW Instrument Recovery | Water treatment works loss recovery | Production Options | AWSRTS | Unconstrained | N |  |  | N | N | N | N | N | N | Issue with reg 31 materials in contact approval
51bU | RW_121 | Bedford WTW Instrument Recovery | Water treatment works loss recovery | Production Options | AWSRTS | Unconstrained | N |  |  | N | N | N | N | N | N | Issue with reg 31 materials in contact approval
51bU | RW_122 | Dunton WTW Instrument Recovery | Water treatment works loss recovery | Production Options | AWSRTS | Unconstrained | N |  |  | N | N | N | N | N | N | Issue with reg 31 materials in contact approval
51aU | RW-207 | Bedford | Water reuse | Resource Options | AWSRTS | Unconstrained | N |  |  | N | N | N | N | N | N | Resource is supporting river flow
51aU | RW-208 | Chalton | Water reuse | Resource Options | AWSRTS | Unconstrained | N |  |  | N | N | N | N | N | N | Resource is supporting river flow
51aU | RW-210 | Martson | Water reuse | Resource Options | AWSRTS | Unconstrained | N |  |  | N | N | N | N | N | N | Resource is supporting river flow
51aU | RW-214 | Cotton Valley (Milton Keynes) | Water reuse | Resource Options | AWSRTS | Unconstrained | N |  |  | N | N | N | N | N | N | Resource is supporting river flow
51aU | RW-215 | Huntingdon (Godmanchester) to Grafham Reservoir | Water reuse | Resource Options | AWSRTW | Unconstrained | N |  |  | N | N | N | N | N | N | Resource is supporting river flow
51bU | WQS_05 | Grafham WTW treatment | Water treatment works capacity increase | Production Options | AWSRTW | Unconstrained | N |  |  | N | N | N | N | N | N | Current assets optimised to age and condition
51bU | WQS_06 | Nitrate removal plant at Bedford WTW | Water treatment works capacity increase | Production Options | AWSRTW | Unconstrained | N |  |  | N | N | N | N | N | N | Combined in WRMP24 preferred option RTS21 - Clapham surface water treatment enhancement
51bU | WQS_07 | Upgrade Meppershall WTW | Water treatment works capacity increase | Production Options | AWSRTW | Unconstrained | N |  |  | N | N | N | N | N | N | Current assets optimised to age and condition
51aU | 01c-0268 | Dredging - Ruthamford West reservoir | Groundwater enhancement | Resource Options | AWSRTW | Unconstrained | N |  |  | N | N | N | N | N | N | Not feasible due to results of the bathymetric surveys
51aU | 01c-0269 | Foxcote Reservoir | Groundwater enhancement | Resource Options | AWSRTW | Unconstrained | N |  |  | N | N | N | N | N | N | Foxcote is within an environmentally sensitive area - high risk of failure due to WFD deteriration from recommissioning reservoir
51aU | 01e-0264 | Recommission Ruthamford West Reservoir WTW | New reservoir | Resource Options | AWSRTW | Unconstrained | N |  |  | N | N | N | N | N | N | Very low yield and complex water quality issues.
51aU | 01e-0274 | Ruthamford West Reservoir reservoir extension | New reservoir | Resource Options | AWSRTW | Unconstrained | N |  |  | N | N | N | N | N | N | Very low yield and complex water quality issues.
51cU | 02a-1059 | Ruthamford North RZ Transfer | Internal potable transfer | Distribution Options | AWSRTW | Unconstrained | N |  |  | N | N | N | N | N | N | Alternatives developed
51cU | 02a-1060 | Ecton WB - Salcey WR | Internal potable transfer | Distribution Options | AWSSHB | Unconstrained | N |  |  | N | N | N | N | N | N | Alternatives developed
51cU | 02a-1228a | Salcey WR -Deanshanger | Internal potable transfer | Distribution Options | AWSSHB | Unconstrained | N |  |  | N | N | N | N | N | N | Alternatives developed
51aU | 20-0727 | Innovative options (international examples e.g. sea clouding) | New technology | Resource Options | AWSSHB | Unconstrained | N |  |  | N | N | N | N | N | N | Unproven technology
51dU | 20-0728 | Rainwater harvesting | Rainwater harvesting | Customer Options | AWSSHB | Unconstrained | N |  |  | N | N | N | N | N | N | Unproven technology, cost and yield
51aU | 2019_DRA01 | River Ouse - existing abstraction | New surface water | Resource Options | AWSSHB | Unconstrained | N |  |  | N | N | N | N | N | N | CAMS/ALS no resource available
51aU | NR10 | Fosscott Reservoir | New reservoir | Resource Options | AWSSUE | Unconstrained | N |  |  | N | N | N | N | N | N | No yield as standalone option.
51aU | 11b-0142 | Multiple Effect Distillation (MED) at the South Humber Bank | Desalination | Resource Options | AWSSUE | Unconstrained | N |  |  | N | N | N | N | N | N | Heat source no longer exists
51aU | DES_27a | Desalination Barge moored at Immingham Harbour - transfer to Elsham | Desalination | Resource Options | AWSSUE | Unconstrained | N |  |  | N | N | N | N | N | N | Offshore deslination provides no benefit over onshore options but carry greater risk.
51aU | DES_27b | Desalination Barge moored at Immingham Harbour - transfer to non potable hub | Desalination | Resource Options | AWSSUE | Unconstrained | N |  |  | N | N | N | N | N | N | Offshore deslination provides no benefit over onshore options but carry greater risk.
51aU | DES_43 | North / East of Immingham Port | Desalination | Resource Options | AWSSUE | Unconstrained | N |  |  | N | N | N | N | N | N | Unmitigatable risks associated with brackish and estuarial desalination
51aU | DES_45 | Brackish desalination on Ancholme | Desalination | Resource Options | AWSSUE | Unconstrained | N |  |  | N | N | N | N | N | N | Unmitigatable risks associated with brackish and estuarial desalination
51aU | 01b-0570 | Alton Water | Groundwater enhancement | Resource Options | AWSSUE | Unconstrained | N |  |  | N | N | N | N | N | N | Unreliable long term
51aU | 01c-0572 | Alton Water dredging | Groundwater enhancement | Resource Options | AWSSUE | Unconstrained | N |  |  | N | N | N | N | N | N | Not feasible due to results of the bathymetric surveys
51aU | 01c-0573 | Alton dam raising | Groundwater enhancement | Resource Options | AWSSUE | Unconstrained | N |  |  | N | N | N | N | N | N | Not feasible due to results of the bathymetric surveys
51aU | 01e-0574 | Suffolk Valleys | New reservoir | Resource Options | AWSSUE | Unconstrained | N |  |  | N | N | N | N | N | N | CAMS/ALS no resource available
51cU | 02a-1049 | Horkesley - Wherstead | Internal potable transfer | Distribution Options | AWSSUE | Unconstrained | N |  |  | N | N | N | N | N | N | Essex and Suffolk to develop North Suffolk reservoir. This option would compete for the same resource. No benefit to AW or regionally.
51cU | 02a-1069 | Sudbury WRZ Transfer | Internal potable transfer | Distribution Options | AWSSUE | Unconstrained | N |  |  | N | N | N | N | N | N | Alternatives developed
51cU | 02a-1211a | Great Horkesley WR - Raydon WTW | Internal potable transfer | Distribution Options | AWSSUE | Unconstrained | N |  |  | N | N | N | N | N | N | Alternatives developed
51cU | 02a-1211b | South Essex WRZ Transfer | Internal potable transfer | Distribution Options | AWSSUE | Unconstrained | N |  |  | N | N | N | N | N | N | Alternatives developed
51cU | 02a-1236a | Lt. Welnetham - Semer | Internal potable transfer | Distribution Options | AWSSUE | Unconstrained | N |  |  | N | N | N | N | N | N | Alternatives developed
51cU | 02a-1236b | Bury and Haverhill WRZ Transfer | Internal potable transfer | Distribution Options | AWSSUE | Unconstrained | N |  |  | N | N | N | N | N | N | Alternatives developed
51aU | 02b-1238 | Raw water transfer between Alton and Ardleigh | Internal raw water transfer | Resource Options | AWSSUE | Unconstrained | N |  |  | N | N | N | N | N | N | Doesn’t give resilience. And higher risk than potable South Essex to East Suffolk Transfer
51aU | 03a-0578-A | Ipswich Water Reuse | Water reuse | Resource Options | AWSSUE | Unconstrained | N |  |  | N | N | N | N | N | N | Alternatives developed
51bU | 03c-0579 | Alton WTW Washwater Recovery | Water treatment works loss recovery | Production Options | AWSSUE | Unconstrained | N |  |  | N | N | N | N | N | N | Resource is supporting river flow
51aU | 04b-0580 | Review group licences | New groundwater | Resource Options | AWSSUE | Unconstrained | N |  |  | N | N | N | N | N | N | No long term reliable resource available from groundwater in the region.
51aU | 04c-0581 | Great Wenham Abandoned East Suffolk WRZ sources back to supply | New groundwater | Resource Options | AWSSUE | Unconstrained | N |  |  | N | N | N | N | N | N | No long term reliable resource available from groundwater in the region.
51aU | 04c-0582 | Waddling Duck/Woodbridge/Kirby Rise/Baylham/Rushmere/Newborn Springs | New groundwater | Resource Options | AWSSUE | Unconstrained | N |  |  | N | N | N | N | N | N | No long term reliable resource available from groundwater in the region.
51aU | 05-0583 | Icebergs | New technology | Resource Options | AWSSUE | Unconstrained | N |  |  | N | N | N | N | N | N | Unproven technology
51aU | 05-0584 | Old sugar beet factory | Licence trading | Resource Options | AWSSUE | Unconstrained | Y |  |  | N | N | N | N | N | N | Option not sufficiently mature to define costs or DO.
51aU | 05-0585 | Suffolk Water Park (A14-Baylham) | Licence trading | Resource Options | AWSSUE | Unconstrained | Y |  |  | N | N | N | N | N | N | Option not sufficiently mature to define costs or DO.
51aU | 06a-0586 | Bucklesham Mill River - licence maximisation | New surface water | Resource Options | AWSSUE | Unconstrained | N |  |  | N | N | N | N | N | N | CAMS assessment shows no water available and current operation of licence is only under drought conditions. Increase in abstraction at Bucklesham will affect WFD no deterioration
51aU | 06a-0587 | River Stour - trade with Essex and Suffolk Water (Ardleigh or Alton via EOETs) | New surface water | Resource Options | AWSSUE | Unconstrained | N |  |  | N | N | N | N | N | N | CAMS/ALS no resource available
51aU | 06a-0588 | River Brett | New surface water | Resource Options | AWSSUE | Unconstrained | N |  |  | N | N | N | N | N | N | CAMS/ALS no resource available
51aU | 06a-0589 | River Deben | New surface water | Resource Options | AWSSUE | Unconstrained | N |  |  | N | N | N | N | N | N | CAMS/ALS no resource available
51aU | 06a-0590 | River Fynn | New surface water | Resource Options | AWSSUE | Unconstrained | N |  |  | N | N | N | N | N | N | CAMS/ALS no resource available
51aU | 06a-0591 | River Orwell | New surface water | Resource Options | AWSSUE | Unconstrained | N |  |  | N | N | N | N | N | N | CAMS/ALS no resource available
51aU | 06a-0800 | River Gipping (West Suffolk) | New surface water | Resource Options | AWSSUE | Unconstrained | N |  |  | N | N | N | N | N | N | CAMS/ALS no resource available
51aU | 06b-0592 | Felixstowe peninsula | New groundwater | Resource Options | AWSSUE | Unconstrained | N |  |  | N | N | N | N | N | N | High risk of saline intrusion in this region.
51aU | 06b-1243 | Use of gravel pits along the Gipping valley to support Bramford and Baylham existing abstractions (and Sproughton) | New groundwater | Resource Options | AWSSUE | Unconstrained | N |  |  | N | N | N | N | N | N | No long term reliable resource available from groundwater in the region.
51aU | 07-0446 | Sizewell Nuclear PS (with ESW) | Licence trading | Resource Options | AWSSUE | Unconstrained | Y |  |  | N | N | N | N | N | N | No resrouce available in neighbouring resource zones. Poor, small bore connectivity. Water quality mixing issues.
51aU | 07-0447 | Sizewell with ESW | Licence trading | Resource Options | AWSSUE | Unconstrained | Y |  |  | N | N | N | N | N | N | No resrouce available in neighbouring resource zones. Poor, small bore connectivity. Water quality mixing issues.
51aU | 07-0593 | Sizewell | Water reuse | Resource Options | AWSSUE | Unconstrained | N |  |  | N | N | N | N | N | N | Resource is supporting river flow
51aU | 08b-0596 | Ipswich | New technology | Resource Options | AWSSUE | Unconstrained | N |  |  | N | N | N | N | N | N | Uncertain DO
51aU | 08b-0597 | Woodbridge | New technology | Resource Options | AWSSUE | Unconstrained | N |  |  | N | N | N | N | N | N | Uncertain DO
51aU | 08b-0598 | Felixstowe | New technology | Resource Options | AWSSUE | Unconstrained | N |  |  | N | N | N | N | N | N | High risk of failure as DO is uncertain, and there are potential environmental risks.
51aU | 08c-0599 | Ipswich WRC (Stowmarket, Felixstowe, Woodbridge) | Aquifer recharge/Aquifer storage recovery | Resource Options | AWSSUE | Unconstrained | N |  |  | N | N | N | N | N | N | Unsuitable hydrological conditions
51aU | 08c-0600 | SUDS | Aquifer recharge/Aquifer storage recovery | Resource Options | AWSSUE | Unconstrained | N |  |  | N | N | N | N | N | N | Uncertain DO
51aU | 10a-0601 | IDBs-Suffolk Holistic group | Licence trading | Resource Options | AWSSUE | Unconstrained | Y |  |  | N | N | N | N | N | N | High risk of failure due to uncertain DO
51aU | 10b-0602 | SUDS | New reservoir | Resource Options | AWSSUE | Unconstrained | N |  |  | N | N | N | N | N | N | Uncertain DO
51aU | 11b-0604 | Other coastal locations | Desalination | Resource Options | AWSSUE | Unconstrained | N |  |  | N | N | N | N | N | N | High risk of failure due to uncertain DO
51aU | 12a-0605 | Optimise use of Alton resources and back off Colchester Chalk | Groundwater enhancement | Resource Options | AWSSUE | Unconstrained | N |  |  | N | N | N | N | N | N | Ardleigh with Colchester chalk is favoured over Alton
51aU | 12b-0606 | Alton Ipswich Conjunctive Use (Annual GW Licence) | Groundwater enhancement | Resource Options | AWSSUE | Unconstrained | N |  |  | N | N | N | N | N | N | Existing assets optimised to licence.
51aU | 12B-0606b | Alton Ipswich Conjunctive Use | Groundwater enhancement | Resource Options | AWSSUE | Unconstrained | N |  |  | N | N | N | N | N | N | EA unlikely to approve 2-year GW licence due to environmental damage
51aU | 14-0607 | Affinity East | Licence trading | Resource Options | AWSSUE | Unconstrained | Y |  |  | N | N | N | N | N | N | Option not sufficiently mature to define costs or DO.
51aU | 14-0813 | Essex and Suffolk - Abberton Trilogy | Licence trading | Resource Options | AWSSUE | Unconstrained | Y |  |  | N | N | N | N | N | N | Option not sufficiently mature to define costs or DO.
51cU | 15-0608 | Tankering (Road) | Internal potable transfer | Distribution Options | AWSSUE | Unconstrained | N |  |  | N | N | N | N | N | N | Road Tankering rejected due to capacity required would not be feasible via road
51aU | 15-0609 | Sea tanker to Felixstowe Port transfer to Alton WTW (TBC by AW) [AW scheme name: Tankering (sea)] | International import | Resource Options | AWSSUE | Unconstrained | Y |  |  | N | N | N | N | N | N | Felixstowe port not suitable. Harwich developed instead.
51cU | 15-0814 | Tankering (rail) | Internal potable transfer | Distribution Options | AWSSUE | Unconstrained | N |  |  | N | N | N | N | N | N | Rejected due to weather and reliability issues, and due to traffic impacts
51cU | 15-0815 | Tankering (Road) | Internal potable transfer | Distribution Options | AWSSUE | Unconstrained | N |  |  | N | N | N | N | N | N | Road Tankering rejected due to capacity required would not be feasible via road
51aU | 15-1078 | Felixstowe Sea Tankering - pipelines to East Suffolk RZ | International import | Resource Options | AWSSUE | Unconstrained | Y |  |  | N | N | N | N | N | N | Felixstowe port not suitable. Harwich developed instead.
51aU | 18-0610 | Private lakes and gravel pits identified above | Groundwater enhancement | Resource Options | AWSSUE | Unconstrained | N |  |  | N | N | N | N | N | N | None identified as part of the Private Lakes and Reservoir study
51aU | 18-0611 | Baylham - Gipping Valley | New reservoir | Resource Options | AWSSUE | Unconstrained | N |  |  | N | N | N | N | N | N | CAMS/ALS no resource available
51aU | 18-0612 | Gravel Pit exploitation (Claydon/Sproughton/Blakenham) - Gipping Valley | New reservoir | Resource Options | AWSSUE | Unconstrained | N |  |  | N | N | N | N | N | N | Low yield benefit in conjunction with Alton
51aU | 19-0613 | HMS Gangas (Shotley) | New groundwater | Resource Options | AWSSUE | Unconstrained | N |  |  | N | N | N | N | N | N | No long term reliable resource available from groundwater in the region.
51aU | 19-0614 | Other MOD sites (Wattisham) | Licence trading | Resource Options | AWSSUE | Unconstrained | Y |  |  | N | N | N | N | N | N | Option not sufficiently mature to define costs or DO.
51aU | 20-0615 | Innovative options (international examples e.g. sea clouding) | New technology | Resource Options | AWSSUE | Unconstrained | N |  |  | N | N | N | N | N | N | Unproven technology
51dU | 20-0616 | Rainwater harvesting | Rainwater harvesting | Customer Options | AWSSUE | Unconstrained | N |  |  | N | N | N | N | N | N | Unproven technology, cost and yield
51aU | 20-0818 | Innovative options (international examples e.g. sea clouding) | New technology | Resource Options | AWSSUE | Unconstrained | N |  |  | N | N | N | N | N | N | Unproven technology
51aU | 21-0617 | EOETs & GOGS review | External raw water bulk supply/transfer | Resource Options | AWSSUE | Unconstrained | Y |  |  | N | N | N | N | N | N | Unproven technology, cost and yield
51aU | 21-0618 | EOETs optimisation (+ trade with Essex and Suffolk Water) | External raw water bulk supply/transfer | Resource Options | AWSSUE | Unconstrained | Y |  |  | N | N | N | N | N | N | Option not sufficiently mature to define costs or DO.
51cU | BCTTW_16 | Raydon SPA reinforcement | Internal potable transfer | Distribution Options | AWSSUE | Unconstrained | N |  |  | N | N | N | N | N | N | No option identified at regional level
51aU | CMS_09 | CM - Westerfield BHs - farmer partnership (nitrates) | Catchment management | Resource Options | AWSSUE | Unconstrained | N |  |  | N | N | N | N | N | N | Already actioned by catchment liaison
51aU | CUOS_01 | Baylham nickel blend optimisation | Groundwater enhancement | Resource Options | AWSSUE | Unconstrained | N |  |  | N | N | N | N | N | N | Existing abstractions optimised - licence constraining
51aU | DES_12a | Desalination Barge moored at Felixstowe Harbour | Desalination | Resource Options | AWSSUE | Unconstrained | N |  |  | N | N | N | N | N | N | Unmitigatable risks associated with brackish and estuarial desalination
51aU | GS_02 | Raydon sources | New groundwater | Resource Options | AWSSUE | Unconstrained | N |  |  | N | N | N | N | N | N | No long term reliable resource available from groundwater in the region.
51bU | RW_04 | Alton WTW Instrument Recovery | Water treatment works loss recovery | Production Options | AWSSUE | Unconstrained | N |  |  | N | N | N | N | N | N | Issue with reg 31 materials in contact approval
51aU | RW_05 | Alton WTW Sample taps Recovery | Water reuse | Resource Options | AWSSUE | Unconstrained | N |  |  | N | N | N | N | N | N | Issue with reg 31 materials in contact approval
51bU | RW_06 | Whitton WTW Instrument Recovery | Water treatment works loss recovery | Production Options | AWSSUE | Unconstrained | N |  |  | N | N | N | N | N | N | Issue with reg 31 materials in contact approval
51aU | RW_07 | Whitton WTW Washwater Recovery | Water reuse | Resource Options | AWSSUE | Unconstrained | N |  |  | N | N | N | N | N | N | Not identified as an option in Backwash recovery site by site review
51aU | RW_08 | Baylham WTW Washwater Recovery | Water reuse | Resource Options | AWSSUE | Unconstrained | N |  |  | N | N | N | N | N | N | Not identified as an option in Backwash recovery site by site review
51bU | RW_09 | Belstead WTW Instrument Recovery | Water treatment works loss recovery | Production Options | AWSSUE | Unconstrained | N |  |  | N | N | N | N | N | N | Issue with reg 31 materials in contact approval
51aU | RW_10 | Belstead WTW Washwater Recovery | Water reuse | Resource Options | AWSSUE | Unconstrained | N |  |  | N | N | N | N | N | N | Not identified as an option in Backwash recovery site by site review
51bU | RW_11 | Pettistree WTW Instrument Recovery | Water treatment works loss recovery | Production Options | AWSSUE | Unconstrained | N |  |  | N | N | N | N | N | N | Issue with reg 31 materials in contact approval
51aU | RW_12 | Pettistree WTW Washwater Recovery | Water reuse | Resource Options | AWSSUE | Unconstrained | N |  |  | N | N | N | N | N | N | Not identified as an option in Backwash recovery site by site review
51aU | RW_129 | East Suffolk WRZ Reclamation | Water reuse | Resource Options | AWSSUE | Unconstrained | N |  |  | N | N | N | N | N | N | None identified
51aU | RW_13 | Rushbrooke BHs Washwater Recovery | Water reuse | Resource Options | AWSSUT | Unconstrained | N |  |  | N | N | N | N | N | N | Not identified as an option in Backwash recovery site by site review
51aU | RW_14 | Ixworth WTW Washwater Recovery | Water reuse | Resource Options | AWSSUT | Unconstrained | N |  |  | N | N | N | N | N | N | Not identified as an option in Backwash recovery site by site review
51bU | RW_18 | Winston WTW Instrument Recovery | Water treatment works loss recovery | Production Options | AWSSUT | Unconstrained | N |  |  | N | N | N | N | N | N | Issue with reg 31 materials in contact approval
51aU | RW_19 | Winston WTW Washwater Recovery | Water reuse | Resource Options | AWSSUT | Unconstrained | N |  |  | N | N | N | N | N | N | Not identified as an option in Backwash recovery site by site review
51bU | RW_31 | Semer WTW Instrument Recovery | Water treatment works loss recovery | Production Options | AWSSUT | Unconstrained | N |  |  | N | N | N | N | N | N | Issue with reg 31 materials in contact approval
51aU | RW_32 | Semer WTW Washwater Recovery | Water reuse | Resource Options | AWSSUT | Unconstrained | N |  |  | N | N | N | N | N | N | Not identified as an option in Backwash recovery site by site review
51bU | SUP-8 | Alton WTW | Water treatment works loss recovery | Production Options | AWSSUT | Unconstrained | N |  |  | N | N | N | N | N | N | No DO benefit
51aU | 01e-0521 | Thetford Forest | New reservoir | Resource Options | AWSSUT | Unconstrained | N |  |  | N | N | N | N | N | N | CAMS/ALS no resource available
51cU | 02a-1072 | Bury and Haverhill RZ transfer | Internal potable transfer | Distribution Options | AWSSUT | Unconstrained | N |  |  | N | N | N | N | N | N | RZ No longer exists
51cU | 02a-1073 | North Norfolk Rural RZ transfer | Internal potable transfer | Distribution Options | AWSSUT | Unconstrained | N |  |  | N | N | N | N | N | N | RZ No longer exists
51cU | 02a-1240b | Stanton reservoir - Barnham cross | Internal potable transfer | Distribution Options | AWSSUT | Unconstrained | N |  |  | N | N | N | N | N | N | Alternatives developed
51aU | 03a-0530 | Thetford Water Reuse | Water reuse | Resource Options | AWSSWC | Unconstrained | N |  |  | N | N | N | N | N | N | Resource is supporting river flow
51aU | 05-0538 | Thetford/Eye Power Stations reuse | Water reuse | Resource Options | AWSSWC | Unconstrained | N |  |  | N | N | N | N | N | N | Resource is supporting river flow
51aU | 06a-0545 | River Thet | New surface water | Resource Options | AWSSWC | Unconstrained | N |  |  | N | N | N | N | N | N | CAMS/ALS no resource available
51aU | 14-0558 | Cambridge Water | Licence trading | Resource Options | AWSSWC | Unconstrained | Y |  |  | N | N | N | N | N | N | Option not sufficiently mature to define costs or DO.
51dU | 20-0839 | Rainwater harvesting | Rainwater harvesting | Customer Options | AWSSWC | Unconstrained | N |  |  | N | N | N | N | N | N | Demand management option
51aU | 21-0620 | GOGS (Thet/Little Ouse) | Licence trading | Resource Options | AWSSWC | Unconstrained | Y |  |  | N | N | N | N | N | N | Option not sufficiently mature to define costs or DO.
51cU | BCTTW_32 | Cambridge Water-Thetford-Trade | Internal potable transfer | Distribution Options | AWSSWC | Unconstrained | N |  |  | N | N | N | N | N | N | Expensive - Cambridge also have sustainability reductions
51aU | JR_03 | MOD Boreholes in Thetford Forest | Licence trading | Resource Options | AWSSWC | Unconstrained | Y |  |  | N | N | N | N | N | N | Option not sufficiently mature to define costs or DO.Nitrate issues at Lakenham and Elvedon
51cU | 02a-1015 | Kennet, village - Kirtling Green | Internal potable transfer | Distribution Options | AWSSWC | Unconstrained | N |  |  | N | N | N | N | N | N | EOETS-related links that were in WRE but are not in scope of WRMP RWT section
51cU | 02a-1038 | Fenland WRZ Transfer | Internal potable transfer | Distribution Options | AWSSWC | Unconstrained | N |  |  | N | N | N | N | N | N | Alternatives developed
51cU | 02a-1040 | Newmarket RZ transfer | Internal potable transfer | Distribution Options | AWSSWC | Unconstrained | N |  |  | N | N | N | N | N | N | Alternatives developed
51cU | 02a-1041 | Newmarket WRZ transfer | Internal potable transfer | Distribution Options | AWSSWC | Unconstrained | N |  |  | N | N | N | N | N | N | RZ No longer exists
51cU | 02a-1042 | Bury and Haverhill WRZ transfer | Internal potable transfer | Distribution Options | AWSSWC | Unconstrained | N |  |  | N | N | N | N | N | N | RZ No longer exists
51cU | 02a-1043 | Ely WRZ transfer | Internal potable transfer | Distribution Options | AWSSWC | Unconstrained | N |  |  | N | N | N | N | N | N | RZ No longer exists
51cU | 02a-1044 | Bury and Haverhill WRZ Transfer | Internal potable transfer | Distribution Options | AWSSWC | Unconstrained | N |  |  | N | N | N | N | N | N | Alternatives developed
51cU | 02a-1045 | Rushbrooke - Little Saxham | Internal potable transfer | Distribution Options | AWSSWC | Unconstrained | N |  |  | N | N | N | N | N | N | Alternatives developed
51cU | 02a-1046 | Little Welnetham - Rushbrooke | Internal potable transfer | Distribution Options | AWSSWC | Unconstrained | N |  |  | N | N | N | N | N | N | Alternatives developed
51cU | 02a-1047 | Wherstead - Little Welnetham | Internal potable transfer | Distribution Options | AWSSWC | Unconstrained | N |  |  | N | N | N | N | N | N | Alternatives developed
51cU | 02a-1050 | South Essex WRZ Transfer | Internal potable transfer | Distribution Options | AWSSWC | Unconstrained | N |  |  | N | N | N | N | N | N | Alternatives developed
51cU | 02a-1055 | Thetford WRZ Transfer | Internal potable transfer | Distribution Options | AWSSWC | Unconstrained | N |  |  | N | N | N | N | N | N | Existing transfer to Bury St Edmunds from Thetford. Surplus in Thetford transferred to Ixworth WRZ to meet deficits there. Any residual surplus could be transferred via existing link. Therefore this option was not modelled.
51cU | 02a-1057 | Sudbury WRZ Transfer | Internal potable transfer | Distribution Options | AWSSWC | Unconstrained | N |  |  | N | N | N | N | N | N | Alternatives developed
51cU | 02a-1064 | Cheveley WRZ transfer | Internal potable transfer | Distribution Options | AWSSWC | Unconstrained | N |  |  | N | N | N | N | N | N | RZ no longer exists
51cU | 02a-1065 | Newmarket WRZ transfer | Internal potable transfer | Distribution Options | AWSSWC | Unconstrained | N |  |  | N | N | N | N | N | N | RZ no longer exists
51cU | 02a-1065a | Little Saxham - Rushbrooke - Lt Welnetham | Internal potable transfer | Distribution Options | AWSSWC | Unconstrained | N |  |  | N | N | N | N | N | N | Not modelled-supply and demand data deemed option not required
51cU | 02a-1068 | Central Essex WRZ Transfer | Internal potable transfer | Distribution Options | AWSSWC | Unconstrained | N |  |  | N | N | N | N | N | N | Surplus is <5Ml/d and not part of a strategic trasnfer route.
51cU | 02a-1070 | Bury and Haverhill RZ transfer | Internal potable transfer | Distribution Options | AWSSWC | Unconstrained | N |  |  | N | N | N | N | N | N | Final planning scenario - no deficit in Sudbury
51cU | 02a-1071 | Cheveley WRZ transfer | Internal potable transfer | Distribution Options | AWSSWC | Unconstrained | N |  |  | N | N | N | N | N | N | RZ no longer exists
51cU | 02a-1074 | South Essex RZ Transfer | Internal potable transfer | Distribution Options | AWSSWC | Unconstrained | N |  |  | N | N | N | N | N | N | Final planning scenario - no deficit in Sudbury
51cU | 02a-1077 | Central Essex RZ Transfer | Internal potable transfer | Distribution Options | AWSSWC | Unconstrained | N |  |  | N | N | N | N | N | N | Final planning scenario - no deficit in Sudbury
51cU | 02a-1212a | East Suffolk WRZ transfer | Internal potable transfer | Distribution Options | AWSSWC | Unconstrained | N |  |  | N | N | N | N | N | N | Alternatives developed
51cU | 02a-1212b | Semer WTW - Little Welnetham WR | Internal potable transfer | Distribution Options | AWSSWC | Unconstrained | N |  |  | N | N | N | N | N | N | Alternatives developed
51cU | 02a-1213 | Ruthamford North RZ Transfer | Internal potable transfer | Distribution Options | AWSSWC | Unconstrained | N |  |  | N | N | N | N | N | N | Alternatives developed
51cU | 02a-1214 | Ruthamford South WRZ transfer | Internal potable transfer | Distribution Options | AWSSWC | Unconstrained | N |  |  | N | N | N | N | N | N | Alternatives developed
51cU | 02a-1239a | Thetford WRZ Transfer | Internal potable transfer | Distribution Options | AWSSWC | Unconstrained | N |  |  | N | N | N | N | N | N | Alternatives developed
51cU | 02a-1239b | Ixworth (Stanton Res) - lt Welnetham | Internal potable transfer | Distribution Options | AWSSWC | Unconstrained | N |  |  | N | N | N | N | N | N | Alternatives developed
51cU | 02a-1240a | Bury and Haverhill WRZ Transfer | Internal potable transfer | Distribution Options | AWSSWC | Unconstrained | N |  |  | N | N | N | N | N | N | Alternatives developed
51aU | 02b-0702 | Trent to Rutland to Fenland transfer (Fenland res) (and storage) | External raw water bulk supply/transfer | Resource Options | AWSSWC | Unconstrained | Y |  |  | N | N | N | N | N | N | Alternatives developed
51aU | 02b-1016 | River Stour - River Pant/Blackwater | External raw water bulk supply/transfer | Resource Options | AWSSWC | Unconstrained | N |  |  | N | N | N | N | N | N | Alternatives developed
51aU | 03a-0784 | Bury St Edmunds Water reuse | Water reuse | Resource Options | AWSSWC | Unconstrained | N |  |  | N | N | N | N | N | N | Resource is supporting river flow
51aU | 03a-0785 | Haverhill Water reuse | Water reuse | Resource Options | AWSSWC | Unconstrained | N |  |  | N | N | N | N | N | N | Resource is supporting river flow
51aU | 03b-0703 | Ely water reuse | Water reuse | Resource Options | AWSSWC | Unconstrained | N |  |  | N | N | N | N | N | N | Resource is supporting river flow
51aU | 03b-0733 | Newmarket Water reuse | Water reuse | Resource Options | AWSSWC | Unconstrained | N |  |  | N | N | N | N | N | N | Resource is supporting river flow
51aU | 03b-0757 | Cheveley water reuse | Water reuse | Resource Options | AWSSWC | Unconstrained | N |  |  | N | N | N | N | N | N | Resource is supporting river flow
51aU | 03b-0826 | Sudbury Water reuse | Water reuse | Resource Options | AWSSWC | Unconstrained | N |  |  | N | N | N | N | N | N | Resource is supporting river flow
51aU | 04a-0704 | St Helena/others Ely groundwater | New groundwater | Resource Options | AWSSWC | Unconstrained | N |  |  | N | N | N | N | N | N | No long term reliable resource available from groundwater in the region.
51aU | 04b-0705 | Review group licences | New groundwater | Resource Options | AWSSWC | Unconstrained | N |  |  | N | N | N | N | N | N | No long term reliable resource available from groundwater in the region.
51aU | 04c-0788 | Ixworth unused borehole no 3 (W Suffolk) | New groundwater | Resource Options | AWSSWC | Unconstrained | N |  |  | N | N | N | N | N | N | No long term reliable resource available from groundwater in the region.
51aU | 04c-0789 | Little Welnethan (W Suffolk) Bury St Edmunds groundwater sources | New groundwater | Resource Options | AWSSWC | Unconstrained | N |  |  | N | N | N | N | N | N | WFD assessment - no additional resource available
51aU | 05-0706 | 3rd party trade options | Licence trading | Resource Options | AWSSWC | Unconstrained | Y |  |  | N | N | N | N | N | N | No new options or opportunities identified that are sufficiently well developed to define DO and cost.
51aU | 05-0708 | Mepal gravel pit development (Ely) | Licence trading | Resource Options | AWSSWC | Unconstrained | Y |  |  | N | N | N | N | N | N | No new options or opportunities identified that are sufficiently well developed to define DO and cost.
51aU | 05-0709 | Review discharge consents | Licence trading | Resource Options | AWSSWC | Unconstrained | Y |  |  | N | N | N | N | N | N | No new options or opportunities identified that are sufficiently well developed to define DO and cost.
51aU | 05-0734 | 3rd party trade options | Licence trading | Resource Options | AWSSWC | Unconstrained | Y |  |  | N | N | N | N | N | N | No new options or opportunities identified that are sufficiently well developed to define DO and cost.
51aU | 05-0735 | Internal Drainage Boards | Licence trading | Resource Options | AWSSWC | Unconstrained | Y |  |  | N | N | N | N | N | N | No new options or opportunities identified that are sufficiently well developed to define DO and cost.
51aU | 05-0736 | Jockey club (Newmarket) | Licence trading | Resource Options | AWSSWC | Unconstrained | Y |  |  | N | N | N | N | N | N | No new options or opportunities identified that are sufficiently well developed to define DO and cost.
51aU | 05-0737 | Review discharge consents | Licence trading | Resource Options | AWSSWC | Unconstrained | Y |  |  | N | N | N | N | N | N | No new options or opportunities identified that are sufficiently well developed to define DO and cost.
51aU | 05-0758 | 3rd party trade options | Licence trading | Resource Options | AWSSWC | Unconstrained | Y |  |  | N | N | N | N | N | N | No new options or opportunities identified that are sufficiently well developed to define DO and cost.
51aU | 05-0759 | Review discharge consents | Licence trading | Resource Options | AWSSWC | Unconstrained | Y |  |  | N | N | N | N | N | N | No new options or opportunities identified that are sufficiently well developed to define DO and cost.
51aU | 05-0790 | 3rd party trade options | Licence trading | Resource Options | AWSSWC | Unconstrained | Y |  |  | N | N | N | N | N | N | No new options or opportunities identified that are sufficiently well developed to define DO and cost.
51aU | 05-0791 | Chicken factory | Licence trading | Resource Options | AWSSWC | Unconstrained | Y |  |  | N | N | N | N | N | N | No new options or opportunities identified that are sufficiently well developed to define DO and cost.
51aU | 05-0792 | Forestry commission | Licence trading | Resource Options | AWSSWC | Unconstrained | Y |  |  | N | N | N | N | N | N | No new options or opportunities identified that are sufficiently well developed to define DO and cost.
51aU | 05-0793 | Green King/ Paul's Malt/ British Sugar | Licence trading | Resource Options | AWSSWC | Unconstrained | Y |  |  | N | N | N | N | N | N | No new options or opportunities identified that are sufficiently well developed to define DO and cost.
51aU | 05-0794 | Review discharge consents | Licence trading | Resource Options | AWSSWC | Unconstrained | Y |  |  | N | N | N | N | N | N | No new options or opportunities identified that are sufficiently well developed to define DO and cost.
51aU | 05-0795 | Rougham WRC (Bury St Edmunds) | Water reuse | Resource Options | AWSSWC | Unconstrained | N |  |  | N | N | N | N | N | N | No new options or opportunities identified that are sufficiently well developed to define DO and cost.
51aU | 05-0796 | Sugar beet factory | Licence trading | Resource Options | AWSSWC | Unconstrained | Y |  |  | N | N | N | N | N | N | No new options or opportunities identified that are sufficiently well developed to define DO and cost.
51aU | 05-0797 | Vegetable producers | Licence trading | Resource Options | AWSSWC | Unconstrained | Y |  |  | N | N | N | N | N | N | No new options or opportunities identified that are sufficiently well developed to define DO and cost.
51aU | 05-0827 | 3rd party trade options | Licence trading | Resource Options | AWSSWC | Unconstrained | Y |  |  | N | N | N | N | N | N | No new options or opportunities identified that are sufficiently well developed to define DO and cost.
51aU | 05-0828 | Review discharge consents | Licence trading | Resource Options | AWSSWC | Unconstrained | Y |  |  | N | N | N | N | N | N | No new options or opportunities identified that are sufficiently well developed to define DO and cost.
51aU | 06a-0710 | Bedford drain/Forty foot drain | New surface water | Resource Options | AWSSWC | Unconstrained | N |  |  | N | N | N | N | N | N | CAMS/ALS no resource available
51aU | 06a-0711 | Cut-off channel | New surface water | Resource Options | AWSSWC | Unconstrained | N |  |  | N | N | N | N | N | N | CAMS/ALS no resource available
51aU | 06a-0712 | Great Ouse (Ely) | New surface water | Resource Options | AWSSWC | Unconstrained | N |  |  | N | N | N | N | N | N | CAMS/ALS no resource available
51aU | 06a-0713 | Little Ouse | New surface water | Resource Options | AWSSWC | Unconstrained | N |  |  | N | N | N | N | N | N | CAMS assessment indicates that only a small quantity of water is available during winter
51aU | 06a-0714 | River Cam | New surface water | Resource Options | AWSSWC | Unconstrained | N |  |  | N | N | N | N | N | N | Not a resilient source, CAMS assessment shows that water is available at all flow values at AP1. Downstream, no water is available at any flow value (AP4) and water is only available in small quantities during winter (AP6)
51aU | 06a-0738 | River Cam | New surface water | Resource Options | AWSSWC | Unconstrained | N |  |  | N | N | N | N | N | N | Not a resilient source, CAMS assessment shows that water is available at all flow values at AP1. Downstream, no water is available at any flow value (AP4) and water is only available in small quantities during winter (AP6)
51aU | 06a-0739 | River Kennett (Newmarket) | New surface water | Resource Options | AWSSWC | Unconstrained | N |  |  | N | N | N | N | N | N | CAMS/ALS no resource available
51aU | 06a-0798 | River Lark | New surface water | Resource Options | AWSSWC | Unconstrained | N |  |  | N | N | N | N | N | N | CAMS assessment shows that water not available in the Lark .
51aU | 06a-0799 | Little Ouse | New surface water | Resource Options | AWSSWC | Unconstrained | N |  |  | N | N | N | N | N | N | CAMS assessment indicates that only a small quantity of water is available during winter
51aU | 06a-0801 | River Sapiston | New surface water | Resource Options | AWSSWC | Unconstrained | N |  |  | N | N | N | N | N | N | CAMS/ALS no resource available
51aU | 06a-0802 | River Thet | New surface water | Resource Options | AWSSWC | Unconstrained | N |  |  | N | N | N | N | N | N | CAMS assessment shows that only a small quantity of water is available during winter.
51aU | 06a-0829 | River Stour (Sudbury) | New surface water | Resource Options | AWSSWC | Unconstrained | N |  |  | N | N | N | N | N | N | CAMS/ALS no resource available
51aU | 06b-0740 | New groundwater source | New groundwater | Resource Options | AWSSWC | Unconstrained | N |  |  | N | N | N | N | N | N | No long term reliable resource available from groundwater in the region.
51aU | 06b-0760 | Groundwater source | New groundwater | Resource Options | AWSSWC | Unconstrained | N |  |  | N | N | N | N | N | N | No long term reliable resource available from groundwater in the region.
51aU | 06b-0830 | New groundwater resource | New groundwater | Resource Options | AWSSWC | Unconstrained | N |  |  | N | N | N | N | N | N | No long term reliable resource available from groundwater in the region.
51bU | 06b-1240 | Surface water treatment of River Stour near Haverhill | Water treatment works capacity increase | Production Options | AWSSWC | Unconstrained | N |  |  | N | N | N | N | N | N | CAMS/ALS no resource available
51aU | 06b-1242 | Ampton Lake waterbody as a source of water near Bury | New surface water | Resource Options | AWSSWC | Unconstrained | N |  |  | N | N | N | N | N | N | CAMS/ALS no resource available
51aU | 08a-0803 | Bury St Edmunds ASR | Aquifer recharge/Aquifer storage recovery | Resource Options | AWSSWC | Unconstrained | N |  |  | N | N | N | N | N | N | Poor hydrogeological setting with significant unconfined features indicate high risk of losing stored water.
51aU | 08b-0715 | Little Ouse | New technology | Resource Options | AWSSWC | Unconstrained | N |  |  | N | N | N | N | N | N | High risk of failure as DO is uncertain, and there are potential environmental risks.
51aU | 08b-0804 | Floodplain Ixworth | New technology | Resource Options | AWSSWC | Unconstrained | N |  |  | N | N | N | N | N | N | Uncertain DO
51aU | 08b-0805 | Little Ouse | New technology | Resource Options | AWSSWC | Unconstrained | N |  |  | N | N | N | N | N | N | High risk of failure as DO is uncertain, and there are potential environmental risks.
51aU | 08c-0716 | SUDS | Aquifer recharge/Aquifer storage recovery | Resource Options | AWSSWC | Unconstrained | N |  |  | N | N | N | N | N | N | High risk of failure due to uncertain DO
51aU | 10a-0717 | Environment Agency flood protection scheme (artificial recharge)/Internal Drainage Boards | Licence trading | Resource Options | AWSSWC | Unconstrained | Y |  |  | N | N | N | N | N | N | High risk of failure due to uncertain DO
51aU | 10a-0742 | Environment Agency flood protection scheme (artificial recharge)/Internal Drainage Boards | Licence trading | Resource Options | AWSSWC | Unconstrained | Y |  |  | N | N | N | N | N | N | Uncertainty over any additional DO compared to a normal reservoir. Currently evaluating opportunities using Black Sluice
51aU | 10a-0762 | Environment Agency flood protection scheme (artificial recharge)/Internal Drainage Boards | Licence trading | Resource Options | AWSSWC | Unconstrained | Y |  |  | N | N | N | N | N | N | High risk of failure due to uncertain DO
51aU | 10b-0718 | SUDS | New reservoir | Resource Options | AWSSWC | Unconstrained | N |  |  | N | N | N | N | N | N | High risk of failure due to uncertain DO
51aU | 10b-0743 | SUDS | New reservoir | Resource Options | AWSSWC | Unconstrained | N |  |  | N | N | N | N | N | N | High risk of failure due to uncertain DO
51aU | 10b-0763 | SUDS | New reservoir | Resource Options | AWSSWC | Unconstrained | N |  |  | N | N | N | N | N | N | High risk of failure due to uncertain DO
51aU | 10b-0832 | SUDS | New reservoir | Resource Options | AWSSWC | Unconstrained | N |  |  | N | N | N | N | N | N | High risk of failure due to uncertain DO
51aU | 12a-0808 | Conjunctive use combined with a transfer from another WRZ | Groundwater enhancement | Resource Options | AWSSWC | Unconstrained | N |  |  | N | N | N | N | N | N | High risk of failure due to uncertain DO
51aU | 13-0719 | Large scale Agricultural reservoirs | Licence trading | Resource Options | AWSSWC | Unconstrained | Y |  |  | N | N | N | N | N | N | Option not sufficiently mature to define costs or DO.
51aU | 13-0744 | Large scale Agricultural reservoirs | Licence trading | Resource Options | AWSSWC | Unconstrained | Y |  |  | N | N | N | N | N | N | Option not sufficiently mature to define costs or DO.
51aU | 13-0764 | Large scale Agricultural reservoirs | Licence trading | Resource Options | AWSSWC | Unconstrained | Y |  |  | N | N | N | N | N | N | Option not sufficiently mature to define costs or DO.
51aU | 13-0809 | Large scale Agricultural reservoirs | Licence trading | Resource Options | AWSSWC | Unconstrained | Y |  |  | N | N | N | N | N | N | Option not sufficiently mature to define costs or DO.
51aU | 13-0833 | Large scale Agricultural reservoirs | Licence trading | Resource Options | AWSSWC | Unconstrained | Y |  |  | N | N | N | N | N | N | Option not sufficiently mature to define costs or DO.
51aU | 14-0720 | Cambridge Water | Licence trading | Resource Options | AWSSWC | Unconstrained | Y |  |  | N | N | N | N | N | N | As part of the Ouse Working Group options were not identified for specific trades in Ely.
51aU | 14-0721 | EOETS/storage | Licence trading | Resource Options | AWSSWC | Unconstrained | Y |  |  | N | N | N | N | N | N | As part of the Ouse Working Group options were not identified for specific trades in Ely.
51aU | 14-0745 | Cambridge Water | Licence trading | Resource Options | AWSSWC | Unconstrained | Y |  |  | N | N | N | N | N | N | As part of the Ouse Working Group options were not identified for specific trades in Ely.
51aU | 14-0765 | Cambridge Water | Licence trading | Resource Options | AWSSWC | Unconstrained | Y |  |  | N | N | N | N | N | N | As part of the Ouse Working Group options were not identified for specific trades in Ely.
51aU | 14-0810 | Affinity (East and Central) | Licence trading | Resource Options | AWSSWC | Unconstrained | Y |  |  | N | N | N | N | N | N | No resource available, therefore rejected
51aU | 14-0811 | Cambridge WRC reuse pumping to River Stour | Water reuse | Resource Options | AWSSWC | Unconstrained | N |  |  | N | N | N | N | N | N | Cambridge WRC provides flow to river Great Ouse
51aU | 14-0812 | Cambridge Water | Licence trading | Resource Options | AWSSWC | Unconstrained | Y |  |  | N | N | N | N | N | N | Option not sufficiently mature to define costs or DO.
51cU | 15-0722 | Tankering (rail) | Internal potable transfer | Distribution Options | AWSSWC | Unconstrained | N |  |  | N | N | N | N | N | N | Rejected due to weather and reliability issues, and due to traffic impacts
51cU | 15-0723 | Tankering (road) | Internal potable transfer | Distribution Options | AWSSWC | Unconstrained | N |  |  | N | N | N | N | N | N | Road Tankering rejected due to capacity required would not be feasible via road
51cU | 15-0746 | Tankering (rail) | Internal potable transfer | Distribution Options | AWSSWC | Unconstrained | N |  |  | N | N | N | N | N | N | Rejected due to weather and reliability issues, and due to traffic impacts
51cU | 15-0747 | Tankering (Road) | Internal potable transfer | Distribution Options | AWSSWC | Unconstrained | N |  |  | N | N | N | N | N | N | Road Tankering rejected due to capacity required would not be feasible via road
51cU | 15-0766 | Tankering (rail) | Internal potable transfer | Distribution Options | AWSSWC | Unconstrained | N |  |  | N | N | N | N | N | N | Rejected due to weather and reliability issues, and due to traffic impacts
51cU | 15-0767 | Tankering (Road) | Internal potable transfer | Distribution Options | AWSSWC | Unconstrained | N |  |  | N | N | N | N | N | N | Road Tankering rejected due to capacity required would not be feasible via road
51cU | 15-0834 | Tankering (rail) | Internal potable transfer | Distribution Options | AWSSWC | Unconstrained | N |  |  | N | N | N | N | N | N | Rejected due to weather and reliability issues, and due to traffic impacts
51cU | 15-0835 | Tankering (Road) | Internal potable transfer | Distribution Options | AWSSWC | Unconstrained | N |  |  | N | N | N | N | N | N | Road Tankering rejected due to capacity required would not be feasible via road
51aU | 18-0724 | Increasing storage at private lakes | Groundwater enhancement | Resource Options | AWSSWC | Unconstrained | N |  |  | N | N | N | N | N | N | None identified as part of the Private Lakes and Reservoir study
51aU | 18-0725 | Private reservoirs / lakes | Licence trading | Resource Options | AWSSWC | Unconstrained | Y |  |  | N | N | N | N | N | N | Option not sufficiently mature to define costs or DO.
51aU | 18-0748 | Increasing storage at private lakes | Groundwater enhancement | Resource Options | AWSSWC | Unconstrained | N |  |  | N | N | N | N | N | N | None identified as part of the Private Lakes and Reservoir study
51aU | 18-0749 | Private reservoirs / lakes | Licence trading | Resource Options | AWSSWC | Unconstrained | Y |  |  | N | N | N | N | N | N | Option not sufficiently mature to define costs or DO.
51aU | 18-0768 | Increasing storage at private lakes | Groundwater enhancement | Resource Options | AWSSWC | Unconstrained | N |  |  | N | N | N | N | N | N | None identified as part of the Private Lakes and Reservoir study
51aU | 18-0769 | Private reservoirs / lakes | Licence trading | Resource Options | AWSSWC | Unconstrained | Y |  |  | N | N | N | N | N | N | Option not sufficiently mature to define costs or DO.
51aU | 18-0816 | Increasing storage at private lakes e.g. Livermere Lakes | New reservoir | Resource Options | AWSSWC | Unconstrained | N |  |  | N | N | N | N | N | N | CAMS/ALS no resource available
51aU | 18-0817 | Private reservoirs / lakes | Licence trading | Resource Options | AWSSWC | Unconstrained | Y |  |  | N | N | N | N | N | N | Option not sufficiently mature to define costs or DO.
51aU | 18-0836 | Increasing storage at private lakes | Groundwater enhancement | Resource Options | AWSSWC | Unconstrained | N |  |  | N | N | N | N | N | N | None identified as part of the Private Lakes and Reservoir study
51aU | 18-0837 | Private reservoirs / lakes | Licence trading | Resource Options | AWSSWC | Unconstrained | Y |  |  | N | N | N | N | N | N | Option not sufficiently mature to define costs or DO.
51aU | 19-0726 | MOD (Mildenhall, Lakenheath, Feltwell) sites | Licence trading | Resource Options | AWSSWC | Unconstrained | Y |  |  | N | N | N | N | N | N | Option not sufficiently mature to define costs or DO.
51aU | 20-0770 | Innovative options (international examples e.g. sea clouding) | New technology | Resource Options | AWSSWC | Unconstrained | N |  |  | N | N | N | N | N | N | Unproven technology
51dU | 20-0771 | Rainwater harvesting | Rainwater harvesting | Customer Options | AWSSWC | Unconstrained | N |  |  | N | N | N | N | N | N | Unproven technology, cost and yield
51aU | 21-0729 | EOETs & GOGS review | External raw water bulk supply/transfer | Resource Options | AWSSWC | Unconstrained | Y |  |  | N | N | N | N | N | N | No long term reliable resource available from groundwater in the region.
51aU | 21-0752 | EOETs & GOGS review | External raw water bulk supply/transfer | Resource Options | AWSSWC | Unconstrained | Y |  |  | N | N | N | N | N | N | No long term reliable resource available from groundwater in the region.
51aU | 21-0772 | EOETs & GOGS review | External raw water bulk supply/transfer | Resource Options | AWSSWC | Unconstrained | Y |  |  | N | N | N | N | N | N | No long term reliable resource available from groundwater in the region.
51aU | 21-0773 | River Colne with a trade with Essex & Suffolk Water via Ely Ouse Essex Transfer Scheme (EOETS) | Licence trading | Resource Options | AWSSWC | Unconstrained | Y |  |  | N | N | N | N | N | N | Option not sufficiently mature to define costs or DO.
51aU | 21-0774 | GOGS (Lodes Granta) | New groundwater | Resource Options | AWSSWC | Unconstrained | N |  |  | N | N | N | N | N | N | No long term reliable resource available from groundwater in the region.
51aU | 21-0820 | EOETs & GOGS review | New groundwater | Resource Options | AWSSWC | Unconstrained | N |  |  | N | N | N | N | N | N | No long term reliable resource available from groundwater in the region.
51aU | 21-0821 | EOETS plus additional storage | Groundwater enhancement | Resource Options | AWSSWC | Unconstrained | N |  |  | N | N | N | N | N | N | Covered by review of EOETS and GOGS
51aU | 21-0822 | GOGS (Thet, Little Ouse) | New groundwater | Resource Options | AWSSWC | Unconstrained | N |  |  | N | N | N | N | N | N | No long term reliable resource available from groundwater in the region.
51aU | 21-0840 | EOETs & GOGS review | External raw water bulk supply/transfer | Resource Options | AWSSWC | Unconstrained | Y |  |  | N | N | N | N | N | N | No long term reliable resource available from groundwater in the region.
51aU | 21-0841 | EOETS/storage | Licence trading | Resource Options | AWSSWC | Unconstrained | Y |  |  | N | N | N | N | N | N | Option not sufficiently mature to define costs or DO.
51aU | 22-0775 | River Lark Recirculation Scheme | Water reuse | Resource Options | AWSSWC | Unconstrained | N |  |  | N | N | N | N | N | N | Resource is supporting river flow
51aU | ALT_04 | Green King/Paul's Malt/British Sugar -3rd party option | Licence trading | Resource Options | AWSSWC | Unconstrained | Y |  |  | N | N | N | N | N | N | Option not sufficiently mature to define costs or DO.
51cU | BCTTW_10 | Cambridge Water trading | Internal potable transfer | Distribution Options | AWSSWC | Unconstrained | N |  |  | N | N | N | N | N | N | Management and control
51cU | BCTTW_34 | Adenham and Redlodge connectivity from March | Internal potable transfer | Distribution Options | AWSRTC | Unconstrained | N |  |  | N | N | N | N | N | N | Alternatives developed
51aU | CMS_05 | CM - Barrow WTW- nitrates | Catchment management | Resource Options | AWSRTC | Unconstrained | N |  |  | N | N | N | N | N | N | Already actioned by catchment liaison
51aU | CMS_15 | Green King/Paul's Malt/British Sugar -3rd party option | Catchment management | Resource Options | AWSSWC | Unconstrained | N |  |  | N | N | N | N | N | N | Option not sufficiently mature to define costs or DO.
51aU | CMS_16 | River Lark | Catchment management | Resource Options | AWSSWC | Unconstrained | N |  |  | N | N | N | N | N | N | CAMS/ALS no resource available
51aU | CMS_17 | River Linnet | Catchment management | Resource Options | AWSSUE | Unconstrained | N |  |  | N | N | N | N | N | N | WINEP programme
51aU | CMS_18 | Tuddenham Stream and Cavenham Stream | Catchment management | Resource Options | AWSNBR | Unconstrained | N |  |  | N | N | N | N | N | N | WINEP programme
51aU | CMS_19 | Kennett - Lee Brook | Catchment management | Resource Options | AWSLNB | Unconstrained | N |  |  | N | N | N | N | N | N | To be investigated through WRE catchment management forums
51aU | CMS_20 | Le Hogue Road - Feckenham Tributary | Catchment management | Resource Options | AWSSUT | Unconstrained | N |  |  | N | N | N | N | N | N | WINEP programme
51aU | CMS_21 | River Sapiston and Stowlangtoft Stream | Catchment management | Resource Options | AWSSWC | Unconstrained | N |  |  | N | N | N | N | N | N | To be investigated through WRE catchment management forums
51aU | GS_03 | Relocate Wixoe | New groundwater | Resource Options | AWSSWC | Unconstrained | N |  |  | N | N | N | N | N | N | No long term reliable resource available from groundwater in the region.
51aU | RESIY_08 | Sudbury W'dhall Rd/ GT Cornard Blackhouse Lane licensing | Groundwater enhancement | Resource Options | AWSSWC | Unconstrained | N |  |  | N | N | N | N | N | N | Need to link to connectivity option
51aU | RESIY_09 | Etton/Northborough licensing | Groundwater enhancement | Resource Options | AWSSWC | Unconstrained | N |  |  | N | N | N | N | N | N | Licence constraints
51aU | RUPSOS_01 | Barton boreholes | New groundwater | Resource Options | AWSSWC | Unconstrained | N |  |  | N | N | N | N | N | N | No long term reliable resource available from groundwater in the region.
51aU | RUPSOS_04 | Inworth sources | New groundwater | Resource Options | AWSSWC | Unconstrained | N |  |  | N | N | N | N | N | N | No long term reliable resource available from groundwater in the region.
51bU | RW_02 | Kedington Haverhill WTW Instrument Recovery | Water treatment works loss recovery | Production Options | AWSSWC | Unconstrained | N |  |  | N | N | N | N | N | N | Issue with reg 31 materials in contact approval
51bU | RW_03 | Gt Wratting WTW Instrument Recovery | Water treatment works loss recovery | Production Options | AWSSWC | Unconstrained | N |  |  | N | N | N | N | N | N | Issue with reg 31 materials in contact approval
51aU | RW_133 | Green King/Paul's Malt/British Sugar -3rd party option | Water reuse | Resource Options | AWSSWC | Unconstrained | N |  |  | N | N | N | N | N | N | Option not sufficiently mature to define costs or DO.
51aU | RW_15 | Barnham WTW Washwater Recovery | Water reuse | Resource Options | AWSSWC | Unconstrained | N |  |  | N | N | N | N | N | N | Resource is supporting river flow
51aU | RW_16 | Tuddenham WTW Washwater Recovery | Water reuse | Resource Options | AWSSWC | Unconstrained | N |  |  | N | N | N | N | N | N | Resource is supporting river flow
51bU | WQS_08 | Barrow WTW upgrade | Water treatment works capacity increase | Production Options | AWSSWC | Unconstrained | N |  |  | N | N | N | N | N | N | Current assets optimised to age and condition
51aU | 06b-1239 | salinity of water is an issue and not proven. Resilience not proven. Can be offered in trading platform. | Desalination | Resource Options |  | Unconstrained | N |  |  | N | N | N | N | N | N | salinity of water is an issue and not proven. Resilience not proven. Can be offered in trading platform.
51aU | R10 | Staughton Reservoir | New reservoir | Resource Options |  | Unconstrained | N |  |  | N | N | N | N | N | N | Insufficient information
51aU | RW_123 | AWS wastewater reclamation | Water reuse | Resource Options |  | Unconstrained | N |  |  | N | N | N | N | N | N | Insufficient information
51aU | RW_124 | Severn Trent Reclamation | Water reuse | Resource Options |  | Unconstrained | N |  |  | N | N | N | N | N | N | Insufficient information
51aU | RW_126 | Affinity (Brett) WRZ Reclamation | Water reuse | Resource Options |  | Unconstrained | N |  |  | N | N | N | N | N | N | Resource is supporting river flow
51aU | RW_127 | Cambridge Water area Reclamation | Water reuse | Resource Options |  | Unconstrained | N |  |  | N | N | N | N | N | N | Resource is supporting river flow
51aU | RW_128 | Reclaimed water transfer outside AWS region | Water reuse | Resource Options |  | Unconstrained | N |  |  | N | N | N | N | N | N | Mostly unfeasible.
51aU | TAN_01 | London Gateway (to Hanningfield in Essex) Tankering | External raw water bulk supply/transfer | Resource Options | AWSEXS | Unconstrained | Y |  |  | N | N | N | N | N | N | Transport issues
51aU | TAN_03 | Hull Tankering | International import | Resource Options | AWSLNE | Unconstrained | Y |  |  | N | N | N | N | N | N | Transport issues
51cP | EI01 | Adjustment to existing potable water import | Internal potable transfer | Distribution Options | AWSEXC | Preferred | N |  |  | Y | Y | Y | N | N | N |  | AWSEXS | AWSEXC | N/A |  | 2025
51cP | EI02 | Adjustment to existing potable water import | Internal potable transfer | Distribution Options | AWSEXS | Preferred | N |  |  | Y | Y | Y | N | N | N |  | AWSSUE | AWSEXS | N/A |  | 2025
51cP | EI03 | Adjustment to existing potable water import | Internal potable transfer | Distribution Options | AWSFND | Preferred | N |  |  | Y | Y | Y | N | N | N |  | AWSRTN | AWSFND | N/A |  | 2025
51cP | EI04 | Adjustment to existing potable water import | Internal potable transfer | Distribution Options | AWSLNB | Preferred | N |  |  | Y | Y | Y | N | N | N |  | AWSLNE | AWSLNB | N/A |  | 2025
51cP | EI05 | Adjustment to existing potable water import | Internal potable transfer | Distribution Options | AWSLNC | Preferred | N |  |  | Y | Y | Y | N | N | N |  | AWSLNE | AWSLNC | N/A |  | 2025
51cP | EI06 | Adjustment to existing potable water import | Internal potable transfer | Distribution Options | AWSLNN | Preferred | N |  |  | Y | Y | Y | N | N | N |  | AWSLNC | AWSLNN | N/A |  | 2025
51cP | EI07 | Adjustment to existing potable water import | Internal potable transfer | Distribution Options | AWSNAY | Preferred | N |  |  | Y | Y | Y | N | N | N |  | AWSNHA | AWSNAY | N/A |  | 2025
51cP | EI08 | Adjustment to existing potable water import | Internal potable transfer | Distribution Options | AWSNED | Preferred | N |  |  | Y | Y | Y | N | N | N |  | AWSNBR | AWSNED | N/A |  | 2025
51cP | EI09 | Adjustment to existing potable water import | Internal potable transfer | Distribution Options | AWSNHA | Preferred | N |  |  | Y | Y | Y | N | N | N |  | AWSNTB | AWSNHA | N/A |  | 2025
51cP | EI10 | Adjustment to existing potable water import | Internal potable transfer | Distribution Options | AWSNHL | Preferred | N |  |  | Y | Y | Y | N | N | N |  | AWSNEH | AWSNHL | N/A |  | 2025
51cP | EI11 | Adjustment to existing potable water import | Internal potable transfer | Distribution Options | AWSNWY | Preferred | N |  |  | Y | Y | Y | N | N | N |  | AWSNTB | AWSNWY | N/A |  | 2025
51cP | EI12 | Adjustment to existing potable water import | Internal potable transfer | Distribution Options | AWSRTC | Preferred | N |  |  | Y | Y | Y | N | N | N |  | AWSRTW | AWSRTC | N/A |  | 2025
51cP | EI13 | Adjustment to existing potable water import | Internal potable transfer | Distribution Options | AWSRTN | Preferred | N |  |  | Y | Y | Y | N | N | N |  | AWSRTS | AWSRTN | N/A |  | 2025
51cP | EI14 | Adjustment to existing potable water import | Internal potable transfer | Distribution Options | AWSRTW | Preferred | N |  |  | Y | Y | Y | N | N | N |  | AWSRTN | AWSRTW | N/A |  | 2025
51cP | EI15 | Adjustment to existing potable water import | Internal potable transfer | Distribution Options | AWSSUE | Preferred | N |  |  | Y | Y | Y | N | N | N |  | AWSSWC | AWSSUE | N/A |  | 2025
51cP | EI16 | Adjustment to existing potable water import | Internal potable transfer | Distribution Options | AWSSUI | Preferred | N |  |  | Y | Y | Y | N | N | N |  | AWSSWC | AWSSUI | N/A |  | 2025
51cP | EI17 | Adjustment to existing potable water import | Internal potable transfer | Distribution Options | AWSSUS | Preferred | N |  |  | Y | Y | Y | N | N | N |  | AWSSWC | AWSSUS | N/A |  | 2025
51cP | EI18 | Adjustment to existing potable water import | Internal potable transfer | Distribution Options | AWSSUT | Preferred | N |  |  | Y | Y | Y | N | N | N |  | AWSSUI | AWSSUT | N/A |  | 2025
51cP | EI19 | Adjustment to existing potable water import | Internal potable transfer | Distribution Options | AWSSWC | Preferred | N |  |  | Y | Y | Y | N | N | N |  | AWSFND | AWSSWC | N/A |  | 2025
51cP | EI20 | Adjustment to existing potable water import | Internal potable transfer | Distribution Options | AWSNTB | Preferred | N |  |  | Y | Y | Y | N | N | N |  | AWSNED | AWSNTB | N/A |  | 2025
51cP | EE01 | Adjustment to existing potable water export | Internal potable transfer | Distribution Options | AWSEXS | Preferred | N |  |  | Y | Y | Y | N | N | N |  | AWSEXS | AWSEXC | N/A |  | 2025
51cP | EE02 | Adjustment to existing potable water export | Internal potable transfer | Distribution Options | AWSFND | Preferred | N |  |  | Y | Y | Y | N | N | N |  | AWSFND | AWSSWC | N/A |  | 2025
51cP | EE03 | Adjustment to existing potable water export | Internal potable transfer | Distribution Options | AWSLNB | Preferred | N |  |  | Y | Y | Y | N | N | N |  | AWSLNB | AWSRTN | N/A |  | 2025
51cP | EE04 | Adjustment to existing potable water export | Internal potable transfer | Distribution Options | AWSLNC | Preferred | N |  |  | Y | Y | Y | N | N | N |  | AWSLNC | AWSRTN, AWSLNN | N/A |  | 2025
51cP | EE05 | Adjustment to existing potable water export | Internal potable transfer | Distribution Options | AWSLNE | Preferred | N |  |  | Y | Y | Y | N | N | N |  | AWSLNE | AWSLNB, AWSLNC | N/A |  | 2025
51cP | EE06 | Adjustment to existing potable water export | Internal potable transfer | Distribution Options | AWSNBR | Preferred | N |  |  | Y | Y | Y | N | N | N |  | AWSNBR | AWSNED | N/A |  | 2025
51cP | EE07 | Adjustment to existing potable water export | Internal potable transfer | Distribution Options | AWSNED | Preferred | N |  |  | Y | Y | Y | N | N | N |  | AWSNED | AWSNTB | N/A |  | 2025
51cP | EE08 | Adjustment to existing potable water export | Internal potable transfer | Distribution Options | AWSNEH | Preferred | N |  |  | Y | Y | Y | N | N | N |  | AWSNEH | AWSNHL | N/A |  | 2025
51cP | EE09 | Adjustment to existing potable water export | Internal potable transfer | Distribution Options | AWSNHA | Preferred | N |  |  | Y | Y | Y | N | N | N |  | AWSNHA | AWSNAY | N/A |  | 2025
51cP | EE10 | Adjustment to existing potable water export | Internal potable transfer | Distribution Options | AWSNTB | Preferred | N |  |  | Y | Y | Y | N | N | N |  | AWSNTB | AWSNWY, AWSNHA | N/A |  | 2025
51cP | EE11 | Adjustment to existing potable water export | Internal potable transfer | Distribution Options | AWSRTN | Preferred | N |  |  | Y | Y | Y | N | N | N |  | AWSRTN | AWSRTW, AWSFND | N/A |  | 2025
51cP | EE12 | Adjustment to existing potable water export | Internal potable transfer | Distribution Options | AWSRTS | Preferred | N |  |  | Y | Y | Y | N | N | N |  | AWSRTS | AWSRTN, AWSRTC | N/A |  | 2025
51cP | EE13 | Adjustment to existing potable water export | Internal potable transfer | Distribution Options | AWSRTW | Preferred | N |  |  | Y | Y | Y | N | N | N |  | AWSRTW | AWSRTC | N/A |  | 2025
51cP | EE14 | Adjustment to existing potable water export | Internal potable transfer | Distribution Options | AWSSUE | Preferred | N |  |  | Y | Y | Y | N | N | N |  | AWSSUE | AWSEXS | N/A |  | 2025
51cP | EE15 | Adjustment to existing potable water export | Internal potable transfer | Distribution Options | AWSSUT | Preferred | N |  |  | Y | Y | Y | N | N | N |  | AWSSUT | ASWSUI | N/A |  | 2025
51cP | EE16 | Adjustment to existing potable water export | Internal potable transfer | Distribution Options | AWSSWC | Preferred | N |  |  | Y | Y | Y | N | N | N |  | AWSSWC | AWSSUE, AWSSUI, AWSSUS | N/A |  | 2025
51cP | EE17 | Adjustment to existing potable water export | Internal potable transfer | Distribution Options | AWSSUI | Preferred | N |  |  | Y | Y | Y | N | N | N |  | AWSSUI | AWSSUT | N/A |  | 2025
51aP | LC01 | Adjustment for Licence cap scenario 8 | Other changes to DO | Resource Options | AWSEXS | Preferred | N |  |  | Y | Y | Y | N | N | N |  | N/A | N/A | N/A |  | 2025
51aP | LC02 | Adjustment for Licence cap scenario 8 | Other changes to DO | Resource Options | AWSEXC | Preferred | N |  |  | Y | Y | Y | N | N | N |  | N/A | N/A | N/A |  | 2025
51aP | LC03 | Adjustment for Licence cap scenario 8 | Other changes to DO | Resource Options | AWSFND | Preferred | N |  |  | Y | Y | Y | N | N | N |  | N/A | N/A | N/A |  | 2025
51aP | LC04 | Adjustment for Licence cap scenario 8 | Other changes to DO | Resource Options | AWSLNB | Preferred | N |  |  | Y | Y | Y | N | N | N |  | N/A | N/A | N/A |  | 2025
51aP | LC05 | Adjustment for Licence cap scenario 8 | Other changes to DO | Resource Options | AWSLNC | Preferred | N |  |  | Y | Y | Y | N | N | N |  | N/A | N/A | N/A |  | 2025
51aP | LC06 | Adjustment for Licence cap scenario 8 | Other changes to DO | Resource Options | AWSLNE | Preferred | N |  |  | Y | Y | Y | N | N | N |  | N/A | N/A | N/A |  | 2025
51aP | LC07 | Adjustment for Licence cap scenario 8 | Other changes to DO | Resource Options | AWSLNN | Preferred | N |  |  | Y | Y | Y | N | N | N |  | N/A | N/A | N/A |  | 2025
51aP | LC08 | Adjustment for Licence cap scenario 8 | Other changes to DO | Resource Options | AWSNBR | Preferred | N |  |  | Y | Y | Y | N | N | N |  | N/A | N/A | N/A |  | 2025
51aP | LC09 | Adjustment for Licence cap scenario 8 | Other changes to DO | Resource Options | AWSNED | Preferred | N |  |  | Y | Y | Y | N | N | N |  | N/A | N/A | N/A |  | 2025
51aP | LC10 | Adjustment for Licence cap scenario 8 | Other changes to DO | Resource Options | AWSNEH | Preferred | N |  |  | Y | Y | Y | N | N | N |  | N/A | N/A | N/A |  | 2025
51aP | LC11 | Adjustment for Licence cap scenario 8 | Other changes to DO | Resource Options | AWSNHL | Preferred | N |  |  | Y | Y | Y | N | N | N |  | N/A | N/A | N/A |  | 2025
51aP | LC12 | Adjustment for Licence cap scenario 8 | Other changes to DO | Resource Options | AWSNNC | Preferred | N |  |  | Y | Y | Y | N | N | N |  | N/A | N/A | N/A |  | 2025
51aP | LC13 | Adjustment for Licence cap scenario 8 | Other changes to DO | Resource Options | AWSNTB | Preferred | N |  |  | Y | Y | Y | N | N | N |  | N/A | N/A | N/A |  | 2025
51aP | LC14 | Adjustment for Licence cap scenario 8 | Other changes to DO | Resource Options | AWSNWY | Preferred | N |  |  | Y | Y | Y | N | N | N |  | N/A | N/A | N/A |  | 2025
51aP | LC15 | Adjustment for Licence cap scenario 8 | Other changes to DO | Resource Options | AWSRTN | Preferred | N |  |  | Y | Y | Y | N | N | N |  | N/A | N/A | N/A |  | 2025
51aP | LC16 | Adjustment for Licence cap scenario 8 | Other changes to DO | Resource Options | AWSRTS | Preferred | N |  |  | Y | Y | Y | N | N | N |  | N/A | N/A | N/A |  | 2025
51aP | LC17 | Adjustment for Licence cap scenario 8 | Other changes to DO | Resource Options | AWSSUE | Preferred | N |  |  | Y | Y | Y | N | N | N |  | N/A | N/A | N/A |  | 2025
51aP | LC18 | Adjustment for Licence cap scenario 8 | Other changes to DO | Resource Options | AWSSUS | Preferred | N |  |  | Y | Y | Y | N | N | N |  | N/A | N/A | N/A |  | 2025
51aP | LC19 | Adjustment for Licence cap scenario 8 | Other changes to DO | Resource Options | AWSSUT | Preferred | N |  |  | Y | Y | Y | N | N | N |  | N/A | N/A | N/A |  | 2025
51aP | LC20 | Adjustment for Licence cap scenario 8 | Other changes to DO | Resource Options | AWSSWC | Preferred | N |  |  | Y | Y | Y | N | N | N |  | N/A | N/A | N/A |  | 2025
51aP | DA01 | Adjustment to 1:200 drought | Other changes to DO | Resource Options | AWSEXS | Preferred | N |  |  | Y | Y | Y | N | N | N |  | N/A | N/A | N/A |  | 2025
51aP | DA02 | Adjustment to 1:200 drought | Other changes to DO | Resource Options | AWSFND | Preferred | N |  |  | Y | Y | Y | N | N | N |  | N/A | N/A | N/A |  | 2025
51aP | DA04 | Adjustment to 1:200 drought | Other changes to DO | Resource Options | AWSRTN | Preferred | N |  |  | Y | Y | Y | N | N | N |  | N/A | N/A | N/A |  | 2025
51aP | DA05 | Adjustment to 1:200 drought | Other changes to DO | Resource Options | AWSRTS | Preferred | N |  |  | Y | Y | Y | N | N | N |  | N/A | N/A | N/A |  | 2025
51aP | DA06 | Adjustment to 1:200 drought | Other changes to DO | Resource Options | AWSSUE | Preferred | N |  |  | Y | Y | Y | N | N | N |  | N/A | N/A | N/A |  | 2025
51aP | DA07 | Adjustment to 1:200 drought | Other changes to DO | Resource Options | AWSSWC | Preferred | N |  |  | Y | Y | Y | N | N | N |  | N/A | N/A | N/A |  | 2025
51aP | OPI1 | AMP8 OPI Adjustment | Other changes to DO | Resource Options | AWSEXC | Preferred | N |  |  | Y | Y | Y | N | N | N |  | N/A | N/A | N/A |  | 2025
51aP | OPI2 | AMP8 OPI Adjustment | Other changes to DO | Resource Options | AWSEXS | Preferred | N |  |  | Y | Y | Y | N | N | N |  | N/A | N/A | N/A |  | 2025
51aP | OPI3 | AMP8 OPI Adjustment | Other changes to DO | Resource Options | AWSNTB | Preferred | N |  |  | Y | Y | Y | N | N | N |  | N/A | N/A | N/A |  | 2025
51aP | OPI4 | AMP8 OPI Adjustment | Other changes to DO | Resource Options | AWSSUI | Preferred | N |  |  | Y | Y | Y | N | N | N |  | N/A | N/A | N/A |  | 2025
51aP | OPI5 | AMP8 OPI Adjustment | Other changes to DO | Resource Options | AWSSWC | Preferred | N |  |  | Y | Y | Y | N | N | N |  | N/A | N/A | N/A |  | 2025
51cF | CC Mains Replacement | CC Mains Replacement | Mains replacement (not trunk mains) | Distribution Options | AWSEXC, AWSEXS, AWSFND, AWSHPL, AWSLNB, AWSLNC, AWSLNE, AWSLNN, AWSNAY, AWSNBR, AWSNED, AWSNEH, AWSNHA, AWSNHL, AWSNNC, AWSNTB, AWSNWY, AWSRTC, AWSRTN, AWSRTS, AWSRTW, AWSSUE, AWSSUI, AWSSUS, AWSSUT, AWSSWC | Feasible | N |  |  |  |  | Y |  |  |  | N/A | N/A | N/A | 6.0485 | 0 | 2026 |  | 0 | 0 | 0 | 6.0485 | 873808.7168 | 0 | 0 | 31576.747 | -9.222 | 0
51cF | CC Mains Replacement | CC Mains Replacement | Mains replacement (not trunk mains) | Distribution Options | AWSEXC, AWSEXS, AWSFND, AWSHPL, AWSLNB, AWSLNC, AWSLNE, AWSLNN, AWSNAY, AWSNBR, AWSNED, AWSNEH, AWSNHA, AWSNHL, AWSNNC, AWSNTB, AWSNWY, AWSRTC, AWSRTN, AWSRTS, AWSRTW, AWSSUE, AWSSUI, AWSSUS, AWSSUT, AWSSWC | Feasible | N |  |  |  | Y |  |  |  |  | N/A | N/A | N/A | 6.0485 | 0 | 2026 |  | 0 | 0 | 0 | 6.0485 | 873808.7168 | 0 | 0 | 31576.747 | -9.222 | 0
51cP | CC Mains Replacement | CC Mains Replacement | Mains replacement (not trunk mains) | Distribution Options | AWSEXC, AWSEXS, AWSFND, AWSHPL, AWSLNB, AWSLNC, AWSLNE, AWSLNN, AWSNAY, AWSNBR, AWSNED, AWSNEH, AWSNHA, AWSNHL, AWSNNC, AWSNTB, AWSNWY, AWSRTC, AWSRTN, AWSRTS, AWSRTW, AWSSUE, AWSSUI, AWSSUS, AWSSUT, AWSSWC | Preferred | N |  |  | Y | [5 empty] | N/A | N/A | N/A | 6.0485 | 0 | 2026 |  | 0 | 0 | 0 | 6.0485 | 873808.7168 | 0 | 0 | 31576.747 | -9.222 | 0
#N/A |  |  |  | #N/A
#N/A |  |  |  | #N/A
#N/A |  |  |  | #N/A
#N/A |  |  |  | #N/A
Option type
| Increase raw water abstractions |  | RSRWA | Ml/d | 2
| Raw water imports |  | RSRWI | Ml/d | 2
| Potable water Imports (input reductions as -ve) |  | RSPWI | Ml/d | 2
| Reduce raw water losses and operational use (input as -ve) |  | RSLOU | Ml/d | 2
| Reduced raw water export (including non potable supplies) |  | RSRWE | Ml/d | 2
| Reduce potable water exports (input as -ve) |  | RSPWE | Ml/d | 2
| Other options to increase deployable output |  | RSIPO | Ml/d | 2
| Reduce treatment works losses (input as -ve) |  | PSTWL | Ml/d | 2
| Reduce outages (input as -ve) |  | PSROU | Ml/d | 2

## 5. Options Benefits
Water Company | Anglian Water | Version | V3.4 |  | Back to title page
Table 5: WRZ Level - Options Benefits | [9 empty] | Gains in Water Available For Use / Savings in Demand under the selected programme (Ml/d) input as +ve
WRMP24 Reference | Option name | Option ID | Option Type (defined list) | Option Group | Sub-option (Y/N) | Preferred (most likely), Least Cost, Ofwat Core or Alternative Programme | WRZ (defined list) | Unit | Decimal places | 2019-20 | 2020-21 | 2021-22 | 2022-23 | 2023-24 | 2024-25 | 2025-26 | 2026-27 | 2027-28 | 2028-29 | 2029-30 | 2030-31 | 2031-32 | 2032-33 | 2033-34 | 2034-35 | 2035-36 | 2036-37 | 2037-38 | 2038-39 | 2039-40 | 2040-41 | 2041-42 | 2042-43 | 2043-44 | 2044-45 | 2045-46 | 2046-47 | 2047-48 | 2048-49 | 2049-50 | 2050-51 | 2051-52 | 2052-53 | 2053-54 | 2054-55 | 2055-56 | 2056-57 | 2057-58 | 2058-59 | 2059-60 | 2060-61 | 2061-62 | 2062-63 | 2063-64 | 2064-65 | 2065-66 | 2066-67 | 2067-68 | 2068-69 | 2069-70 | 2070-71 | 2071-72 | 2072-73 | 2073-74 | 2074-75 | 2075-76 | 2076-77 | 2077-78 | 2078-79 | 2079-80 | 2080-81 | 2081-82 | 2082-83 | 2083-84 | 2084-85 | 2085-86 | 2086-87 | 2087-88 | 2088-89 | 2089-90 | 2090-91 | 2091-92 | 2092-93 | 2093-94 | 2094-95 | 2095-96 | 2096-97 | 2097-98 | 2098-99 | 2099-100
52cA | Suffolk Sudbury to East Suffolk potable transfer (5 Ml/d) | SUE24 | Internal potable transfer | Distribution Options | N | Least Cost | AAWSSUS | Ml/d | 2 | Gains in Water Available For Use / Savings in Demand under the selected programme (Ml/d) input as +ve 2025-26: 0; Gains in Water Available For Use / Savings in Demand under the selected programme (Ml/d) input as +ve 2026-27: 0; Gains in Water Available For Use / Savings in Demand under the selected programme (Ml/d) input as +ve 2027-28: 0; Gains in Water Available For Use / Savings in Demand under the selected programme (Ml/d) input as +ve 2028-29: 0; Gains in Water Available For Use / Savings in Demand under the selected programme (Ml/d) input as +ve 2029-30: 0; Gains in Water Available For Use / Savings in Demand under the selected programme (Ml/d) input as +ve 2030-31: -2.381; Gains in Water Available For Use / Savings in Demand under the selected programme (Ml/d) input as +ve 2031-32: -2.401; Gains in Water Available For Use / Savings in Demand under the selected programme (Ml/d) input as +ve 2032-33: -0.87; Gains in Water Available For Use / Savings in Demand under the selected programme (Ml/d) input as +ve 2033-34: -0.87; Gains in Water Available For Use / Savings in Demand under the selected programme (Ml/d) input as +ve 2034-35: -0.87; Gains in Water Available For Use / Savings in Demand under the selected programme (Ml/d) input as +ve 2035-36: -0.87; Gains in Water Available For Use / Savings in Demand under the selected programme (Ml/d) input as +ve 2036-37: -0.87; Gains in Water Available For Use / Savings in Demand under the selected programme (Ml/d) input as +ve 2037-38: -0.87; Gains in Water Available For Use / Savings in Demand under the selected programme (Ml/d) input as +ve 2038-39: -0.87; Gains in Water Available For Use / Savings in Demand under the selected programme (Ml/d) input as +ve 2039-40: -0.87; Gains in Water Available For Use / Savings in Demand under the selected programme (Ml/d) input as +ve 2040-41: -3.92; Gains in Water Available For Use / Savings in Demand under the selected programme (Ml/d) input as +ve 2041-42: -3.68; Gains in Water Available For Use / Savings in Demand under the selected programme (Ml/d) input as +ve 2042-43: -3.39; Gains in Water Available For Use / Savings in Demand under the selected programme (Ml/d) input as +ve 2043-44: -3.07; Gains in Water Available For Use / Savings in Demand under the selected programme (Ml/d) input as +ve 2044-45: -3.22; Gains in Water Available For Use / Savings in Demand under the selected programme (Ml/d) input as +ve 2045-46: -2.34; Gains in Water Available For Use / Savings in Demand under the selected programme (Ml/d) input as +ve 2046-47: -2.57; Gains in Water Available For Use / Savings in Demand under the selected programme (Ml/d) input as +ve 2047-48: -2.69; Gains in Water Available For Use / Savings in Demand under the selected programme (Ml/d) input as +ve 2048-49: -2.82; Gains in Water Available For Use / Savings in Demand under the selected programme (Ml/d) input as +ve 2049-50: -3.13
51dF | 1a WRMP24. Smart Showers.AWSEXC | WEF 1a.AWSEXC | Retrofitting indoor water efficiency devices | Customer Options | N | Least Cost | AWSEXC | Ml/d | 2 | Gains in Water Available For Use / Savings in Demand under the selected programme (Ml/d) input as +ve 2019-20: 0; Gains in Water Available For Use / Savings in Demand under the selected programme (Ml/d) input as +ve 2020-21: 0; Gains in Water Available For Use / Savings in Demand under the selected programme (Ml/d) input as +ve 2021-22: 0; Gains in Water Available For Use / Savings in Demand under the selected programme (Ml/d) input as +ve 2022-23: 0; Gains in Water Available For Use / Savings in Demand under the selected programme (Ml/d) input as +ve 2023-24: 0; Gains in Water Available For Use / Savings in Demand under the selected programme (Ml/d) input as +ve 2024-25: 0; Gains in Water Available For Use / Savings in Demand under the selected programme (Ml/d) input as +ve 2025-26: 0.0027394; Gains in Water Available For Use / Savings in Demand under the selected programme (Ml/d) input as +ve 2026-27: 0.0051389; Gains in Water Available For Use / Savings in Demand under the selected programme (Ml/d) input as +ve 2027-28: 0.007244; Gains in Water Available For Use / Savings in Demand under the selected programme (Ml/d) input as +ve 2028-29: 0.0091374; Gains in Water Available For Use / Savings in Demand under the selected programme (Ml/d) input as +ve 2029-30: 0.010865; Gains in Water Available For Use / Savings in Demand under the selected programme (Ml/d) input as +ve 2030-31: 0.010504; Gains in Water Available For Use / Savings in Demand under the selected programme (Ml/d) input as +ve 2031-32: 0.010387; Gains in Water Available For Use / Savings in Demand under the selected programme (Ml/d) input as +ve 2032-33: 0.01048; Gains in Water Available For Use / Savings in Demand under the selected programme (Ml/d) input as +ve 2033-34: 0.010737; Gains in Water Available For Use / Savings in Demand under the selected programme (Ml/d) input as +ve 2034-35: 0.011122; Gains in Water Available For Use / Savings in Demand under the selected programme (Ml/d) input as +ve 2035-36: 0.011522; Gains in Water Available For Use / Savings in Demand under the selected programme (Ml/d) input as +ve 2036-37: 0.011935; Gains in Water Available For Use / Savings in Demand under the selected programme (Ml/d) input as +ve 2037-38: 0.01236; Gains in Water Available For Use / Savings in Demand under the selected programme (Ml/d) input as +ve 2038-39: 0.012785; Gains in Water Available For Use / Savings in Demand under the selected programme (Ml/d) input as +ve 2039-40: 0.01321; Gains in Water Available For Use / Savings in Demand under the selected programme (Ml/d) input as +ve 2040-41: 0.013634; Gains in Water Available For Use / Savings in Demand under the selected programme (Ml/d) input as +ve 2041-42: 0.014058; Gains in Water Available For Use / Savings in Demand under the selected programme (Ml/d) input as +ve 2042-43: 0.014482; Gains in Water Available For Use / Savings in Demand under the selected programme (Ml/d) input as +ve 2043-44: 0.014905; Gains in Water Available For Use / Savings in Demand under the selected programme (Ml/d) input as +ve 2044-45: 0.015327; Gains in Water Available For Use / Savings in Demand under the selected programme (Ml/d) input as +ve 2045-46: 0.015747; Gains in Water Available For Use / Savings in Demand under the selected programme (Ml/d) input as +ve 2046-47: 0.016163; Gains in Water Available For Use / Savings in Demand under the selected programme (Ml/d) input as +ve 2047-48: 0.016576; Gains in Water Available For Use / Savings in Demand under the selected programme (Ml/d) input as +ve 2048-49: 0.016987; Gains in Water Available For Use / Savings in Demand under the selected programme (Ml/d) input as +ve 2049-50: 0.017394
51dF | 1a WRMP24. Smart Showers.AWSEXC | WEF 1a.AWSEXC | Retrofitting indoor water efficiency devices | Customer Options | N | Ofwat Core | AWSEXC | Ml/d | 2 | Gains in Water Available For Use / Savings in Demand under the selected programme (Ml/d) input as +ve 2019-20: 0; Gains in Water Available For Use / Savings in Demand under the selected programme (Ml/d) input as +ve 2020-21: 0; Gains in Water Available For Use / Savings in Demand under the selected programme (Ml/d) input as +ve 2021-22: 0; Gains in Water Available For Use / Savings in Demand under the selected programme (Ml/d) input as +ve 2022-23: 0; Gains in Water Available For Use / Savings in Demand under the selected programme (Ml/d) input as +ve 2023-24: 0; Gains in Water Available For Use / Savings in Demand under the selected programme (Ml/d) input as +ve 2024-25: 0; Gains in Water Available For Use / Savings in Demand under the selected programme (Ml/d) input as +ve 2025-26: 0.0027394; Gains in Water Available For Use / Savings in Demand under the selected programme (Ml/d) input as +ve 2026-27: 0.0051389; Gains in Water Available For Use / Savings in Demand under the selected programme (Ml/d) input as +ve 2027-28: 0.007244; Gains in Water Available For Use / Savings in Demand under the selected programme (Ml/d) input as +ve 2028-29: 0.0091374; Gains in Water Available For Use / Savings in Demand under the selected programme (Ml/d) input as +ve 2029-30: 0.010865; Gains in Water Available For Use / Savings in Demand under the selected programme (Ml/d) input as +ve 2030-31: 0.010504; Gains in Water Available For Use / Savings in Demand under the selected programme (Ml/d) input as +ve 2031-32: 0.010387; Gains in Water Available For Use / Savings in Demand under the selected programme (Ml/d) input as +ve 2032-33: 0.01048; Gains in Water Available For Use / Savings in Demand under the selected programme (Ml/d) input as +ve 2033-34: 0.010737; Gains in Water Available For Use / Savings in Demand under the selected programme (Ml/d) input as +ve 2034-35: 0.011122; Gains in Water Available For Use / Savings in Demand under the selected programme (Ml/d) input as +ve 2035-36: 0.011522; Gains in Water Available For Use / Savings in Demand under the selected programme (Ml/d) input as +ve 2036-37: 0.011935; Gains in Water Available For Use / Savings in Demand under the selected programme (Ml/d) input as +ve 2037-38: 0.01236; Gains in Water Available For Use / Savings in Demand under the selected programme (Ml/d) input as +ve 2038-39: 0.012785; Gains in Water Available For Use / Savings in Demand under the selected programme (Ml/d) input as +ve 2039-40: 0.01321; Gains in Water Available For Use / Savings in Demand under the selected programme (Ml/d) input as +ve 2040-41: 0.013634; Gains in Water Available For Use / Savings in Demand under the selected programme (Ml/d) input as +ve 2041-42: 0.014058; Gains in Water Available For Use / Savings in Demand under the selected programme (Ml/d) input as +ve 2042-43: 0.014482; Gains in Water Available For Use / Savings in Demand under the selected programme (Ml/d) input as +ve 2043-44: 0.014905; Gains in Water Available For Use / Savings in Demand under the selected programme (Ml/d) input as +ve 2044-45: 0.015327; Gains in Water Available For Use / Savings in Demand under the selected programme (Ml/d) input as +ve 2045-46: 0.015747; Gains in Water Available For Use / Savings in Demand under the selected programme (Ml/d) input as +ve 2046-47: 0.016163; Gains in Water Available For Use / Savings in Demand under the selected programme (Ml/d) input as +ve 2047-48: 0.016576; Gains in Water Available For Use / Savings in Demand under the selected programme (Ml/d) input as +ve 2048-49: 0.016987; Gains in Water Available For Use / Savings in Demand under the selected programme (Ml/d) input as +ve 2049-50: 0.017394
51dP | 1a WRMP24. Smart Showers.AWSEXC | WEF 1a.AWSEXC | Retrofitting indoor water efficiency devices | Customer Options | N | Preferred | AWSEXC | Ml/d | 2 | Gains in Water Available For Use / Savings in Demand under the selected programme (Ml/d) input as +ve 2019-20: 0; Gains in Water Available For Use / Savings in Demand under the selected programme (Ml/d) input as +ve 2020-21: 0; Gains in Water Available For Use / Savings in Demand under the selected programme (Ml/d) input as +ve 2021-22: 0; Gains in Water Available For Use / Savings in Demand under the selected programme (Ml/d) input as +ve 2022-23: 0; Gains in Water Available For Use / Savings in Demand under the selected programme (Ml/d) input as +ve 2023-24: 0; Gains in Water Available For Use / Savings in Demand under the selected programme (Ml/d) input as +ve 2024-25: 0; Gains in Water Available For Use / Savings in Demand under the selected programme (Ml/d) input as +ve 2025-26: 0.0027394; Gains in Water Available For Use / Savings in Demand under the selected programme (Ml/d) input as +ve 2026-27: 0.0051389; Gains in Water Available For Use / Savings in Demand under the selected programme (Ml/d) input as +ve 2027-28: 0.007244; Gains in Water Available For Use / Savings in Demand under the selected programme (Ml/d) input as +ve 2028-29: 0.0091374; Gains in Water Available For Use / Savings in Demand under the selected programme (Ml/d) input as +ve 2029-30: 0.010865; Gains in Water Available For Use / Savings in Demand under the selected programme (Ml/d) input as +ve 2030-31: 0.010504; Gains in Water Available For Use / Savings in Demand under the selected programme (Ml/d) input as +ve 2031-32: 0.010387; Gains in Water Available For Use / Savings in Demand under the selected programme (Ml/d) input as +ve 2032-33: 0.01048; Gains in Water Available For Use / Savings in Demand under the selected programme (Ml/d) input as +ve 2033-34: 0.010737; Gains in Water Available For Use / Savings in Demand under the selected programme (Ml/d) input as +ve 2034-35: 0.011122; Gains in Water Available For Use / Savings in Demand under the selected programme (Ml/d) input as +ve 2035-36: 0.011522; Gains in Water Available For Use / Savings in Demand under the selected programme (Ml/d) input as +ve 2036-37: 0.011935; Gains in Water Available For Use / Savings in Demand under the selected programme (Ml/d) input as +ve 2037-38: 0.01236; Gains in Water Available For Use / Savings in Demand under the selected programme (Ml/d) input as +ve 2038-39: 0.012785; Gains in Water Available For Use / Savings in Demand under the selected programme (Ml/d) input as +ve 2039-40: 0.01321; Gains in Water Available For Use / Savings in Demand under the selected programme (Ml/d) input as +ve 2040-41: 0.013634; Gains in Water Available For Use / Savings in Demand under the selected programme (Ml/d) input as +ve 2041-42: 0.014058; Gains in Water Available For Use / Savings in Demand under the selected programme (Ml/d) input as +ve 2042-43: 0.014482; Gains in Water Available For Use / Savings in Demand under the selected programme (Ml/d) input as +ve 2043-44: 0.014905; Gains in Water Available For Use / Savings in Demand under the selected programme (Ml/d) input as +ve 2044-45: 0.015327; Gains in Water Available For Use / Savings in Demand under the selected programme (Ml/d) input as +ve 2045-46: 0.015747; Gains in Water Available For Use / Savings in Demand under the selected programme (Ml/d) input as +ve 2046-47: 0.016163; Gains in Water Available For Use / Savings in Demand under the selected programme (Ml/d) input as +ve 2047-48: 0.016576; Gains in Water Available For Use / Savings in Demand under the selected programme (Ml/d) input as +ve 2048-49: 0.016987; Gains in Water Available For Use / Savings in Demand under the selected programme (Ml/d) input as +ve 2049-50: 0.017394
51dF | 2c WRMP24. Garden Advice.AWSEXC | WEF 2c.AWSEXC | Water efficiency customer education / awareness | Customer Options | N | Least Cost | AWSEXC | Ml/d | 2 | Gains in Water Available For Use / Savings in Demand under the selected programme (Ml/d) input as +ve 2019-20: 0; Gains in Water Available For Use / Savings in Demand under the selected programme (Ml/d) input as +ve 2020-21: 0; Gains in Water Available For Use / Savings in Demand under the selected programme (Ml/d) input as +ve 2021-22: 0; Gains in Water Available For Use / Savings in Demand under the selected programme (Ml/d) input as +ve 2022-23: 0; Gains in Water Available For Use / Savings in Demand under the selected programme (Ml/d) input as +ve 2023-24: 0; Gains in Water Available For Use / Savings in Demand under the selected programme (Ml/d) input as +ve 2024-25: 0; Gains in Water Available For Use / Savings in Demand under the selected programme (Ml/d) input as +ve 2025-26: 0.0003936; Gains in Water Available For Use / Savings in Demand under the selected programme (Ml/d) input as +ve 2026-27: 0.00078353; Gains in Water Available For Use / Savings in Demand under the selected programme (Ml/d) input as +ve 2027-28: 0.0011694; Gains in Water Available For Use / Savings in Demand under the selected programme (Ml/d) input as +ve 2028-29: 0.0015515; Gains in Water Available For Use / Savings in Demand under the selected programme (Ml/d) input as +ve 2029-30: 0.0019313; Gains in Water Available For Use / Savings in Demand under the selected programme (Ml/d) input as +ve 2030-31: 0.0023082; Gains in Water Available For Use / Savings in Demand under the selected programme (Ml/d) input as +ve 2031-32: 0.0026824; Gains in Water Available For Use / Savings in Demand under the selected programme (Ml/d) input as +ve 2032-33: 0.003054; Gains in Water Available For Use / Savings in Demand under the selected programme (Ml/d) input as +ve 2033-34: 0.0034264; Gains in Water Available For Use / Savings in Demand under the selected programme (Ml/d) input as +ve 2034-35: 0.0037997; Gains in Water Available For Use / Savings in Demand under the selected programme (Ml/d) input as +ve 2035-36: 0.0041739; Gains in Water Available For Use / Savings in Demand under the selected programme (Ml/d) input as +ve 2036-37: 0.0045489; Gains in Water Available For Use / Savings in Demand under the selected programme (Ml/d) input as +ve 2037-38: 0.0049246; Gains in Water Available For Use / Savings in Demand under the selected programme (Ml/d) input as +ve 2038-39: 0.005301; Gains in Water Available For Use / Savings in Demand under the selected programme (Ml/d) input as +ve 2039-40: 0.005678; Gains in Water Available For Use / Savings in Demand under the selected programme (Ml/d) input as +ve 2040-41: 0.0060557; Gains in Water Available For Use / Savings in Demand under the selected programme (Ml/d) input as +ve 2041-42: 0.0064339; Gains in Water Available For Use / Savings in Demand under the selected programme (Ml/d) input as +ve 2042-43: 0.0068125; Gains in Water Available For Use / Savings in Demand under the selected programme (Ml/d) input as +ve 2043-44: 0.0071915; Gains in Water Available For Use / Savings in Demand under the selected programme (Ml/d) input as +ve 2044-45: 0.0075709; Gains in Water Available For Use / Savings in Demand under the selected programme (Ml/d) input as +ve 2045-46: 0.0079501; Gains in Water Available For Use / Savings in Demand under the selected programme (Ml/d) input as +ve 2046-47: 0.008329; Gains in Water Available For Use / Savings in Demand under the selected programme (Ml/d) input as +ve 2047-48: 0.0087076; Gains in Water Available For Use / Savings in Demand under the selected programme (Ml/d) input as +ve 2048-49: 0.0090858; Gains in Water Available For Use / Savings in Demand under the selected programme (Ml/d) input as +ve 2049-50: 0.0094637
51dF | 2c WRMP24. Garden Advice.AWSEXC | WEF 2c.AWSEXC | Water efficiency customer education / awareness | Customer Options | N | Ofwat Core | AWSEXC | Ml/d | 2 | Gains in Water Available For Use / Savings in Demand under the selected programme (Ml/d) input as +ve 2019-20: 0; Gains in Water Available For Use / Savings in Demand under the selected programme (Ml/d) input as +ve 2020-21: 0; Gains in Water Available For Use / Savings in Demand under the selected programme (Ml/d) input as +ve 2021-22: 0; Gains in Water Available For Use / Savings in Demand under the selected programme (Ml/d) input as +ve 2022-23: 0; Gains in Water Available For Use / Savings in Demand under the selected programme (Ml/d) input as +ve 2023-24: 0; Gains in Water Available For Use / Savings in Demand under the selected programme (Ml/d) input as +ve 2024-25: 0; Gains in Water Available For Use / Savings in Demand under the selected programme (Ml/d) input as +ve 2025-26: 0.0003936; Gains in Water Available For Use / Savings in Demand under the selected programme (Ml/d) input as +ve 2026-27: 0.00078353; Gains in Water Available For Use / Savings in Demand under the selected programme (Ml/d) input as +ve 2027-28: 0.0011694; Gains in Water Available For Use / Savings in Demand under the selected programme (Ml/d) input as +ve 2028-29: 0.0015515; Gains in Water Available For Use / Savings in Demand under the selected programme (Ml/d) input as +ve 2029-30: 0.0019313; Gains in Water Available For Use / Savings in Demand under the selected programme (Ml/d) input as +ve 2030-31: 0.0023082; Gains in Water Available For Use / Savings in Demand under the selected programme (Ml/d) input as +ve 2031-32: 0.0026824; Gains in Water Available For Use / Savings in Demand under the selected programme (Ml/d) input as +ve 2032-33: 0.003054; Gains in Water Available For Use / Savings in Demand under the selected programme (Ml/d) input as +ve 2033-34: 0.0034264; Gains in Water Available For Use / Savings in Demand under the selected programme (Ml/d) input as +ve 2034-35: 0.0037997; Gains in Water Available For Use / Savings in Demand under the selected programme (Ml/d) input as +ve 2035-36: 0.0041739; Gains in Water Available For Use / Savings in Demand under the selected programme (Ml/d) input as +ve 2036-37: 0.0045489; Gains in Water Available For Use / Savings in Demand under the selected programme (Ml/d) input as +ve 2037-38: 0.0049246; Gains in Water Available For Use / Savings in Demand under the selected programme (Ml/d) input as +ve 2038-39: 0.005301; Gains in Water Available For Use / Savings in Demand under the selected programme (Ml/d) input as +ve 2039-40: 0.005678; Gains in Water Available For Use / Savings in Demand under the selected programme (Ml/d) input as +ve 2040-41: 0.0060557; Gains in Water Available For Use / Savings in Demand under the selected programme (Ml/d) input as +ve 2041-42: 0.0064339; Gains in Water Available For Use / Savings in Demand under the selected programme (Ml/d) input as +ve 2042-43: 0.0068125; Gains in Water Available For Use / Savings in Demand under the selected programme (Ml/d) input as +ve 2043-44: 0.0071915; Gains in Water Available For Use / Savings in Demand under the selected programme (Ml/d) input as +ve 2044-45: 0.0075709; Gains in Water Available For Use / Savings in Demand under the selected programme (Ml/d) input as +ve 2045-46: 0.0079501; Gains in Water Available For Use / Savings in Demand under the selected programme (Ml/d) input as +ve 2046-47: 0.008329; Gains in Water Available For Use / Savings in Demand under the selected programme (Ml/d) input as +ve 2047-48: 0.0087076; Gains in Water Available For Use / Savings in Demand under the selected programme (Ml/d) input as +ve 2048-49: 0.0090858; Gains in Water Available For Use / Savings in Demand under the selected programme (Ml/d) input as +ve 2049-50: 0.0094637
51dP | 2c WRMP24. Garden Advice.AWSEXC | WEF 2c.AWSEXC | Water efficiency customer education / awareness | Customer Options | N | Preferred | AWSEXC | Ml/d | 2 | Gains in Water Available For Use / Savings in Demand under the selected programme (Ml/d) input as +ve 2019-20: 0; Gains in Water Available For Use / Savings in Demand under the selected programme (Ml/d) input as +ve 2020-21: 0; Gains in Water Available For Use / Savings in Demand under the selected programme (Ml/d) input as +ve 2021-22: 0; Gains in Water Available For Use / Savings in Demand under the selected programme (Ml/d) input as +ve 2022-23: 0; Gains in Water Available For Use / Savings in Demand under the selected programme (Ml/d) input as +ve 2023-24: 0; Gains in Water Available For Use / Savings in Demand under the selected programme (Ml/d) input as +ve 2024-25: 0; Gains in Water Available For Use / Savings in Demand under the selected programme (Ml/d) input as +ve 2025-26: 0.0003936; Gains in Water Available For Use / Savings in Demand under the selected programme (Ml/d) input as +ve 2026-27: 0.00078353; Gains in Water Available For Use / Savings in Demand under the selected programme (Ml/d) input as +ve 2027-28: 0.0011694; Gains in Water Available For Use / Savings in Demand under the selected programme (Ml/d) input as +ve 2028-29: 0.0015515; Gains in Water Available For Use / Savings in Demand under the selected programme (Ml/d) input as +ve 2029-30: 0.0019313; Gains in Water Available For Use / Savings in Demand under the selected programme (Ml/d) input as +ve 2030-31: 0.0023082; Gains in Water Available For Use / Savings in Demand under the selected programme (Ml/d) input as +ve 2031-32: 0.0026824; Gains in Water Available For Use / Savings in Demand under the selected programme (Ml/d) input as +ve 2032-33: 0.003054; Gains in Water Available For Use / Savings in Demand under the selected programme (Ml/d) input as +ve 2033-34: 0.0034264; Gains in Water Available For Use / Savings in Demand under the selected programme (Ml/d) input as +ve 2034-35: 0.0037997; Gains in Water Available For Use / Savings in Demand under the selected programme (Ml/d) input as +ve 2035-36: 0.0041739; Gains in Water Available For Use / Savings in Demand under the selected programme (Ml/d) input as +ve 2036-37: 0.0045489; Gains in Water Available For Use / Savings in Demand under the selected programme (Ml/d) input as +ve 2037-38: 0.0049246; Gains in Water Available For Use / Savings in Demand under the selected programme (Ml/d) input as +ve 2038-39: 0.005301; Gains in Water Available For Use / Savings in Demand under the selected programme (Ml/d) input as +ve 2039-40: 0.005678; Gains in Water Available For Use / Savings in Demand under the selected programme (Ml/d) input as +ve 2040-41: 0.0060557; Gains in Water Available For Use / Savings in Demand under the selected programme (Ml/d) input as +ve 2041-42: 0.0064339; Gains in Water Available For Use / Savings in Demand under the selected programme (Ml/d) input as +ve 2042-43: 0.0068125; Gains in Water Available For Use / Savings in Demand under the selected programme (Ml/d) input as +ve 2043-44: 0.0071915; Gains in Water Available For Use / Savings in Demand under the selected programme (Ml/d) input as +ve 2044-45: 0.0075709; Gains in Water Available For Use / Savings in Demand under the selected programme (Ml/d) input as +ve 2045-46: 0.0079501; Gains in Water Available For Use / Savings in Demand under the selected programme (Ml/d) input as +ve 2046-47: 0.008329; Gains in Water Available For Use / Savings in Demand under the selected programme (Ml/d) input as +ve 2047-48: 0.0087076; Gains in Water Available For Use / Savings in Demand under the selected programme (Ml/d) input as +ve 2048-49: 0.0090858; Gains in Water Available For Use / Savings in Demand under the selected programme (Ml/d) input as +ve 2049-50: 0.0094637
51dF | 3a WRMP24. Community Reward.AWSEXC | WEF 3a.AWSEXC | Water efficiency customer education / awareness | Customer Options | N | Least Cost | AWSEXC | Ml/d | 2 | Gains in Water Available For Use / Savings in Demand under the selected programme (Ml/d) input as +ve 2019-20: 0; Gains in Water Available For Use / Savings in Demand under the selected programme (Ml/d) input as +ve 2020-21: 0; Gains in Water Available For Use / Savings in Demand under the selected programme (Ml/d) input as +ve 2021-22: 0; Gains in Water Available For Use / Savings in Demand under the selected programme (Ml/d) input as +ve 2022-23: 0; Gains in Water Available For Use / Savings in Demand under the selected programme (Ml/d) input as +ve 2023-24: 0; Gains in Water Available For Use / Savings in Demand under the selected programme (Ml/d) input as +ve 2024-25: 0; Gains in Water Available For Use / Savings in Demand under the selected programme (Ml/d) input as +ve 2025-26: 0.00094218; Gains in Water Available For Use / Savings in Demand under the selected programme (Ml/d) input as +ve 2026-27: 0.0017627; Gains in Water Available For Use / Savings in Demand under the selected programme (Ml/d) input as +ve 2027-28: 0.0024788; Gains in Water Available For Use / Savings in Demand under the selected programme (Ml/d) input as +ve 2028-29: 0.0031191; Gains in Water Available For Use / Savings in Demand under the selected programme (Ml/d) input as +ve 2029-30: 0.0036997; Gains in Water Available For Use / Savings in Demand under the selected programme (Ml/d) input as +ve 2030-31: 0.0042737; Gains in Water Available For Use / Savings in Demand under the selected programme (Ml/d) input as +ve 2031-32: 0.0048422; Gains in Water Available For Use / Savings in Demand under the selected programme (Ml/d) input as +ve 2032-33: 0.0054072; Gains in Water Available For Use / Savings in Demand under the selected programme (Ml/d) input as +ve 2033-34: 0.0059713; Gains in Water Available For Use / Savings in Demand under the selected programme (Ml/d) input as +ve 2034-35: 0.0065347; Gains in Water Available For Use / Savings in Demand under the selected programme (Ml/d) input as +ve 2035-36: 0.0070977; Gains in Water Available For Use / Savings in Demand under the selected programme (Ml/d) input as +ve 2036-37: 0.0076596; Gains in Water Available For Use / Savings in Demand under the selected programme (Ml/d) input as +ve 2037-38: 0.0082207; Gains in Water Available For Use / Savings in Demand under the selected programme (Ml/d) input as +ve 2038-39: 0.0087811; Gains in Water Available For Use / Savings in Demand under the selected programme (Ml/d) input as +ve 2039-40: 0.0093416; Gains in Water Available For Use / Savings in Demand under the selected programme (Ml/d) input as +ve 2040-41: 0.0092712; Gains in Water Available For Use / Savings in Demand under the selected programme (Ml/d) input as +ve 2041-42: 0.0092837; Gains in Water Available For Use / Savings in Demand under the selected programme (Ml/d) input as +ve 2042-43: 0.0093671; Gains in Water Available For Use / Savings in Demand under the selected programme (Ml/d) input as +ve 2043-44: 0.0095024; Gains in Water Available For Use / Savings in Demand under the selected programme (Ml/d) input as +ve 2044-45: 0.0096789; Gains in Water Available For Use / Savings in Demand under the selected programme (Ml/d) input as +ve 2045-46: 0.0098598; Gains in Water Available For Use / Savings in Demand under the selected programme (Ml/d) input as +ve 2046-47: 0.010044; Gains in Water Available For Use / Savings in Demand under the selected programme (Ml/d) input as +ve 2047-48: 0.01023; Gains in Water Available For Use / Savings in Demand under the selected programme (Ml/d) input as +ve 2048-49: 0.010416; Gains in Water Available For Use / Savings in Demand under the selected programme (Ml/d) input as +ve 2049-50: 0.010603
51dF | 3a WRMP24. Community Reward.AWSEXC | WEF 3a.AWSEXC | Water efficiency customer education / awareness | Customer Options | N | Ofwat Core | AWSEXC | Ml/d | 2 | Gains in Water Available For Use / Savings in Demand under the selected programme (Ml/d) input as +ve 2019-20: 0; Gains in Water Available For Use / Savings in Demand under the selected programme (Ml/d) input as +ve 2020-21: 0; Gains in Water Available For Use / Savings in Demand under the selected programme (Ml/d) input as +ve 2021-22: 0; Gains in Water Available For Use / Savings in Demand under the selected programme (Ml/d) input as +ve 2022-23: 0; Gains in Water Available For Use / Savings in Demand under the selected programme (Ml/d) input as +ve 2023-24: 0; Gains in Water Available For Use / Savings in Demand under the selected programme (Ml/d) input as +ve 2024-25: 0; Gains in Water Available For Use / Savings in Demand under the selected programme (Ml/d) input as +ve 2025-26: 0.00094218; Gains in Water Available For Use / Savings in Demand under the selected programme (Ml/d) input as +ve 2026-27: 0.0017627; Gains in Water Available For Use / Savings in Demand under the selected programme (Ml/d) input as +ve 2027-28: 0.0024788; Gains in Water Available For Use / Savings in Demand under the selected programme (Ml/d) input as +ve 2028-29: 0.0031191; Gains in Water Available For Use / Savings in Demand under the selected programme (Ml/d) input as +ve 2029-30: 0.0036997; Gains in Water Available For Use / Savings in Demand under the selected programme (Ml/d) input as +ve 2030-31: 0.0042737; Gains in Water Available For Use / Savings in Demand under the selected programme (Ml/d) input as +ve 2031-32: 0.0048422; Gains in Water Available For Use / Savings in Demand under the selected programme (Ml/d) input as +ve 2032-33: 0.0054072; Gains in Water Available For Use / Savings in Demand under the selected programme (Ml/d) input as +ve 2033-34: 0.0059713; Gains in Water Available For Use / Savings in Demand under the selected programme (Ml/d) input as +ve 2034-35: 0.0065347; Gains in Water Available For Use / Savings in Demand under the selected programme (Ml/d) input as +ve 2035-36: 0.0070977; Gains in Water Available For Use / Savings in Demand under the selected programme (Ml/d) input as +ve 2036-37: 0.0076596; Gains in Water Available For Use / Savings in Demand under the selected programme (Ml/d) input as +ve 2037-38: 0.0082207; Gains in Water Available For Use / Savings in Demand under the selected programme (Ml/d) input as +ve 2038-39: 0.0087811; Gains in Water Available For Use / Savings in Demand under the selected programme (Ml/d) input as +ve 2039-40: 0.0093416; Gains in Water Available For Use / Savings in Demand under the selected programme (Ml/d) input as +ve 2040-41: 0.0092712; Gains in Water Available For Use / Savings in Demand under the selected programme (Ml/d) input as +ve 2041-42: 0.0092837; Gains in Water Available For Use / Savings in Demand under the selected programme (Ml/d) input as +ve 2042-43: 0.0093671; Gains in Water Available For Use / Savings in Demand under the selected programme (Ml/d) input as +ve 2043-44: 0.0095024; Gains in Water Available For Use / Savings in Demand under the selected programme (Ml/d) input as +ve 2044-45: 0.0096789; Gains in Water Available For Use / Savings in Demand under the selected programme (Ml/d) input as +ve 2045-46: 0.0098598; Gains in Water Available For Use / Savings in Demand under the selected programme (Ml/d) input as +ve 2046-47: 0.010044; Gains in Water Available For Use / Savings in Demand under the selected programme (Ml/d) input as +ve 2047-48: 0.01023; Gains in Water Available For Use / Savings in Demand under the selected programme (Ml/d) input as +ve 2048-49: 0.010416; Gains in Water Available For Use / Savings in Demand under the selected programme (Ml/d) input as +ve 2049-50: 0.010603
51dP | 3a WRMP24. Community Reward.AWSEXC | WEF 3a.AWSEXC | Water efficiency customer education / awareness | Customer Options | N | Preferred | AWSEXC | Ml/d | 2 | Gains in Water Available For Use / Savings in Demand under the selected programme (Ml/d) input as +ve 2019-20: 0; Gains in Water Available For Use / Savings in Demand under the selected programme (Ml/d) input as +ve 2020-21: 0; Gains in Water Available For Use / Savings in Demand under the selected programme (Ml/d) input as +ve 2021-22: 0; Gains in Water Available For Use / Savings in Demand under the selected programme (Ml/d) input as +ve 2022-23: 0; Gains in Water Available For Use / Savings in Demand under the selected programme (Ml/d) input as +ve 2023-24: 0; Gains in Water Available For Use / Savings in Demand under the selected programme (Ml/d) input as +ve 2024-25: 0; Gains in Water Available For Use / Savings in Demand under the selected programme (Ml/d) input as +ve 2025-26: 0.00094218; Gains in Water Available For Use / Savings in Demand under the selected programme (Ml/d) input as +ve 2026-27: 0.0017627; Gains in Water Available For Use / Savings in Demand under the selected programme (Ml/d) input as +ve 2027-28: 0.0024788; Gains in Water Available For Use / Savings in Demand under the selected programme (Ml/d) input as +ve 2028-29: 0.0031191; Gains in Water Available For Use / Savings in Demand under the selected programme (Ml/d) input as +ve 2029-30: 0.0036997; Gains in Water Available For Use / Savings in Demand under the selected programme (Ml/d) input as +ve 2030-31: 0.0042737; Gains in Water Available For Use / Savings in Demand under the selected programme (Ml/d) input as +ve 2031-32: 0.0048422; Gains in Water Available For Use / Savings in Demand under the selected programme (Ml/d) input as +ve 2032-33: 0.0054072; Gains in Water Available For Use / Savings in Demand under the selected programme (Ml/d) input as +ve 2033-34: 0.0059713; Gains in Water Available For Use / Savings in Demand under the selected programme (Ml/d) input as +ve 2034-35: 0.0065347; Gains in Water Available For Use / Savings in Demand under the selected programme (Ml/d) input as +ve 2035-36: 0.0070977; Gains in Water Available For Use / Savings in Demand under the selected programme (Ml/d) input as +ve 2036-37: 0.0076596; Gains in Water Available For Use / Savings in Demand under the selected programme (Ml/d) input as +ve 2037-38: 0.0082207; Gains in Water Available For Use / Savings in Demand under the selected programme (Ml/d) input as +ve 2038-39: 0.0087811; Gains in Water Available For Use / Savings in Demand under the selected programme (Ml/d) input as +ve 2039-40: 0.0093416; Gains in Water Available For Use / Savings in Demand under the selected programme (Ml/d) input as +ve 2040-41: 0.0092712; Gains in Water Available For Use / Savings in Demand under the selected programme (Ml/d) input as +ve 2041-42: 0.0092837; Gains in Water Available For Use / Savings in Demand under the selected programme (Ml/d) input as +ve 2042-43: 0.0093671; Gains in Water Available For Use / Savings in Demand under the selected programme (Ml/d) input as +ve 2043-44: 0.0095024; Gains in Water Available For Use / Savings in Demand under the selected programme (Ml/d) input as +ve 2044-45: 0.0096789; Gains in Water Available For Use / Savings in Demand under the selected programme (Ml/d) input as +ve 2045-46: 0.0098598; Gains in Water Available For Use / Savings in Demand under the selected programme (Ml/d) input as +ve 2046-47: 0.010044; Gains in Water Available For Use / Savings in Demand under the selected programme (Ml/d) input as +ve 2047-48: 0.01023; Gains in Water Available For Use / Savings in Demand under the selected programme (Ml/d) input as +ve 2048-49: 0.010416; Gains in Water Available For Use / Savings in Demand under the selected programme (Ml/d) input as +ve 2049-50: 0.010603
51dF | 4a WRMP24. PL Uplift - Vulnerable Customers.AWSEXC | WEF 4a.AWSEXC | Other water efficiency | Customer Options | N | Least Cost | AWSEXC | Ml/d | 2 | Gains in Water Available For Use / Savings in Demand under the selected programme (Ml/d) input as +ve 2019-20: 0; Gains in Water Available For Use / Savings in Demand under the selected programme (Ml/d) input as +ve 2020-21: 0; Gains in Water Available For Use / Savings in Demand under the selected programme (Ml/d) input as +ve 2021-22: 0; Gains in Water Available For Use / Savings in Demand under the selected programme (Ml/d) input as +ve 2022-23: 0; Gains in Water Available For Use / Savings in Demand under the selected programme (Ml/d) input as +ve 2023-24: 0; Gains in Water Available For Use / Savings in Demand under the selected programme (Ml/d) input as +ve 2024-25: 0; Gains in Water Available For Use / Savings in Demand under the selected programme (Ml/d) input as +ve 2025-26: 0.0019107; Gains in Water Available For Use / Savings in Demand under the selected programme (Ml/d) input as +ve 2026-27: 0.0024106; Gains in Water Available For Use / Savings in Demand under the selected programme (Ml/d) input as +ve 2027-28: 0.0029162; Gains in Water Available For Use / Savings in Demand under the selected programme (Ml/d) input as +ve 2028-29: 0.0034286; Gains in Water Available For Use / Savings in Demand under the selected programme (Ml/d) input as +ve 2029-30: 0.003956; Gains in Water Available For Use / Savings in Demand under the selected programme (Ml/d) input as +ve 2030-31: 0.0044824; Gains in Water Available For Use / Savings in Demand under the selected programme (Ml/d) input as +ve 2031-32: 0.0050148; Gains in Water Available For Use / Savings in Demand under the selected programme (Ml/d) input as +ve 2032-33: 0.0050481; Gains in Water Available For Use / Savings in Demand under the selected programme (Ml/d) input as +ve 2033-34: 0.0051233; Gains in Water Available For Use / Savings in Demand under the selected programme (Ml/d) input as +ve 2034-35: 0.0051973; Gains in Water Available For Use / Savings in Demand under the selected programme (Ml/d) input as +ve 2035-36: 0.0052701; Gains in Water Available For Use / Savings in Demand under the selected programme (Ml/d) input as +ve 2036-37: 0.0053416; Gains in Water Available For Use / Savings in Demand under the selected programme (Ml/d) input as +ve 2037-38: 0.0054116; Gains in Water Available For Use / Savings in Demand under the selected programme (Ml/d) input as +ve 2038-39: 0.0054803; Gains in Water Available For Use / Savings in Demand under the selected programme (Ml/d) input as +ve 2039-40: 0.0055475; Gains in Water Available For Use / Savings in Demand under the selected programme (Ml/d) input as +ve 2040-41: 0.0056139; Gains in Water Available For Use / Savings in Demand under the selected programme (Ml/d) input as +ve 2041-42: 0.0056784; Gains in Water Available For Use / Savings in Demand under the selected programme (Ml/d) input as +ve 2042-43: 0.0057413; Gains in Water Available For Use / Savings in Demand under the selected programme (Ml/d) input as +ve 2043-44: 0.0058033; Gains in Water Available For Use / Savings in Demand under the selected programme (Ml/d) input as +ve 2044-45: 0.0058637; Gains in Water Available For Use / Savings in Demand under the selected programme (Ml/d) input as +ve 2045-46: 0.0059092; Gains in Water Available For Use / Savings in Demand under the selected programme (Ml/d) input as +ve 2046-47: 0.0059536; Gains in Water Available For Use / Savings in Demand under the selected programme (Ml/d) input as +ve 2047-48: 0.0059966; Gains in Water Available For Use / Savings in Demand under the selected programme (Ml/d) input as +ve 2048-49: 0.006039; Gains in Water Available For Use / Savings in Demand under the selected programme (Ml/d) input as +ve 2049-50: 0.0060769
51dF | 4a WRMP24. PL Uplift - Vulnerable Customers.AWSEXC | WEF 4a.AWSEXC | Other water efficiency | Customer Options | N | Ofwat Core | AWSEXC | Ml/d | 2 | Gains in Water Available For Use / Savings in Demand under the selected programme (Ml/d) input as +ve 2019-20: 0; Gains in Water Available For Use / Savings in Demand under the selected programme (Ml/d) input as +ve 2020-21: 0; Gains in Water Available For Use / Savings in Demand under the selected programme (Ml/d) input as +ve 2021-22: 0; Gains in Water Available For Use / Savings in Demand under the selected programme (Ml/d) input as +ve 2022-23: 0; Gains in Water Available For Use / Savings in Demand under the selected programme (Ml/d) input as +ve 2023-24: 0; Gains in Water Available For Use / Savings in Demand under the selected programme (Ml/d) input as +ve 2024-25: 0; Gains in Water Available For Use / Savings in Demand under the selected programme (Ml/d) input as +ve 2025-26: 0.0019107; Gains in Water Available For Use / Savings in Demand under the selected programme (Ml/d) input as +ve 2026-27: 0.0024106; Gains in Water Available For Use / Savings in Demand under the selected programme (Ml/d) input as +ve 2027-28: 0.0029162; Gains in Water Available For Use / Savings in Demand under the selected programme (Ml/d) input as +ve 2028-29: 0.0034286; Gains in Water Available For Use / Savings in Demand under the selected programme (Ml/d) input as +ve 2029-30: 0.003956; Gains in Water Available For Use / Savings in Demand under the selected programme (Ml/d) input as +ve 2030-31: 0.0044824; Gains in Water Available For Use / Savings in Demand under the selected programme (Ml/d) input as +ve 2031-32: 0.0050148; Gains in Water Available For Use / Savings in Demand under the selected programme (Ml/d) input as +ve 2032-33: 0.0050481; Gains in Water Available For Use / Savings in Demand under the selected programme (Ml/d) input as +ve 2033-34: 0.0051233; Gains in Water Available For Use / Savings in Demand under the selected programme (Ml/d) input as +ve 2034-35: 0.0051973; Gains in Water Available For Use / Savings in Demand under the selected programme (Ml/d) input as +ve 2035-36: 0.0052701; Gains in Water Available For Use / Savings in Demand under the selected programme (Ml/d) input as +ve 2036-37: 0.0053416; Gains in Water Available For Use / Savings in Demand under the selected programme (Ml/d) input as +ve 2037-38: 0.0054116; Gains in Water Available For Use / Savings in Demand under the selected programme (Ml/d) input as +ve 2038-39: 0.0054803; Gains in Water Available For Use / Savings in Demand under the selected programme (Ml/d) input as +ve 2039-40: 0.0055475; Gains in Water Available For Use / Savings in Demand under the selected programme (Ml/d) input as +ve 2040-41: 0.0056139; Gains in Water Available For Use / Savings in Demand under the selected programme (Ml/d) input as +ve 2041-42: 0.0056784; Gains in Water Available For Use / Savings in Demand under the selected programme (Ml/d) input as +ve 2042-43: 0.0057413; Gains in Water Available For Use / Savings in Demand under the selected programme (Ml/d) input as +ve 2043-44: 0.0058033; Gains in Water Available For Use / Savings in Demand under the selected programme (Ml/d) input as +ve 2044-45: 0.0058637; Gains in Water Available For Use / Savings in Demand under the selected programme (Ml/d) input as +ve 2045-46: 0.0059092; Gains in Water Available For Use / Savings in Demand under the selected programme (Ml/d) input as +ve 2046-47: 0.0059536; Gains in Water Available For Use / Savings in Demand under the selected programme (Ml/d) input as +ve 2047-48: 0.0059966; Gains in Water Available For Use / Savings in Demand under the selected programme (Ml/d) input as +ve 2048-49: 0.006039; Gains in Water Available For Use / Savings in Demand under the selected programme (Ml/d) input as +ve 2049-50: 0.0060769
51dP | 4a WRMP24. PL Uplift - Vulnerable Customers.AWSEXC | WEF 4a.AWSEXC | Other water efficiency | Customer Options | N | Preferred | AWSEXC | Ml/d | 2 | Gains in Water Available For Use / Savings in Demand under the selected programme (Ml/d) input as +ve 2019-20: 0; Gains in Water Available For Use / Savings in Demand under the selected programme (Ml/d) input as +ve 2020-21: 0; Gains in Water Available For Use / Savings in Demand under the selected programme (Ml/d) input as +ve 2021-22: 0; Gains in Water Available For Use / Savings in Demand under the selected programme (Ml/d) input as +ve 2022-23: 0; Gains in Water Available For Use / Savings in Demand under the selected programme (Ml/d) input as +ve 2023-24: 0; Gains in Water Available For Use / Savings in Demand under the selected programme (Ml/d) input as +ve 2024-25: 0; Gains in Water Available For Use / Savings in Demand under the selected programme (Ml/d) input as +ve 2025-26: 0.0019107; Gains in Water Available For Use / Savings in Demand under the selected programme (Ml/d) input as +ve 2026-27: 0.0024106; Gains in Water Available For Use / Savings in Demand under the selected programme (Ml/d) input as +ve 2027-28: 0.0029162; Gains in Water Available For Use / Savings in Demand under the selected programme (Ml/d) input as +ve 2028-29: 0.0034286; Gains in Water Available For Use / Savings in Demand under the selected programme (Ml/d) input as +ve 2029-30: 0.003956; Gains in Water Available For Use / Savings in Demand under the selected programme (Ml/d) input as +ve 2030-31: 0.0044824; Gains in Water Available For Use / Savings in Demand under the selected programme (Ml/d) input as +ve 2031-32: 0.0050148; Gains in Water Available For Use / Savings in Demand under the selected programme (Ml/d) input as +ve 2032-33: 0.0050481; Gains in Water Available For Use / Savings in Demand under the selected programme (Ml/d) input as +ve 2033-34: 0.0051233; Gains in Water Available For Use / Savings in Demand under the selected programme (Ml/d) input as +ve 2034-35: 0.0051973; Gains in Water Available For Use / Savings in Demand under the selected programme (Ml/d) input as +ve 2035-36: 0.0052701; Gains in Water Available For Use / Savings in Demand under the selected programme (Ml/d) input as +ve 2036-37: 0.0053416; Gains in Water Available For Use / Savings in Demand under the selected programme (Ml/d) input as +ve 2037-38: 0.0054116; Gains in Water Available For Use / Savings in Demand under the selected programme (Ml/d) input as +ve 2038-39: 0.0054803; Gains in Water Available For Use / Savings in Demand under the selected programme (Ml/d) input as +ve 2039-40: 0.0055475; Gains in Water Available For Use / Savings in Demand under the selected programme (Ml/d) input as +ve 2040-41: 0.0056139; Gains in Water Available For Use / Savings in Demand under the selected programme (Ml/d) input as +ve 2041-42: 0.0056784; Gains in Water Available For Use / Savings in Demand under the selected programme (Ml/d) input as +ve 2042-43: 0.0057413; Gains in Water Available For Use / Savings in Demand under the selected programme (Ml/d) input as +ve 2043-44: 0.0058033; Gains in Water Available For Use / Savings in Demand under the selected programme (Ml/d) input as +ve 2044-45: 0.0058637; Gains in Water Available For Use / Savings in Demand under the selected programme (Ml/d) input as +ve 2045-46: 0.0059092; Gains in Water Available For Use / Savings in Demand under the selected programme (Ml/d) input as +ve 2046-47: 0.0059536; Gains in Water Available For Use / Savings in Demand under the selected programme (Ml/d) input as +ve 2047-48: 0.0059966; Gains in Water Available For Use / Savings in Demand under the selected programme (Ml/d) input as +ve 2048-49: 0.006039; Gains in Water Available For Use / Savings in Demand under the selected programme (Ml/d) input as +ve 2049-50: 0.0060769
51dF | 4c-PL WRMP24. PL uplift - Non-Vulnerable Customers.AWSEXC | WEF 4c-PL.AWSEXC | Other water efficiency | Customer Options | N | Least Cost | AWSEXC | Ml/d | 2 | Gains in Water Available For Use / Savings in Demand under the selected programme (Ml/d) input as +ve 2019-20: 0; Gains in Water Available For Use / Savings in Demand under the selected programme (Ml/d) input as +ve 2020-21: 0; Gains in Water Available For Use / Savings in Demand under the selected programme (Ml/d) input as +ve 2021-22: 0; Gains in Water Available For Use / Savings in Demand under the selected programme (Ml/d) input as +ve 2022-23: 0; Gains in Water Available For Use / Savings in Demand under the selected programme (Ml/d) input as +ve 2023-24: 0; Gains in Water Available For Use / Savings in Demand under the selected programme (Ml/d) input as +ve 2024-25: 0; Gains in Water Available For Use / Savings in Demand under the selected programme (Ml/d) input as +ve 2025-26: 0.016497; Gains in Water Available For Use / Savings in Demand under the selected programme (Ml/d) input as +ve 2026-27: 0.020813; Gains in Water Available For Use / Savings in Demand under the selected programme (Ml/d) input as +ve 2027-28: 0.025178; Gains in Water Available For Use / Savings in Demand under the selected programme (Ml/d) input as +ve 2028-29: 0.029603; Gains in Water Available For Use / Savings in Demand under the selected programme (Ml/d) input as +ve 2029-30: 0.034156; Gains in Water Available For Use / Savings in Demand under the selected programme (Ml/d) input as +ve 2030-31: 0.038702; Gains in Water Available For Use / Savings in Demand under the selected programme (Ml/d) input as +ve 2031-32: 0.043298; Gains in Water Available For Use / Savings in Demand under the selected programme (Ml/d) input as +ve 2032-33: 0.043586; Gains in Water Available For Use / Savings in Demand under the selected programme (Ml/d) input as +ve 2033-34: 0.044234; Gains in Water Available For Use / Savings in Demand under the selected programme (Ml/d) input as +ve 2034-35: 0.044874; Gains in Water Available For Use / Savings in Demand under the selected programme (Ml/d) input as +ve 2035-36: 0.045502; Gains in Water Available For Use / Savings in Demand under the selected programme (Ml/d) input as +ve 2036-37: 0.04612; Gains in Water Available For Use / Savings in Demand under the selected programme (Ml/d) input as +ve 2037-38: 0.046724; Gains in Water Available For Use / Savings in Demand under the selected programme (Ml/d) input as +ve 2038-39: 0.047317; Gains in Water Available For Use / Savings in Demand under the selected programme (Ml/d) input as +ve 2039-40: 0.047897; Gains in Water Available For Use / Savings in Demand under the selected programme (Ml/d) input as +ve 2040-41: 0.04847; Gains in Water Available For Use / Savings in Demand under the selected programme (Ml/d) input as +ve 2041-42: 0.049028; Gains in Water Available For Use / Savings in Demand under the selected programme (Ml/d) input as +ve 2042-43: 0.04957; Gains in Water Available For Use / Savings in Demand under the selected programme (Ml/d) input as +ve 2043-44: 0.050106; Gains in Water Available For Use / Savings in Demand under the selected programme (Ml/d) input as +ve 2044-45: 0.050628; Gains in Water Available For Use / Savings in Demand under the selected programme (Ml/d) input as +ve 2045-46: 0.05102; Gains in Water Available For Use / Savings in Demand under the selected programme (Ml/d) input as +ve 2046-47: 0.051403; Gains in Water Available For Use / Savings in Demand under the selected programme (Ml/d) input as +ve 2047-48: 0.051775; Gains in Water Available For Use / Savings in Demand under the selected programme (Ml/d) input as +ve 2048-49: 0.052141; Gains in Water Available For Use / Savings in Demand under the selected programme (Ml/d) input as +ve 2049-50: 0.052468
51dF | 4c-PL WRMP24. PL uplift - Non-Vulnerable Customers.AWSEXC | WEF 4c-PL.AWSEXC | Other water efficiency | Customer Options | N | Ofwat Core | AWSEXC | Ml/d | 2 | Gains in Water Available For Use / Savings in Demand under the selected programme (Ml/d) input as +ve 2019-20: 0; Gains in Water Available For Use / Savings in Demand under the selected programme (Ml/d) input as +ve 2020-21: 0; Gains in Water Available For Use / Savings in Demand under the selected programme (Ml/d) input as +ve 2021-22: 0; Gains in Water Available For Use / Savings in Demand under the selected programme (Ml/d) input as +ve 2022-23: 0; Gains in Water Available For Use / Savings in Demand under the selected programme (Ml/d) input as +ve 2023-24: 0; Gains in Water Available For Use / Savings in Demand under the selected programme (Ml/d) input as +ve 2024-25: 0; Gains in Water Available For Use / Savings in Demand under the selected programme (Ml/d) input as +ve 2025-26: 0.016497; Gains in Water Available For Use / Savings in Demand under the selected programme (Ml/d) input as +ve 2026-27: 0.020813; Gains in Water Available For Use / Savings in Demand under the selected programme (Ml/d) input as +ve 2027-28: 0.025178; Gains in Water Available For Use / Savings in Demand under the selected programme (Ml/d) input as +ve 2028-29: 0.029603; Gains in Water Available For Use / Savings in Demand under the selected programme (Ml/d) input as +ve 2029-30: 0.034156; Gains in Water Available For Use / Savings in Demand under the selected programme (Ml/d) input as +ve 2030-31: 0.038702; Gains in Water Available For Use / Savings in Demand under the selected programme (Ml/d) input as +ve 2031-32: 0.043298; Gains in Water Available For Use / Savings in Demand under the selected programme (Ml/d) input as +ve 2032-33: 0.043586; Gains in Water Available For Use / Savings in Demand under the selected programme (Ml/d) input as +ve 2033-34: 0.044234; Gains in Water Available For Use / Savings in Demand under the selected programme (Ml/d) input as +ve 2034-35: 0.044874; Gains in Water Available For Use / Savings in Demand under the selected programme (Ml/d) input as +ve 2035-36: 0.045502; Gains in Water Available For Use / Savings in Demand under the selected programme (Ml/d) input as +ve 2036-37: 0.04612; Gains in Water Available For Use / Savings in Demand under the selected programme (Ml/d) input as +ve 2037-38: 0.046724; Gains in Water Available For Use / Savings in Demand under the selected programme (Ml/d) input as +ve 2038-39: 0.047317; Gains in Water Available For Use / Savings in Demand under the selected programme (Ml/d) input as +ve 2039-40: 0.047897; Gains in Water Available For Use / Savings in Demand under the selected programme (Ml/d) input as +ve 2040-41: 0.04847; Gains in Water Available For Use / Savings in Demand under the selected programme (Ml/d) input as +ve 2041-42: 0.049028; Gains in Water Available For Use / Savings in Demand under the selected programme (Ml/d) input as +ve 2042-43: 0.04957; Gains in Water Available For Use / Savings in Demand under the selected programme (Ml/d) input as +ve 2043-44: 0.050106; Gains in Water Available For Use / Savings in Demand under the selected programme (Ml/d) input as +ve 2044-45: 0.050628; Gains in Water Available For Use / Savings in Demand under the selected programme (Ml/d) input as +ve 2045-46: 0.05102; Gains in Water Available For Use / Savings in Demand under the selected programme (Ml/d) input as +ve 2046-47: 0.051403; Gains in Water Available For Use / Savings in Demand under the selected programme (Ml/d) input as +ve 2047-48: 0.051775; Gains in Water Available For Use / Savings in Demand under the selected programme (Ml/d) input as +ve 2048-49: 0.052141; Gains in Water Available For Use / Savings in Demand under the selected programme (Ml/d) input as +ve 2049-50: 0.052468
51dP | 4c-PL WRMP24. PL uplift - Non-Vulnerable Customers.AWSEXC | WEF 4c-PL.AWSEXC | Other water efficiency | Customer Options | N | Preferred | AWSEXC | Ml/d | 2 | Gains in Water Available For Use / Savings in Demand under the selected programme (Ml/d) input as +ve 2019-20: 0; Gains in Water Available For Use / Savings in Demand under the selected programme (Ml/d) input as +ve 2020-21: 0; Gains in Water Available For Use / Savings in Demand under the selected programme (Ml/d) input as +ve 2021-22: 0; Gains in Water Available For Use / Savings in Demand under the selected programme (Ml/d) input as +ve 2022-23: 0; Gains in Water Available For Use / Savings in Demand under the selected programme (Ml/d) input as +ve 2023-24: 0; Gains in Water Available For Use / Savings in Demand under the selected programme (Ml/d) input as +ve 2024-25: 0; Gains in Water Available For Use / Savings in Demand under the selected programme (Ml/d) input as +ve 2025-26: 0.016497; Gains in Water Available For Use / Savings in Demand under the selected programme (Ml/d) input as +ve 2026-27: 0.020813; Gains in Water Available For Use / Savings in Demand under the selected programme (Ml/d) input as +ve 2027-28: 0.025178; Gains in Water Available For Use / Savings in Demand under the selected programme (Ml/d) input as +ve 2028-29: 0.029603; Gains in Water Available For Use / Savings in Demand under the selected programme (Ml/d) input as +ve 2029-30: 0.034156; Gains in Water Available For Use / Savings in Demand under the selected programme (Ml/d) input as +ve 2030-31: 0.038702; Gains in Water Available For Use / Savings in Demand under the selected programme (Ml/d) input as +ve 2031-32: 0.043298; Gains in Water Available For Use / Savings in Demand under the selected programme (Ml/d) input as +ve 2032-33: 0.043586; Gains in Water Available For Use / Savings in Demand under the selected programme (Ml/d) input as +ve 2033-34: 0.044234; Gains in Water Available For Use / Savings in Demand under the selected programme (Ml/d) input as +ve 2034-35: 0.044874; Gains in Water Available For Use / Savings in Demand under the selected programme (Ml/d) input as +ve 2035-36: 0.045502; Gains in Water Available For Use / Savings in Demand under the selected programme (Ml/d) input as +ve 2036-37: 0.04612; Gains in Water Available For Use / Savings in Demand under the selected programme (Ml/d) input as +ve 2037-38: 0.046724; Gains in Water Available For Use / Savings in Demand under the selected programme (Ml/d) input as +ve 2038-39: 0.047317; Gains in Water Available For Use / Savings in Demand under the selected programme (Ml/d) input as +ve 2039-40: 0.047897; Gains in Water Available For Use / Savings in Demand under the selected programme (Ml/d) input as +ve 2040-41: 0.04847; Gains in Water Available For Use / Savings in Demand under the selected programme (Ml/d) input as +ve 2041-42: 0.049028; Gains in Water Available For Use / Savings in Demand under the selected programme (Ml/d) input as +ve 2042-43: 0.04957; Gains in Water Available For Use / Savings in Demand under the selected programme (Ml/d) input as +ve 2043-44: 0.050106; Gains in Water Available For Use / Savings in Demand under the selected programme (Ml/d) input as +ve 2044-45: 0.050628; Gains in Water Available For Use / Savings in Demand under the selected programme (Ml/d) input as +ve 2045-46: 0.05102; Gains in Water Available For Use / Savings in Demand under the selected programme (Ml/d) input as +ve 2046-47: 0.051403; Gains in Water Available For Use / Savings in Demand under the selected programme (Ml/d) input as +ve 2047-48: 0.051775; Gains in Water Available For Use / Savings in Demand under the selected programme (Ml/d) input as +ve 2048-49: 0.052141; Gains in Water Available For Use / Savings in Demand under the selected programme (Ml/d) input as +ve 2049-50: 0.052468
51cF | Find and Fix.AWSEXC | Find and Fix.AWSEXC | Active leakage management | Distribution Options | N | Least Cost | AWSEXC | Ml/d | 2 | Gains in Water Available For Use / Savings in Demand under the selected programme (Ml/d) input as +ve 2019-20: 0; Gains in Water Available For Use / Savings in Demand under the selected programme (Ml/d) input as +ve 2020-21: 0; Gains in Water Available For Use / Savings in Demand under the selected programme (Ml/d) input as +ve 2021-22: 0; Gains in Water Available For Use / Savings in Demand under the selected programme (Ml/d) input as +ve 2022-23: 0; Gains in Water Available For Use / Savings in Demand under the selected programme (Ml/d) input as +ve 2023-24: 0; Gains in Water Available For Use / Savings in Demand under the selected programme (Ml/d) input as +ve 2024-25: 0; Gains in Water Available For Use / Savings in Demand under the selected programme (Ml/d) input as +ve 2025-26: 0; Gains in Water Available For Use / Savings in Demand under the selected programme (Ml/d) input as +ve 2026-27: 0; Gains in Water Available For Use / Savings in Demand under the selected programme (Ml/d) input as +ve 2027-28: 0; Gains in Water Available For Use / Savings in Demand under the selected programme (Ml/d) input as +ve 2028-29: 0; Gains in Water Available For Use / Savings in Demand under the selected programme (Ml/d) input as +ve 2029-30: 0; Gains in Water Available For Use / Savings in Demand under the selected programme (Ml/d) input as +ve 2030-31: 0; Gains in Water Available For Use / Savings in Demand under the selected programme (Ml/d) input as +ve 2031-32: 0; Gains in Water Available For Use / Savings in Demand under the selected programme (Ml/d) input as +ve 2032-33: 0; Gains in Water Available For Use / Savings in Demand under the selected programme (Ml/d) input as +ve 2033-34: 0; Gains in Water Available For Use / Savings in Demand under the selected programme (Ml/d) input as +ve 2034-35: 0; Gains in Water Available For Use / Savings in Demand under the selected programme (Ml/d) input as +ve 2035-36: 0; Gains in Water Available For Use / Savings in Demand under the selected programme (Ml/d) input as +ve 2036-37: 0; Gains in Water Available For Use / Savings in Demand under the selected programme (Ml/d) input as +ve 2037-38: 0; Gains in Water Available For Use / Savings in Demand under the selected programme (Ml/d) input as +ve 2038-39: 0; Gains in Water Available For Use / Savings in Demand under the selected programme (Ml/d) input as +ve 2039-40: 0; Gains in Water Available For Use / Savings in Demand under the selected programme (Ml/d) input as +ve 2040-41: 0.01437; Gains in Water Available For Use / Savings in Demand under the selected programme (Ml/d) input as +ve 2041-42: 0.01437; Gains in Water Available For Use / Savings in Demand under the selected programme (Ml/d) input as +ve 2042-43: 0.01437; Gains in Water Available For Use / Savings in Demand under the selected programme (Ml/d) input as +ve 2043-44: 0.025898; Gains in Water Available For Use / Savings in Demand under the selected programme (Ml/d) input as +ve 2044-45: 0.025898; Gains in Water Available For Use / Savings in Demand under the selected programme (Ml/d) input as +ve 2045-46: 0.025898; Gains in Water Available For Use / Savings in Demand under the selected programme (Ml/d) input as +ve 2046-47: 0.033478; Gains in Water Available For Use / Savings in Demand under the selected programme (Ml/d) input as +ve 2047-48: 0.033478; Gains in Water Available For Use / Savings in Demand under the selected programme (Ml/d) input as +ve 2048-49: 0.033478; Gains in Water Available For Use / Savings in Demand under the selected programme (Ml/d) input as +ve 2049-50: 0.039795
51cF | Find and Fix.AWSEXC | Find and Fix.AWSEXC | Active leakage management | Distribution Options | N | Ofwat Core | AWSEXC | Ml/d | 2 | Gains in Water Available For Use / Savings in Demand under the selected programme (Ml/d) input as +ve 2019-20: 0; Gains in Water Available For Use / Savings in Demand under the selected programme (Ml/d) input as +ve 2020-21: 0; Gains in Water Available For Use / Savings in Demand under the selected programme (Ml/d) input as +ve 2021-22: 0; Gains in Water Available For Use / Savings in Demand under the selected programme (Ml/d) input as +ve 2022-23: 0; Gains in Water Available For Use / Savings in Demand under the selected programme (Ml/d) input as +ve 2023-24: 0; Gains in Water Available For Use / Savings in Demand under the selected programme (Ml/d) input as +ve 2024-25: 0; Gains in Water Available For Use / Savings in Demand under the selected programme (Ml/d) input as +ve 2025-26: 0; Gains in Water Available For Use / Savings in Demand under the selected programme (Ml/d) input as +ve 2026-27: 0; Gains in Water Available For Use / Savings in Demand under the selected programme (Ml/d) input as +ve 2027-28: 0; Gains in Water Available For Use / Savings in Demand under the selected programme (Ml/d) input as +ve 2028-29: 0; Gains in Water Available For Use / Savings in Demand under the selected programme (Ml/d) input as +ve 2029-30: 0; Gains in Water Available For Use / Savings in Demand under the selected programme (Ml/d) input as +ve 2030-31: 0; Gains in Water Available For Use / Savings in Demand under the selected programme (Ml/d) input as +ve 2031-32: 0; Gains in Water Available For Use / Savings in Demand under the selected programme (Ml/d) input as +ve 2032-33: 0; Gains in Water Available For Use / Savings in Demand under the selected programme (Ml/d) input as +ve 2033-34: 0; Gains in Water Available For Use / Savings in Demand under the selected programme (Ml/d) input as +ve 2034-35: 0; Gains in Water Available For Use / Savings in Demand under the selected programme (Ml/d) input as +ve 2035-36: 0; Gains in Water Available For Use / Savings in Demand under the selected programme (Ml/d) input as +ve 2036-37: 0; Gains in Water Available For Use / Savings in Demand under the selected programme (Ml/d) input as +ve 2037-38: 0; Gains in Water Available For Use / Savings in Demand under the selected programme (Ml/d) input as +ve 2038-39: 0; Gains in Water Available For Use / Savings in Demand under the selected programme (Ml/d) input as +ve 2039-40: 0; Gains in Water Available For Use / Savings in Demand under the selected programme (Ml/d) input as +ve 2040-41: 0.01437; Gains in Water Available For Use / Savings in Demand under the selected programme (Ml/d) input as +ve 2041-42: 0.01437; Gains in Water Available For Use / Savings in Demand under the selected programme (Ml/d) input as +ve 2042-43: 0.01437; Gains in Water Available For Use / Savings in Demand under the selected programme (Ml/d) input as +ve 2043-44: 0.025898; Gains in Water Available For Use / Savings in Demand under the selected programme (Ml/d) input as +ve 2044-45: 0.025898; Gains in Water Available For Use / Savings in Demand under the selected programme (Ml/d) input as +ve 2045-46: 0.025898; Gains in Water Available For Use / Savings in Demand under the selected programme (Ml/d) input as +ve 2046-47: 0.033478; Gains in Water Available For Use / Savings in Demand under the selected programme (Ml/d) input as +ve 2047-48: 0.033478; Gains in Water Available For Use / Savings in Demand under the selected programme (Ml/d) input as +ve 2048-49: 0.033478; Gains in Water Available For Use / Savings in Demand under the selected programme (Ml/d) input as +ve 2049-50: 0.039795
51cP | Find and Fix.AWSEXC | Find and Fix.AWSEXC | Active leakage management | Distribution Options | N | Preferred | AWSEXC | Ml/d | 2 | Gains in Water Available For Use / Savings in Demand under the selected programme (Ml/d) input as +ve 2019-20: 0; Gains in Water Available For Use / Savings in Demand under the selected programme (Ml/d) input as +ve 2020-21: 0; Gains in Water Available For Use / Savings in Demand under the selected programme (Ml/d) input as +ve 2021-22: 0; Gains in Water Available For Use / Savings in Demand under the selected programme (Ml/d) input as +ve 2022-23: 0; Gains in Water Available For Use / Savings in Demand under the selected programme (Ml/d) input as +ve 2023-24: 0; Gains in Water Available For Use / Savings in Demand under the selected programme (Ml/d) input as +ve 2024-25: 0; Gains in Water Available For Use / Savings in Demand under the selected programme (Ml/d) input as +ve 2025-26: 0; Gains in Water Available For Use / Savings in Demand under the selected programme (Ml/d) input as +ve 2026-27: 0; Gains in Water Available For Use / Savings in Demand under the selected programme (Ml/d) input as +ve 2027-28: 0; Gains in Water Available For Use / Savings in Demand under the selected programme (Ml/d) input as +ve 2028-29: 0; Gains in Water Available For Use / Savings in Demand under the selected programme (Ml/d) input as +ve 2029-30: 0; Gains in Water Available For Use / Savings in Demand under the selected programme (Ml/d) input as +ve 2030-31: 0; Gains in Water Available For Use / Savings in Demand under the selected programme (Ml/d) input as +ve 2031-32: 0; Gains in Water Available For Use / Savings in Demand under the selected programme (Ml/d) input as +ve 2032-33: 0; Gains in Water Available For Use / Savings in Demand under the selected programme (Ml/d) input as +ve 2033-34: 0; Gains in Water Available For Use / Savings in Demand under the selected programme (Ml/d) input as +ve 2034-35: 0; Gains in Water Available For Use / Savings in Demand under the selected programme (Ml/d) input as +ve 2035-36: 0; Gains in Water Available For Use / Savings in Demand under the selected programme (Ml/d) input as +ve 2036-37: 0; Gains in Water Available For Use / Savings in Demand under the selected programme (Ml/d) input as +ve 2037-38: 0; Gains in Water Available For Use / Savings in Demand under the selected programme (Ml/d) input as +ve 2038-39: 0; Gains in Water Available For Use / Savings in Demand under the selected programme (Ml/d) input as +ve 2039-40: 0; Gains in Water Available For Use / Savings in Demand under the selected programme (Ml/d) input as +ve 2040-41: 0.01437; Gains in Water Available For Use / Savings in Demand under the selected programme (Ml/d) input as +ve 2041-42: 0.01437; Gains in Water Available For Use / Savings in Demand under the selected programme (Ml/d) input as +ve 2042-43: 0.01437; Gains in Water Available For Use / Savings in Demand under the selected programme (Ml/d) input as +ve 2043-44: 0.025898; Gains in Water Available For Use / Savings in Demand under the selected programme (Ml/d) input as +ve 2044-45: 0.025898; Gains in Water Available For Use / Savings in Demand under the selected programme (Ml/d) input as +ve 2045-46: 0.025898; Gains in Water Available For Use / Savings in Demand under the selected programme (Ml/d) input as +ve 2046-47: 0.033478; Gains in Water Available For Use / Savings in Demand under the selected programme (Ml/d) input as +ve 2047-48: 0.033478; Gains in Water Available For Use / Savings in Demand under the selected programme (Ml/d) input as +ve 2048-49: 0.033478; Gains in Water Available For Use / Savings in Demand under the selected programme (Ml/d) input as +ve 2049-50: 0.039795
51dF | G2. Mandatory water labelling.AWSEXC | WEF g2.AWSEXC | Water efficiency customer education / awareness | Customer Options | N | Least Cost | AWSEXC | Ml/d | 2 | Gains in Water Available For Use / Savings in Demand under the selected programme (Ml/d) input as +ve 2019-20: 0; Gains in Water Available For Use / Savings in Demand under the selected programme (Ml/d) input as +ve 2020-21: 0; Gains in Water Available For Use / Savings in Demand under the selected programme (Ml/d) input as +ve 2021-22: 0; Gains in Water Available For Use / Savings in Demand under the selected programme (Ml/d) input as +ve 2022-23: 0; Gains in Water Available For Use / Savings in Demand under the selected programme (Ml/d) input as +ve 2023-24: 0; Gains in Water Available For Use / Savings in Demand under the selected programme (Ml/d) input as +ve 2024-25: 0; Gains in Water Available For Use / Savings in Demand under the selected programme (Ml/d) input as +ve 2025-26: 0; Gains in Water Available For Use / Savings in Demand under the selected programme (Ml/d) input as +ve 2026-27: 0; Gains in Water Available For Use / Savings in Demand under the selected programme (Ml/d) input as +ve 2027-28: 0; Gains in Water Available For Use / Savings in Demand under the selected programme (Ml/d) input as +ve 2028-29: 0.013392; Gains in Water Available For Use / Savings in Demand under the selected programme (Ml/d) input as +ve 2029-30: 0.026847; Gains in Water Available For Use / Savings in Demand under the selected programme (Ml/d) input as +ve 2030-31: 0.040367; Gains in Water Available For Use / Savings in Demand under the selected programme (Ml/d) input as +ve 2031-32: 0.053906; Gains in Water Available For Use / Savings in Demand under the selected programme (Ml/d) input as +ve 2032-33: 0.067478; Gains in Water Available For Use / Savings in Demand under the selected programme (Ml/d) input as +ve 2033-34: 0.081349; Gains in Water Available For Use / Savings in Demand under the selected programme (Ml/d) input as +ve 2034-35: 0.12332; Gains in Water Available For Use / Savings in Demand under the selected programme (Ml/d) input as +ve 2035-36: 0.16571; Gains in Water Available For Use / Savings in Demand under the selected programme (Ml/d) input as +ve 2036-37: 0.20839; Gains in Water Available For Use / Savings in Demand under the selected programme (Ml/d) input as +ve 2037-38: 0.2515; Gains in Water Available For Use / Savings in Demand under the selected programme (Ml/d) input as +ve 2038-39: 0.29505; Gains in Water Available For Use / Savings in Demand under the selected programme (Ml/d) input as +ve 2039-40: 0.33935; Gains in Water Available For Use / Savings in Demand under the selected programme (Ml/d) input as +ve 2040-41: 0.38407; Gains in Water Available For Use / Savings in Demand under the selected programme (Ml/d) input as +ve 2041-42: 0.42914; Gains in Water Available For Use / Savings in Demand under the selected programme (Ml/d) input as +ve 2042-43: 0.47474; Gains in Water Available For Use / Savings in Demand under the selected programme (Ml/d) input as +ve 2043-44: 0.52099; Gains in Water Available For Use / Savings in Demand under the selected programme (Ml/d) input as +ve 2044-45: 0.53772; Gains in Water Available For Use / Savings in Demand under the selected programme (Ml/d) input as +ve 2045-46: 0.55459; Gains in Water Available For Use / Savings in Demand under the selected programme (Ml/d) input as +ve 2046-47: 0.57157; Gains in Water Available For Use / Savings in Demand under the selected programme (Ml/d) input as +ve 2047-48: 0.5887; Gains in Water Available For Use / Savings in Demand under the selected programme (Ml/d) input as +ve 2048-49: 0.60596; Gains in Water Available For Use / Savings in Demand under the selected programme (Ml/d) input as +ve 2049-50: 0.62327
51dF | G2. Mandatory water labelling.AWSEXC | WEF g2.AWSEXC | Water efficiency customer education / awareness | Customer Options | N | Ofwat Core | AWSEXC | Ml/d | 2 | Gains in Water Available For Use / Savings in Demand under the selected programme (Ml/d) input as +ve 2019-20: 0; Gains in Water Available For Use / Savings in Demand under the selected programme (Ml/d) input as +ve 2020-21: 0; Gains in Water Available For Use / Savings in Demand under the selected programme (Ml/d) input as +ve 2021-22: 0; Gains in Water Available For Use / Savings in Demand under the selected programme (Ml/d) input as +ve 2022-23: 0; Gains in Water Available For Use / Savings in Demand under the selected programme (Ml/d) input as +ve 2023-24: 0; Gains in Water Available For Use / Savings in Demand under the selected programme (Ml/d) input as +ve 2024-25: 0; Gains in Water Available For Use / Savings in Demand under the selected programme (Ml/d) input as +ve 2025-26: 0; Gains in Water Available For Use / Savings in Demand under the selected programme (Ml/d) input as +ve 2026-27: 0; Gains in Water Available For Use / Savings in Demand under the selected programme (Ml/d) input as +ve 2027-28: 0; Gains in Water Available For Use / Savings in Demand under the selected programme (Ml/d) input as +ve 2028-29: 0.013392; Gains in Water Available For Use / Savings in Demand under the selected programme (Ml/d) input as +ve 2029-30: 0.026847; Gains in Water Available For Use / Savings in Demand under the selected programme (Ml/d) input as +ve 2030-31: 0.040367; Gains in Water Available For Use / Savings in Demand under the selected programme (Ml/d) input as +ve 2031-32: 0.053906; Gains in Water Available For Use / Savings in Demand under the selected programme (Ml/d) input as +ve 2032-33: 0.067478; Gains in Water Available For Use / Savings in Demand under the selected programme (Ml/d) input as +ve 2033-34: 0.081349; Gains in Water Available For Use / Savings in Demand under the selected programme (Ml/d) input as +ve 2034-35: 0.12332; Gains in Water Available For Use / Savings in Demand under the selected programme (Ml/d) input as +ve 2035-36: 0.16571; Gains in Water Available For Use / Savings in Demand under the selected programme (Ml/d) input as +ve 2036-37: 0.20839; Gains in Water Available For Use / Savings in Demand under the selected programme (Ml/d) input as +ve 2037-38: 0.2515; Gains in Water Available For Use / Savings in Demand under the selected programme (Ml/d) input as +ve 2038-39: 0.29505; Gains in Water Available For Use / Savings in Demand under the selected programme (Ml/d) input as +ve 2039-40: 0.33935; Gains in Water Available For Use / Savings in Demand under the selected programme (Ml/d) input as +ve 2040-41: 0.38407; Gains in Water Available For Use / Savings in Demand under the selected programme (Ml/d) input as +ve 2041-42: 0.42914; Gains in Water Available For Use / Savings in Demand under the selected programme (Ml/d) input as +ve 2042-43: 0.47474; Gains in Water Available For Use / Savings in Demand under the selected programme (Ml/d) input as +ve 2043-44: 0.52099; Gains in Water Available For Use / Savings in Demand under the selected programme (Ml/d) input as +ve 2044-45: 0.53772; Gains in Water Available For Use / Savings in Demand under the selected programme (Ml/d) input as +ve 2045-46: 0.55459; Gains in Water Available For Use / Savings in Demand under the selected programme (Ml/d) input as +ve 2046-47: 0.57157; Gains in Water Available For Use / Savings in Demand under the selected programme (Ml/d) input as +ve 2047-48: 0.5887; Gains in Water Available For Use / Savings in Demand under the selected programme (Ml/d) input as +ve 2048-49: 0.60596; Gains in Water Available For Use / Savings in Demand under the selected programme (Ml/d) input as +ve 2049-50: 0.62327
51dP | G2. Mandatory water labelling.AWSEXC | WEF g2.AWSEXC | Water efficiency customer education / awareness | Customer Options | N | Preferred | AWSEXC | Ml/d | 2 | Gains in Water Available For Use / Savings in Demand under the selected programme (Ml/d) input as +ve 2019-20: 0; Gains in Water Available For Use / Savings in Demand under the selected programme (Ml/d) input as +ve 2020-21: 0; Gains in Water Available For Use / Savings in Demand under the selected programme (Ml/d) input as +ve 2021-22: 0; Gains in Water Available For Use / Savings in Demand under the selected programme (Ml/d) input as +ve 2022-23: 0; Gains in Water Available For Use / Savings in Demand under the selected programme (Ml/d) input as +ve 2023-24: 0; Gains in Water Available For Use / Savings in Demand under the selected programme (Ml/d) input as +ve 2024-25: 0; Gains in Water Available For Use / Savings in Demand under the selected programme (Ml/d) input as +ve 2025-26: 0; Gains in Water Available For Use / Savings in Demand under the selected programme (Ml/d) input as +ve 2026-27: 0; Gains in Water Available For Use / Savings in Demand under the selected programme (Ml/d) input as +ve 2027-28: 0; Gains in Water Available For Use / Savings in Demand under the selected programme (Ml/d) input as +ve 2028-29: 0.013392; Gains in Water Available For Use / Savings in Demand under the selected programme (Ml/d) input as +ve 2029-30: 0.026847; Gains in Water Available For Use / Savings in Demand under the selected programme (Ml/d) input as +ve 2030-31: 0.040367; Gains in Water Available For Use / Savings in Demand under the selected programme (Ml/d) input as +ve 2031-32: 0.053906; Gains in Water Available For Use / Savings in Demand under the selected programme (Ml/d) input as +ve 2032-33: 0.067478; Gains in Water Available For Use / Savings in Demand under the selected programme (Ml/d) input as +ve 2033-34: 0.081349; Gains in Water Available For Use / Savings in Demand under the selected programme (Ml/d) input as +ve 2034-35: 0.12332; Gains in Water Available For Use / Savings in Demand under the selected programme (Ml/d) input as +ve 2035-36: 0.16571; Gains in Water Available For Use / Savings in Demand under the selected programme (Ml/d) input as +ve 2036-37: 0.20839; Gains in Water Available For Use / Savings in Demand under the selected programme (Ml/d) input as +ve 2037-38: 0.2515; Gains in Water Available For Use / Savings in Demand under the selected programme (Ml/d) input as +ve 2038-39: 0.29505; Gains in Water Available For Use / Savings in Demand under the selected programme (Ml/d) input as +ve 2039-40: 0.33935; Gains in Water Available For Use / Savings in Demand under the selected programme (Ml/d) input as +ve 2040-41: 0.38407; Gains in Water Available For Use / Savings in Demand under the selected programme (Ml/d) input as +ve 2041-42: 0.42914; Gains in Water Available For Use / Savings in Demand under the selected programme (Ml/d) input as +ve 2042-43: 0.47474; Gains in Water Available For Use / Savings in Demand under the selected programme (Ml/d) input as +ve 2043-44: 0.52099; Gains in Water Available For Use / Savings in Demand under the selected programme (Ml/d) input as +ve 2044-45: 0.53772; Gains in Water Available For Use / Savings in Demand under the selected programme (Ml/d) input as +ve 2045-46: 0.55459; Gains in Water Available For Use / Savings in Demand under the selected programme (Ml/d) input as +ve 2046-47: 0.57157; Gains in Water Available For Use / Savings in Demand under the selected programme (Ml/d) input as +ve 2047-48: 0.5887; Gains in Water Available For Use / Savings in Demand under the selected programme (Ml/d) input as +ve 2048-49: 0.60596; Gains in Water Available For Use / Savings in Demand under the selected programme (Ml/d) input as +ve 2049-50: 0.62327
51dF | LEA: NHH. NHH CSPL repairs.AWSEXC | LEA: NHH. NHH CSPL repairs.AWSEXC | Supply pipe repairs / replacement | Customer Options | N | Least Cost | AWSEXC | Ml/d | 2 | Gains in Water Available For Use / Savings in Demand under the selected programme (Ml/d) input as +ve 2019-20: 0; Gains in Water Available For Use / Savings in Demand under the selected programme (Ml/d) input as +ve 2020-21: 0; Gains in Water Available For Use / Savings in Demand under the selected programme (Ml/d) input as +ve 2021-22: 0; Gains in Water Available For Use / Savings in Demand under the selected programme (Ml/d) input as +ve 2022-23: 0; Gains in Water Available For Use / Savings in Demand under the selected programme (Ml/d) input as +ve 2023-24: 0; Gains in Water Available For Use / Savings in Demand under the selected programme (Ml/d) input as +ve 2024-25: 0; Gains in Water Available For Use / Savings in Demand under the selected programme (Ml/d) input as +ve 2025-26: 0.00025675; Gains in Water Available For Use / Savings in Demand under the selected programme (Ml/d) input as +ve 2026-27: 0.00049213; Gains in Water Available For Use / Savings in Demand under the selected programme (Ml/d) input as +ve 2027-28: 0.00070497; Gains in Water Available For Use / Savings in Demand under the selected programme (Ml/d) input as +ve 2028-29: 0.0009006; Gains in Water Available For Use / Savings in Demand under the selected programme (Ml/d) input as +ve 2029-30: 0.0010896; Gains in Water Available For Use / Savings in Demand under the selected programme (Ml/d) input as +ve 2030-31: 0.0012782; Gains in Water Available For Use / Savings in Demand under the selected programme (Ml/d) input as +ve 2031-32: 0.0014665; Gains in Water Available For Use / Savings in Demand under the selected programme (Ml/d) input as +ve 2032-33: 0.0016546; Gains in Water Available For Use / Savings in Demand under the selected programme (Ml/d) input as +ve 2033-34: 0.0018425; Gains in Water Available For Use / Savings in Demand under the selected programme (Ml/d) input as +ve 2034-35: 0.0020304; Gains in Water Available For Use / Savings in Demand under the selected programme (Ml/d) input as +ve 2035-36: 0.0022184; Gains in Water Available For Use / Savings in Demand under the selected programme (Ml/d) input as +ve 2036-37: 0.0024063; Gains in Water Available For Use / Savings in Demand under the selected programme (Ml/d) input as +ve 2037-38: 0.0025942; Gains in Water Available For Use / Savings in Demand under the selected programme (Ml/d) input as +ve 2038-39: 0.0027821; Gains in Water Available For Use / Savings in Demand under the selected programme (Ml/d) input as +ve 2039-40: 0.0029698; Gains in Water Available For Use / Savings in Demand under the selected programme (Ml/d) input as +ve 2040-41: 0.0031576; Gains in Water Available For Use / Savings in Demand under the selected programme (Ml/d) input as +ve 2041-42: 0.0033453; Gains in Water Available For Use / Savings in Demand under the selected programme (Ml/d) input as +ve 2042-43: 0.0035331; Gains in Water Available For Use / Savings in Demand under the selected programme (Ml/d) input as +ve 2043-44: 0.0037208; Gains in Water Available For Use / Savings in Demand under the selected programme (Ml/d) input as +ve 2044-45: 0.0039085; Gains in Water Available For Use / Savings in Demand under the selected programme (Ml/d) input as +ve 2045-46: 0.0040961; Gains in Water Available For Use / Savings in Demand under the selected programme (Ml/d) input as +ve 2046-47: 0.0042837; Gains in Water Available For Use / Savings in Demand under the selected programme (Ml/d) input as +ve 2047-48: 0.0044712; Gains in Water Available For Use / Savings in Demand under the selected programme (Ml/d) input as +ve 2048-49: 0.0046586; Gains in Water Available For Use / Savings in Demand under the selected programme (Ml/d) input as +ve 2049-50: 0.004846
51dF | LEA: NHH. NHH CSPL repairs.AWSEXC | LEA: NHH. NHH CSPL repairs.AWSEXC | Supply pipe repairs / replacement | Customer Options | N | Ofwat Core | AWSEXC | Ml/d | 2 | Gains in Water Available For Use / Savings in Demand under the selected programme (Ml/d) input as +ve 2019-20: 0; Gains in Water Available For Use / Savings in Demand under the selected programme (Ml/d) input as +ve 2020-21: 0; Gains in Water Available For Use / Savings in Demand under the selected programme (Ml/d) input as +ve 2021-22: 0; Gains in Water Available For Use / Savings in Demand under the selected programme (Ml/d) input as +ve 2022-23: 0; Gains in Water Available For Use / Savings in Demand under the selected programme (Ml/d) input as +ve 2023-24: 0; Gains in Water Available For Use / Savings in Demand under the selected programme (Ml/d) input as +ve 2024-25: 0; Gains in Water Available For Use / Savings in Demand under the selected programme (Ml/d) input as +ve 2025-26: 0.00025675; Gains in Water Available For Use / Savings in Demand under the selected programme (Ml/d) input as +ve 2026-27: 0.00049213; Gains in Water Available For Use / Savings in Demand under the selected programme (Ml/d) input as +ve 2027-28: 0.00070497; Gains in Water Available For Use / Savings in Demand under the selected programme (Ml/d) input as +ve 2028-29: 0.0009006; Gains in Water Available For Use / Savings in Demand under the selected programme (Ml/d) input as +ve 2029-30: 0.0010896; Gains in Water Available For Use / Savings in Demand under the selected programme (Ml/d) input as +ve 2030-31: 0.0012782; Gains in Water Available For Use / Savings in Demand under the selected programme (Ml/d) input as +ve 2031-32: 0.0014665; Gains in Water Available For Use / Savings in Demand under the selected programme (Ml/d) input as +ve 2032-33: 0.0016546; Gains in Water Available For Use / Savings in Demand under the selected programme (Ml/d) input as +ve 2033-34: 0.0018425; Gains in Water Available For Use / Savings in Demand under the selected programme (Ml/d) input as +ve 2034-35: 0.0020304; Gains in Water Available For Use / Savings in Demand under the selected programme (Ml/d) input as +ve 2035-36: 0.0022184; Gains in Water Available For Use / Savings in Demand under the selected programme (Ml/d) input as +ve 2036-37: 0.0024063; Gains in Water Available For Use / Savings in Demand under the selected programme (Ml/d) input as +ve 2037-38: 0.0025942; Gains in Water Available For Use / Savings in Demand under the selected programme (Ml/d) input as +ve 2038-39: 0.0027821; Gains in Water Available For Use / Savings in Demand under the selected programme (Ml/d) input as +ve 2039-40: 0.0029698; Gains in Water Available For Use / Savings in Demand under the selected programme (Ml/d) input as +ve 2040-41: 0.0031576; Gains in Water Available For Use / Savings in Demand under the selected programme (Ml/d) input as +ve 2041-42: 0.0033453; Gains in Water Available For Use / Savings in Demand under the selected programme (Ml/d) input as +ve 2042-43: 0.0035331; Gains in Water Available For Use / Savings in Demand under the selected programme (Ml/d) input as +ve 2043-44: 0.0037208; Gains in Water Available For Use / Savings in Demand under the selected programme (Ml/d) input as +ve 2044-45: 0.0039085; Gains in Water Available For Use / Savings in Demand under the selected programme (Ml/d) input as +ve 2045-46: 0.0040961; Gains in Water Available For Use / Savings in Demand under the selected programme (Ml/d) input as +ve 2046-47: 0.0042837; Gains in Water Available For Use / Savings in Demand under the selected programme (Ml/d) input as +ve 2047-48: 0.0044712; Gains in Water Available For Use / Savings in Demand under the selected programme (Ml/d) input as +ve 2048-49: 0.0046586; Gains in Water Available For Use / Savings in Demand under the selected programme (Ml/d) input as +ve 2049-50: 0.004846
51dP | LEA: NHH. NHH CSPL repairs.AWSEXC | LEA: NHH. NHH CSPL repairs.AWSEXC | Supply pipe repairs / replacement | Customer Options | N | Preferred | AWSEXC | Ml/d | 2 | Gains in Water Available For Use / Savings in Demand under the selected programme (Ml/d) input as +ve 2019-20: 0; Gains in Water Available For Use / Savings in Demand under the selected programme (Ml/d) input as +ve 2020-21: 0; Gains in Water Available For Use / Savings in Demand under the selected programme (Ml/d) input as +ve 2021-22: 0; Gains in Water Available For Use / Savings in Demand under the selected programme (Ml/d) input as +ve 2022-23: 0; Gains in Water Available For Use / Savings in Demand under the selected programme (Ml/d) input as +ve 2023-24: 0; Gains in Water Available For Use / Savings in Demand under the selected programme (Ml/d) input as +ve 2024-25: 0; Gains in Water Available For Use / Savings in Demand under the selected programme (Ml/d) input as +ve 2025-26: 0.00025675; Gains in Water Available For Use / Savings in Demand under the selected programme (Ml/d) input as +ve 2026-27: 0.00049213; Gains in Water Available For Use / Savings in Demand under the selected programme (Ml/d) input as +ve 2027-28: 0.00070497; Gains in Water Available For Use / Savings in Demand under the selected programme (Ml/d) input as +ve 2028-29: 0.0009006; Gains in Water Available For Use / Savings in Demand under the selected programme (Ml/d) input as +ve 2029-30: 0.0010896; Gains in Water Available For Use / Savings in Demand under the selected programme (Ml/d) input as +ve 2030-31: 0.0012782; Gains in Water Available For Use / Savings in Demand under the selected programme (Ml/d) input as +ve 2031-32: 0.0014665; Gains in Water Available For Use / Savings in Demand under the selected programme (Ml/d) input as +ve 2032-33: 0.0016546; Gains in Water Available For Use / Savings in Demand under the selected programme (Ml/d) input as +ve 2033-34: 0.0018425; Gains in Water Available For Use / Savings in Demand under the selected programme (Ml/d) input as +ve 2034-35: 0.0020304; Gains in Water Available For Use / Savings in Demand under the selected programme (Ml/d) input as +ve 2035-36: 0.0022184; Gains in Water Available For Use / Savings in Demand under the selected programme (Ml/d) input as +ve 2036-37: 0.0024063; Gains in Water Available For Use / Savings in Demand under the selected programme (Ml/d) input as +ve 2037-38: 0.0025942; Gains in Water Available For Use / Savings in Demand under the selected programme (Ml/d) input as +ve 2038-39: 0.0027821; Gains in Water Available For Use / Savings in Demand under the selected programme (Ml/d) input as +ve 2039-40: 0.0029698; Gains in Water Available For Use / Savings in Demand under the selected programme (Ml/d) input as +ve 2040-41: 0.0031576; Gains in Water Available For Use / Savings in Demand under the selected programme (Ml/d) input as +ve 2041-42: 0.0033453; Gains in Water Available For Use / Savings in Demand under the selected programme (Ml/d) input as +ve 2042-43: 0.0035331; Gains in Water Available For Use / Savings in Demand under the selected programme (Ml/d) input as +ve 2043-44: 0.0037208; Gains in Water Available For Use / Savings in Demand under the selected programme (Ml/d) input as +ve 2044-45: 0.0039085; Gains in Water Available For Use / Savings in Demand under the selected programme (Ml/d) input as +ve 2045-46: 0.0040961; Gains in Water Available For Use / Savings in Demand under the selected programme (Ml/d) input as +ve 2046-47: 0.0042837; Gains in Water Available For Use / Savings in Demand under the selected programme (Ml/d) input as +ve 2047-48: 0.0044712; Gains in Water Available For Use / Savings in Demand under the selected programme (Ml/d) input as +ve 2048-49: 0.0046586; Gains in Water Available For Use / Savings in Demand under the selected programme (Ml/d) input as +ve 2049-50: 0.004846
51cP | Mains Replacement (MRMax).AWSEXC | Mains Replacement (MRMax).AWSEXC | Mains replacement (not trunk mains) | Distribution Options | N | Preferred | AWSEXC | Ml/d | 2 | Gains in Water Available For Use / Savings in Demand under the selected programme (Ml/d) input as +ve 2019-20: 0; Gains in Water Available For Use / Savings in Demand under the selected programme (Ml/d) input as +ve 2020-21: 0; Gains in Water Available For Use / Savings in Demand under the selected programme (Ml/d) input as +ve 2021-22: 0; Gains in Water Available For Use / Savings in Demand under the selected programme (Ml/d) input as +ve 2022-23: 0; Gains in Water Available For Use / Savings in Demand under the selected programme (Ml/d) input as +ve 2023-24: 0; Gains in Water Available For Use / Savings in Demand under the selected programme (Ml/d) input as +ve 2024-25: 0; Gains in Water Available For Use / Savings in Demand under the selected programme (Ml/d) input as +ve 2025-26: 0; Gains in Water Available For Use / Savings in Demand under the selected programme (Ml/d) input as +ve 2026-27: 0; Gains in Water Available For Use / Savings in Demand under the selected programme (Ml/d) input as +ve 2027-28: 0; Gains in Water Available For Use / Savings in Demand under the selected programme (Ml/d) input as +ve 2028-29: 0; Gains in Water Available For Use / Savings in Demand under the selected programme (Ml/d) input as +ve 2029-30: 0; Gains in Water Available For Use / Savings in Demand under the selected programme (Ml/d) input as +ve 2030-31: 0; Gains in Water Available For Use / Savings in Demand under the selected programme (Ml/d) input as +ve 2031-32: 0; Gains in Water Available For Use / Savings in Demand under the selected programme (Ml/d) input as +ve 2032-33: 0; Gains in Water Available For Use / Savings in Demand under the selected programme (Ml/d) input as +ve 2033-34: 0; Gains in Water Available For Use / Savings in Demand under the selected programme (Ml/d) input as +ve 2034-35: 0; Gains in Water Available For Use / Savings in Demand under the selected programme (Ml/d) input as +ve 2035-36: 0; Gains in Water Available For Use / Savings in Demand under the selected programme (Ml/d) input as +ve 2036-37: 0; Gains in Water Available For Use / Savings in Demand under the selected programme (Ml/d) input as +ve 2037-38: 0; Gains in Water Available For Use / Savings in Demand under the selected programme (Ml/d) input as +ve 2038-39: 0; Gains in Water Available For Use / Savings in Demand under the selected programme (Ml/d) input as +ve 2039-40: 0; Gains in Water Available For Use / Savings in Demand under the selected programme (Ml/d) input as +ve 2040-41: 0.1121; Gains in Water Available For Use / Savings in Demand under the selected programme (Ml/d) input as +ve 2041-42: 0.11151; Gains in Water Available For Use / Savings in Demand under the selected programme (Ml/d) input as +ve 2042-43: 0.19764; Gains in Water Available For Use / Savings in Demand under the selected programme (Ml/d) input as +ve 2043-44: 0.19764; Gains in Water Available For Use / Savings in Demand under the selected programme (Ml/d) input as +ve 2044-45: 0.30536; Gains in Water Available For Use / Savings in Demand under the selected programme (Ml/d) input as +ve 2045-46: 0.30536; Gains in Water Available For Use / Savings in Demand under the selected programme (Ml/d) input as +ve 2046-47: 0.34552; Gains in Water Available For Use / Savings in Demand under the selected programme (Ml/d) input as +ve 2047-48: 0.34552; Gains in Water Available For Use / Savings in Demand under the selected programme (Ml/d) input as +ve 2048-49: 0.34552; Gains in Water Available For Use / Savings in Demand under the selected programme (Ml/d) input as +ve 2049-50: 0.34552
51dF | NHH. NHH PL repairs.AWSEXC | NHH. NHH PL repairs.AWSEXC | Non-household water audit | Customer Options | N | Least Cost | AWSEXC | Ml/d | 2 | Gains in Water Available For Use / Savings in Demand under the selected programme (Ml/d) input as +ve 2019-20: 0; Gains in Water Available For Use / Savings in Demand under the selected programme (Ml/d) input as +ve 2020-21: 0; Gains in Water Available For Use / Savings in Demand under the selected programme (Ml/d) input as +ve 2021-22: 0; Gains in Water Available For Use / Savings in Demand under the selected programme (Ml/d) input as +ve 2022-23: 0; Gains in Water Available For Use / Savings in Demand under the selected programme (Ml/d) input as +ve 2023-24: 0; Gains in Water Available For Use / Savings in Demand under the selected programme (Ml/d) input as +ve 2024-25: 0; Gains in Water Available For Use / Savings in Demand under the selected programme (Ml/d) input as +ve 2025-26: 0.0072617; Gains in Water Available For Use / Savings in Demand under the selected programme (Ml/d) input as +ve 2026-27: 0.013919; Gains in Water Available For Use / Savings in Demand under the selected programme (Ml/d) input as +ve 2027-28: 0.019939; Gains in Water Available For Use / Savings in Demand under the selected programme (Ml/d) input as +ve 2028-29: 0.025472; Gains in Water Available For Use / Savings in Demand under the selected programme (Ml/d) input as +ve 2029-30: 0.030816; Gains in Water Available For Use / Savings in Demand under the selected programme (Ml/d) input as +ve 2030-31: 0.036152; Gains in Water Available For Use / Savings in Demand under the selected programme (Ml/d) input as +ve 2031-32: 0.041477; Gains in Water Available For Use / Savings in Demand under the selected programme (Ml/d) input as +ve 2032-33: 0.046796; Gains in Water Available For Use / Savings in Demand under the selected programme (Ml/d) input as +ve 2033-34: 0.052112; Gains in Water Available For Use / Savings in Demand under the selected programme (Ml/d) input as +ve 2034-35: 0.057427; Gains in Water Available For Use / Savings in Demand under the selected programme (Ml/d) input as +ve 2035-36: 0.062743; Gains in Water Available For Use / Savings in Demand under the selected programme (Ml/d) input as +ve 2036-37: 0.068059; Gains in Water Available For Use / Savings in Demand under the selected programme (Ml/d) input as +ve 2037-38: 0.073373; Gains in Water Available For Use / Savings in Demand under the selected programme (Ml/d) input as +ve 2038-39: 0.078685; Gains in Water Available For Use / Savings in Demand under the selected programme (Ml/d) input as +ve 2039-40: 0.083996; Gains in Water Available For Use / Savings in Demand under the selected programme (Ml/d) input as +ve 2040-41: 0.089307; Gains in Water Available For Use / Savings in Demand under the selected programme (Ml/d) input as +ve 2041-42: 0.094617; Gains in Water Available For Use / Savings in Demand under the selected programme (Ml/d) input as +ve 2042-43: 0.099926; Gains in Water Available For Use / Savings in Demand under the selected programme (Ml/d) input as +ve 2043-44: 0.10524; Gains in Water Available For Use / Savings in Demand under the selected programme (Ml/d) input as +ve 2044-45: 0.11054; Gains in Water Available For Use / Savings in Demand under the selected programme (Ml/d) input as +ve 2045-46: 0.11585; Gains in Water Available For Use / Savings in Demand under the selected programme (Ml/d) input as +ve 2046-47: 0.12116; Gains in Water Available For Use / Savings in Demand under the selected programme (Ml/d) input as +ve 2047-48: 0.12646; Gains in Water Available For Use / Savings in Demand under the selected programme (Ml/d) input as +ve 2048-49: 0.13176; Gains in Water Available For Use / Savings in Demand under the selected programme (Ml/d) input as +ve 2049-50: 0.13706
51dF | NHH. NHH PL repairs.AWSEXC | NHH. NHH PL repairs.AWSEXC | Non-household water audit | Customer Options | N | Ofwat Core | AWSEXC | Ml/d | 2 | Gains in Water Available For Use / Savings in Demand under the selected programme (Ml/d) input as +ve 2019-20: 0; Gains in Water Available For Use / Savings in Demand under the selected programme (Ml/d) input as +ve 2020-21: 0; Gains in Water Available For Use / Savings in Demand under the selected programme (Ml/d) input as +ve 2021-22: 0; Gains in Water Available For Use / Savings in Demand under the selected programme (Ml/d) input as +ve 2022-23: 0; Gains in Water Available For Use / Savings in Demand under the selected programme (Ml/d) input as +ve 2023-24: 0; Gains in Water Available For Use / Savings in Demand under the selected programme (Ml/d) input as +ve 2024-25: 0; Gains in Water Available For Use / Savings in Demand under the selected programme (Ml/d) input as +ve 2025-26: 0.0072617; Gains in Water Available For Use / Savings in Demand under the selected programme (Ml/d) input as +ve 2026-27: 0.013919; Gains in Water Available For Use / Savings in Demand under the selected programme (Ml/d) input as +ve 2027-28: 0.019939; Gains in Water Available For Use / Savings in Demand under the selected programme (Ml/d) input as +ve 2028-29: 0.025472; Gains in Water Available For Use / Savings in Demand under the selected programme (Ml/d) input as +ve 2029-30: 0.030816; Gains in Water Available For Use / Savings in Demand under the selected programme (Ml/d) input as +ve 2030-31: 0.036152; Gains in Water Available For Use / Savings in Demand under the selected programme (Ml/d) input as +ve 2031-32: 0.041477; Gains in Water Available For Use / Savings in Demand under the selected programme (Ml/d) input as +ve 2032-33: 0.046796; Gains in Water Available For Use / Savings in Demand under the selected programme (Ml/d) input as +ve 2033-34: 0.052112; Gains in Water Available For Use / Savings in Demand under the selected programme (Ml/d) input as +ve 2034-35: 0.057427; Gains in Water Available For Use / Savings in Demand under the selected programme (Ml/d) input as +ve 2035-36: 0.062743; Gains in Water Available For Use / Savings in Demand under the selected programme (Ml/d) input as +ve 2036-37: 0.068059; Gains in Water Available For Use / Savings in Demand under the selected programme (Ml/d) input as +ve 2037-38: 0.073373; Gains in Water Available For Use / Savings in Demand under the selected programme (Ml/d) input as +ve 2038-39: 0.078685; Gains in Water Available For Use / Savings in Demand under the selected programme (Ml/d) input as +ve 2039-40: 0.083996; Gains in Water Available For Use / Savings in Demand under the selected programme (Ml/d) input as +ve 2040-41: 0.089307; Gains in Water Available For Use / Savings in Demand under the selected programme (Ml/d) input as +ve 2041-42: 0.094617; Gains in Water Available For Use / Savings in Demand under the selected programme (Ml/d) input as +ve 2042-43: 0.099926; Gains in Water Available For Use / Savings in Demand under the selected programme (Ml/d) input as +ve 2043-44: 0.10524; Gains in Water Available For Use / Savings in Demand under the selected programme (Ml/d) input as +ve 2044-45: 0.11054; Gains in Water Available For Use / Savings in Demand under the selected programme (Ml/d) input as +ve 2045-46: 0.11585; Gains in Water Available For Use / Savings in Demand under the selected programme (Ml/d) input as +ve 2046-47: 0.12116; Gains in Water Available For Use / Savings in Demand under the selected programme (Ml/d) input as +ve 2047-48: 0.12646; Gains in Water Available For Use / Savings in Demand under the selected programme (Ml/d) input as +ve 2048-49: 0.13176; Gains in Water Available For Use / Savings in Demand under the selected programme (Ml/d) input as +ve 2049-50: 0.13706
51dP | NHH. NHH PL repairs.AWSEXC | NHH. NHH PL repairs.AWSEXC | Non-household water audit | Customer Options | N | Preferred | AWSEXC | Ml/d | 2 | Gains in Water Available For Use / Savings in Demand under the selected programme (Ml/d) input as +ve 2019-20: 0; Gains in Water Available For Use / Savings in Demand under the selected programme (Ml/d) input as +ve 2020-21: 0; Gains in Water Available For Use / Savings in Demand under the selected programme (Ml/d) input as +ve 2021-22: 0; Gains in Water Available For Use / Savings in Demand under the selected programme (Ml/d) input as +ve 2022-23: 0; Gains in Water Available For Use / Savings in Demand under the selected programme (Ml/d) input as +ve 2023-24: 0; Gains in Water Available For Use / Savings in Demand under the selected programme (Ml/d) input as +ve 2024-25: 0; Gains in Water Available For Use / Savings in Demand under the selected programme (Ml/d) input as +ve 2025-26: 0.0072617; Gains in Water Available For Use / Savings in Demand under the selected programme (Ml/d) input as +ve 2026-27: 0.013919; Gains in Water Available For Use / Savings in Demand under the selected programme (Ml/d) input as +ve 2027-28: 0.019939; Gains in Water Available For Use / Savings in Demand under the selected programme (Ml/d) input as +ve 2028-29: 0.025472; Gains in Water Available For Use / Savings in Demand under the selected programme (Ml/d) input as +ve 2029-30: 0.030816; Gains in Water Available For Use / Savings in Demand under the selected programme (Ml/d) input as +ve 2030-31: 0.036152; Gains in Water Available For Use / Savings in Demand under the selected programme (Ml/d) input as +ve 2031-32: 0.041477; Gains in Water Available For Use / Savings in Demand under the selected programme (Ml/d) input as +ve 2032-33: 0.046796; Gains in Water Available For Use / Savings in Demand under the selected programme (Ml/d) input as +ve 2033-34: 0.052112; Gains in Water Available For Use / Savings in Demand under the selected programme (Ml/d) input as +ve 2034-35: 0.057427; Gains in Water Available For Use / Savings in Demand under the selected programme (Ml/d) input as +ve 2035-36: 0.062743; Gains in Water Available For Use / Savings in Demand under the selected programme (Ml/d) input as +ve 2036-37: 0.068059; Gains in Water Available For Use / Savings in Demand under the selected programme (Ml/d) input as +ve 2037-38: 0.073373; Gains in Water Available For Use / Savings in Demand under the selected programme (Ml/d) input as +ve 2038-39: 0.078685; Gains in Water Available For Use / Savings in Demand under the selected programme (Ml/d) input as +ve 2039-40: 0.083996; Gains in Water Available For Use / Savings in Demand under the selected programme (Ml/d) input as +ve 2040-41: 0.089307; Gains in Water Available For Use / Savings in Demand under the selected programme (Ml/d) input as +ve 2041-42: 0.094617; Gains in Water Available For Use / Savings in Demand under the selected programme (Ml/d) input as +ve 2042-43: 0.099926; Gains in Water Available For Use / Savings in Demand under the selected programme (Ml/d) input as +ve 2043-44: 0.10524; Gains in Water Available For Use / Savings in Demand under the selected programme (Ml/d) input as +ve 2044-45: 0.11054; Gains in Water Available For Use / Savings in Demand under the selected programme (Ml/d) input as +ve 2045-46: 0.11585; Gains in Water Available For Use / Savings in Demand under the selected programme (Ml/d) input as +ve 2046-47: 0.12116; Gains in Water Available For Use / Savings in Demand under the selected programme (Ml/d) input as +ve 2047-48: 0.12646; Gains in Water Available For Use / Savings in Demand under the selected programme (Ml/d) input as +ve 2048-49: 0.13176; Gains in Water Available For Use / Savings in Demand under the selected programme (Ml/d) input as +ve 2049-50: 0.13706
51dF | NHH. NHH PL100 repairs.AWSEXC | NHH. NHH PL100 repairs.AWSEXC | Non-household water audit | I'm not wearing a hat | N | Least Cost | AWSEXC | Ml/d | 2 | Gains in Water Available For Use / Savings in Demand under the selected programme (Ml/d) input as +ve 2019-20: 0; Gains in Water Available For Use / Savings in Demand under the selected programme (Ml/d) input as +ve 2020-21: 0; Gains in Water Available For Use / Savings in Demand under the selected programme (Ml/d) input as +ve 2021-22: 0; Gains in Water Available For Use / Savings in Demand under the selected programme (Ml/d) input as +ve 2022-23: 0; Gains in Water Available For Use / Savings in Demand under the selected programme (Ml/d) input as +ve 2023-24: 0; Gains in Water Available For Use / Savings in Demand under the selected programme (Ml/d) input as +ve 2024-25: 0; Gains in Water Available For Use / Savings in Demand under the selected programme (Ml/d) input as +ve 2025-26: 0.0017852; Gains in Water Available For Use / Savings in Demand under the selected programme (Ml/d) input as +ve 2026-27: 0.0034218; Gains in Water Available For Use / Savings in Demand under the selected programme (Ml/d) input as +ve 2027-28: 0.0049016; Gains in Water Available For Use / Savings in Demand under the selected programme (Ml/d) input as +ve 2028-29: 0.0062618; Gains in Water Available For Use / Savings in Demand under the selected programme (Ml/d) input as +ve 2029-30: 0.0075757; Gains in Water Available For Use / Savings in Demand under the selected programme (Ml/d) input as +ve 2030-31: 0.0088875; Gains in Water Available For Use / Savings in Demand under the selected programme (Ml/d) input as +ve 2031-32: 0.010196; Gains in Water Available For Use / Savings in Demand under the selected programme (Ml/d) input as +ve 2032-33: 0.011504; Gains in Water Available For Use / Savings in Demand under the selected programme (Ml/d) input as +ve 2033-34: 0.012811; Gains in Water Available For Use / Savings in Demand under the selected programme (Ml/d) input as +ve 2034-35: 0.014118; Gains in Water Available For Use / Savings in Demand under the selected programme (Ml/d) input as +ve 2035-36: 0.015424; Gains in Water Available For Use / Savings in Demand under the selected programme (Ml/d) input as +ve 2036-37: 0.016731; Gains in Water Available For Use / Savings in Demand under the selected programme (Ml/d) input as +ve 2037-38: 0.018038; Gains in Water Available For Use / Savings in Demand under the selected programme (Ml/d) input as +ve 2038-39: 0.019343; Gains in Water Available For Use / Savings in Demand under the selected programme (Ml/d) input as +ve 2039-40: 0.020649; Gains in Water Available For Use / Savings in Demand under the selected programme (Ml/d) input as +ve 2040-41: 0.021955; Gains in Water Available For Use / Savings in Demand under the selected programme (Ml/d) input as +ve 2041-42: 0.02326; Gains in Water Available For Use / Savings in Demand under the selected programme (Ml/d) input as +ve 2042-43: 0.024565; Gains in Water Available For Use / Savings in Demand under the selected programme (Ml/d) input as +ve 2043-44: 0.02587; Gains in Water Available For Use / Savings in Demand under the selected programme (Ml/d) input as +ve 2044-45: 0.027175; Gains in Water Available For Use / Savings in Demand under the selected programme (Ml/d) input as +ve 2045-46: 0.02848; Gains in Water Available For Use / Savings in Demand under the selected programme (Ml/d) input as +ve 2046-47: 0.029784; Gains in Water Available For Use / Savings in Demand under the selected programme (Ml/d) input as +ve 2047-48: 0.031088; Gains in Water Available For Use / Savings in Demand under the selected programme (Ml/d) input as +ve 2048-49: 0.032391; Gains in Water Available For Use / Savings in Demand under the selected programme (Ml/d) input as +ve 2049-50: 0.033694
51dF | NHH. NHH PL100 repairs.AWSEXC | NHH. NHH PL100 repairs.AWSEXC | Non-household water audit | Customer Options | N | Ofwat Core | AWSEXC | Ml/d | 2 | Gains in Water Available For Use / Savings in Demand under the selected programme (Ml/d) input as +ve 2019-20: 0; Gains in Water Available For Use / Savings in Demand under the selected programme (Ml/d) input as +ve 2020-21: 0; Gains in Water Available For Use / Savings in Demand under the selected programme (Ml/d) input as +ve 2021-22: 0; Gains in Water Available For Use / Savings in Demand under the selected programme (Ml/d) input as +ve 2022-23: 0; Gains in Water Available For Use / Savings in Demand under the selected programme (Ml/d) input as +ve 2023-24: 0; Gains in Water Available For Use / Savings in Demand under the selected programme (Ml/d) input as +ve 2024-25: 0; Gains in Water Available For Use / Savings in Demand under the selected programme (Ml/d) input as +ve 2025-26: 0.0017852; Gains in Water Available For Use / Savings in Demand under the selected programme (Ml/d) input as +ve 2026-27: 0.0034218; Gains in Water Available For Use / Savings in Demand under the selected programme (Ml/d) input as +ve 2027-28: 0.0049016; Gains in Water Available For Use / Savings in Demand under the selected programme (Ml/d) input as +ve 2028-29: 0.0062618; Gains in Water Available For Use / Savings in Demand under the selected programme (Ml/d) input as +ve 2029-30: 0.0075757; Gains in Water Available For Use / Savings in Demand under the selected programme (Ml/d) input as +ve 2030-31: 0.0088875; Gains in Water Available For Use / Savings in Demand under the selected programme (Ml/d) input as +ve 2031-32: 0.010196; Gains in Water Available For Use / Savings in Demand under the selected programme (Ml/d) input as +ve 2032-33: 0.011504; Gains in Water Available For Use / Savings in Demand under the selected programme (Ml/d) input as +ve 2033-34: 0.012811; Gains in Water Available For Use / Savings in Demand under the selected programme (Ml/d) input as +ve 2034-35: 0.014118; Gains in Water Available For Use / Savings in Demand under the selected programme (Ml/d) input as +ve 2035-36: 0.015424; Gains in Water Available For Use / Savings in Demand under the selected programme (Ml/d) input as +ve 2036-37: 0.016731; Gains in Water Available For Use / Savings in Demand under the selected programme (Ml/d) input as +ve 2037-38: 0.018038; Gains in Water Available For Use / Savings in Demand under the selected programme (Ml/d) input as +ve 2038-39: 0.019343; Gains in Water Available For Use / Savings in Demand under the selected programme (Ml/d) input as +ve 2039-40: 0.020649; Gains in Water Available For Use / Savings in Demand under the selected programme (Ml/d) input as +ve 2040-41: 0.021955; Gains in Water Available For Use / Savings in Demand under the selected programme (Ml/d) input as +ve 2041-42: 0.02326; Gains in Water Available For Use / Savings in Demand under the selected programme (Ml/d) input as +ve 2042-43: 0.024565; Gains in Water Available For Use / Savings in Demand under the selected programme (Ml/d) input as +ve 2043-44: 0.02587; Gains in Water Available For Use / Savings in Demand under the selected programme (Ml/d) input as +ve 2044-45: 0.027175; Gains in Water Available For Use / Savings in Demand under the selected programme (Ml/d) input as +ve 2045-46: 0.02848; Gains in Water Available For Use / Savings in Demand under the selected programme (Ml/d) input as +ve 2046-47: 0.029784; Gains in Water Available For Use / Savings in Demand under the selected programme (Ml/d) input as +ve 2047-48: 0.031088; Gains in Water Available For Use / Savings in Demand under the selected programme (Ml/d) input as +ve 2048-49: 0.032391; Gains in Water Available For Use / Savings in Demand under the selected programme (Ml/d) input as +ve 2049-50: 0.033694
51dP | NHH. NHH PL100 repairs.AWSEXC | NHH. NHH PL100 repairs.AWSEXC | Non-household water audit | Customer Options | N | Preferred | AWSEXC | Ml/d | 2 | Gains in Water Available For Use / Savings in Demand under the selected programme (Ml/d) input as +ve 2019-20: 0; Gains in Water Available For Use / Savings in Demand under the selected programme (Ml/d) input as +ve 2020-21: 0; Gains in Water Available For Use / Savings in Demand under the selected programme (Ml/d) input as +ve 2021-22: 0; Gains in Water Available For Use / Savings in Demand under the selected programme (Ml/d) input as +ve 2022-23: 0; Gains in Water Available For Use / Savings in Demand under the selected programme (Ml/d) input as +ve 2023-24: 0; Gains in Water Available For Use / Savings in Demand under the selected programme (Ml/d) input as +ve 2024-25: 0; Gains in Water Available For Use / Savings in Demand under the selected programme (Ml/d) input as +ve 2025-26: 0.0017852; Gains in Water Available For Use / Savings in Demand under the selected programme (Ml/d) input as +ve 2026-27: 0.0034218; Gains in Water Available For Use / Savings in Demand under the selected programme (Ml/d) input as +ve 2027-28: 0.0049016; Gains in Water Available For Use / Savings in Demand under the selected programme (Ml/d) input as +ve 2028-29: 0.0062618; Gains in Water Available For Use / Savings in Demand under the selected programme (Ml/d) input as +ve 2029-30: 0.0075757; Gains in Water Available For Use / Savings in Demand under the selected programme (Ml/d) input as +ve 2030-31: 0.0088875; Gains in Water Available For Use / Savings in Demand under the selected programme (Ml/d) input as +ve 2031-32: 0.010196; Gains in Water Available For Use / Savings in Demand under the selected programme (Ml/d) input as +ve 2032-33: 0.011504; Gains in Water Available For Use / Savings in Demand under the selected programme (Ml/d) input as +ve 2033-34: 0.012811; Gains in Water Available For Use / Savings in Demand under the selected programme (Ml/d) input as +ve 2034-35: 0.014118; Gains in Water Available For Use / Savings in Demand under the selected programme (Ml/d) input as +ve 2035-36: 0.015424; Gains in Water Available For Use / Savings in Demand under the selected programme (Ml/d) input as +ve 2036-37: 0.016731; Gains in Water Available For Use / Savings in Demand under the selected programme (Ml/d) input as +ve 2037-38: 0.018038; Gains in Water Available For Use / Savings in Demand under the selected programme (Ml/d) input as +ve 2038-39: 0.019343; Gains in Water Available For Use / Savings in Demand under the selected programme (Ml/d) input as +ve 2039-40: 0.020649; Gains in Water Available For Use / Savings in Demand under the selected programme (Ml/d) input as +ve 2040-41: 0.021955; Gains in Water Available For Use / Savings in Demand under the selected programme (Ml/d) input as +ve 2041-42: 0.02326; Gains in Water Available For Use / Savings in Demand under the selected programme (Ml/d) input as +ve 2042-43: 0.024565; Gains in Water Available For Use / Savings in Demand under the selected programme (Ml/d) input as +ve 2043-44: 0.02587; Gains in Water Available For Use / Savings in Demand under the selected programme (Ml/d) input as +ve 2044-45: 0.027175; Gains in Water Available For Use / Savings in Demand under the selected programme (Ml/d) input as +ve 2045-46: 0.02848; Gains in Water Available For Use / Savings in Demand under the selected programme (Ml/d) input as +ve 2046-47: 0.029784; Gains in Water Available For Use / Savings in Demand under the selected programme (Ml/d) input as +ve 2047-48: 0.031088; Gains in Water Available For Use / Savings in Demand under the selected programme (Ml/d) input as +ve 2048-49: 0.032391; Gains in Water Available For Use / Savings in Demand under the selected programme (Ml/d) input as +ve 2049-50: 0.033694
51dF | NHH. WEF Visit Lower.AWSEXC | NHH. WEF Visit Lower.AWSEXC | Non-household water audit | Customer Options | N | Least Cost | AWSEXC | Ml/d | 2 | Gains in Water Available For Use / Savings in Demand under the selected programme (Ml/d) input as +ve 2019-20: 0; Gains in Water Available For Use / Savings in Demand under the selected programme (Ml/d) input as +ve 2020-21: 0; Gains in Water Available For Use / Savings in Demand under the selected programme (Ml/d) input as +ve 2021-22: 0; Gains in Water Available For Use / Savings in Demand under the selected programme (Ml/d) input as +ve 2022-23: 0; Gains in Water Available For Use / Savings in Demand under the selected programme (Ml/d) input as +ve 2023-24: 0; Gains in Water Available For Use / Savings in Demand under the selected programme (Ml/d) input as +ve 2024-25: 0; Gains in Water Available For Use / Savings in Demand under the selected programme (Ml/d) input as +ve 2025-26: 0.0042891; Gains in Water Available For Use / Savings in Demand under the selected programme (Ml/d) input as +ve 2026-27: 0.0082212; Gains in Water Available For Use / Savings in Demand under the selected programme (Ml/d) input as +ve 2027-28: 0.011777; Gains in Water Available For Use / Savings in Demand under the selected programme (Ml/d) input as +ve 2028-29: 0.015045; Gains in Water Available For Use / Savings in Demand under the selected programme (Ml/d) input as +ve 2029-30: 0.018201; Gains in Water Available For Use / Savings in Demand under the selected programme (Ml/d) input as +ve 2030-31: 0.021353; Gains in Water Available For Use / Savings in Demand under the selected programme (Ml/d) input as +ve 2031-32: 0.024498; Gains in Water Available For Use / Savings in Demand under the selected programme (Ml/d) input as +ve 2032-33: 0.02764; Gains in Water Available For Use / Savings in Demand under the selected programme (Ml/d) input as +ve 2033-34: 0.030779; Gains in Water Available For Use / Savings in Demand under the selected programme (Ml/d) input as +ve 2034-35: 0.033919; Gains in Water Available For Use / Savings in Demand under the selected programme (Ml/d) input as +ve 2035-36: 0.037059; Gains in Water Available For Use / Savings in Demand under the selected programme (Ml/d) input as +ve 2036-37: 0.040198; Gains in Water Available For Use / Savings in Demand under the selected programme (Ml/d) input as +ve 2037-38: 0.043337; Gains in Water Available For Use / Savings in Demand under the selected programme (Ml/d) input as +ve 2038-39: 0.046475; Gains in Water Available For Use / Savings in Demand under the selected programme (Ml/d) input as +ve 2039-40: 0.049612; Gains in Water Available For Use / Savings in Demand under the selected programme (Ml/d) input as +ve 2040-41: 0.052748; Gains in Water Available For Use / Savings in Demand under the selected programme (Ml/d) input as +ve 2041-42: 0.055884; Gains in Water Available For Use / Savings in Demand under the selected programme (Ml/d) input as +ve 2042-43: 0.05902; Gains in Water Available For Use / Savings in Demand under the selected programme (Ml/d) input as +ve 2043-44: 0.062156; Gains in Water Available For Use / Savings in Demand under the selected programme (Ml/d) input as +ve 2044-45: 0.065292; Gains in Water Available For Use / Savings in Demand under the selected programme (Ml/d) input as +ve 2045-46: 0.068426; Gains in Water Available For Use / Savings in Demand under the selected programme (Ml/d) input as +ve 2046-47: 0.07156; Gains in Water Available For Use / Savings in Demand under the selected programme (Ml/d) input as +ve 2047-48: 0.074692; Gains in Water Available For Use / Savings in Demand under the selected programme (Ml/d) input as +ve 2048-49: 0.077823; Gains in Water Available For Use / Savings in Demand under the selected programme (Ml/d) input as +ve 2049-50: 0.080954
51dF | NHH. WEF Visit Lower.AWSEXC | NHH. WEF Visit Lower.AWSEXC | Non-household water audit | Customer Options | N | Ofwat Core | AWSEXC | Ml/d | 2 | Gains in Water Available For Use / Savings in Demand under the selected programme (Ml/d) input as +ve 2019-20: 0; Gains in Water Available For Use / Savings in Demand under the selected programme (Ml/d) input as +ve 2020-21: 0; Gains in Water Available For Use / Savings in Demand under the selected programme (Ml/d) input as +ve 2021-22: 0; Gains in Water Available For Use / Savings in Demand under the selected programme (Ml/d) input as +ve 2022-23: 0; Gains in Water Available For Use / Savings in Demand under the selected programme (Ml/d) input as +ve 2023-24: 0; Gains in Water Available For Use / Savings in Demand under the selected programme (Ml/d) input as +ve 2024-25: 0; Gains in Water Available For Use / Savings in Demand under the selected programme (Ml/d) input as +ve 2025-26: 0.0042891; Gains in Water Available For Use / Savings in Demand under the selected programme (Ml/d) input as +ve 2026-27: 0.0082212; Gains in Water Available For Use / Savings in Demand under the selected programme (Ml/d) input as +ve 2027-28: 0.011777; Gains in Water Available For Use / Savings in Demand under the selected programme (Ml/d) input as +ve 2028-29: 0.015045; Gains in Water Available For Use / Savings in Demand under the selected programme (Ml/d) input as +ve 2029-30: 0.018201; Gains in Water Available For Use / Savings in Demand under the selected programme (Ml/d) input as +ve 2030-31: 0.021353; Gains in Water Available For Use / Savings in Demand under the selected programme (Ml/d) input as +ve 2031-32: 0.024498; Gains in Water Available For Use / Savings in Demand under the selected programme (Ml/d) input as +ve 2032-33: 0.02764; Gains in Water Available For Use / Savings in Demand under the selected programme (Ml/d) input as +ve 2033-34: 0.030779; Gains in Water Available For Use / Savings in Demand under the selected programme (Ml/d) input as +ve 2034-35: 0.033919; Gains in Water Available For Use / Savings in Demand under the selected programme (Ml/d) input as +ve 2035-36: 0.037059; Gains in Water Available For Use / Savings in Demand under the selected programme (Ml/d) input as +ve 2036-37: 0.040198; Gains in Water Available For Use / Savings in Demand under the selected programme (Ml/d) input as +ve 2037-38: 0.043337; Gains in Water Available For Use / Savings in Demand under the selected programme (Ml/d) input as +ve 2038-39: 0.046475; Gains in Water Available For Use / Savings in Demand under the selected programme (Ml/d) input as +ve 2039-40: 0.049612; Gains in Water Available For Use / Savings in Demand under the selected programme (Ml/d) input as +ve 2040-41: 0.052748; Gains in Water Available For Use / Savings in Demand under the selected programme (Ml/d) input as +ve 2041-42: 0.055884; Gains in Water Available For Use / Savings in Demand under the selected programme (Ml/d) input as +ve 2042-43: 0.05902; Gains in Water Available For Use / Savings in Demand under the selected programme (Ml/d) input as +ve 2043-44: 0.062156; Gains in Water Available For Use / Savings in Demand under the selected programme (Ml/d) input as +ve 2044-45: 0.065292; Gains in Water Available For Use / Savings in Demand under the selected programme (Ml/d) input as +ve 2045-46: 0.068426; Gains in Water Available For Use / Savings in Demand under the selected programme (Ml/d) input as +ve 2046-47: 0.07156; Gains in Water Available For Use / Savings in Demand under the selected programme (Ml/d) input as +ve 2047-48: 0.074692; Gains in Water Available For Use / Savings in Demand under the selected programme (Ml/d) input as +ve 2048-49: 0.077823; Gains in Water Available For Use / Savings in Demand under the selected programme (Ml/d) input as +ve 2049-50: 0.080954
51dP | NHH. WEF Visit Lower.AWSEXC | NHH. WEF Visit Lower.AWSEXC | Non-household water audit | Customer Options | N | Preferred | AWSEXC | Ml/d | 2 | Gains in Water Available For Use / Savings in Demand under the selected programme (Ml/d) input as +ve 2019-20: 0; Gains in Water Available For Use / Savings in Demand under the selected programme (Ml/d) input as +ve 2020-21: 0; Gains in Water Available For Use / Savings in Demand under the selected programme (Ml/d) input as +ve 2021-22: 0; Gains in Water Available For Use / Savings in Demand under the selected programme (Ml/d) input as +ve 2022-23: 0; Gains in Water Available For Use / Savings in Demand under the selected programme (Ml/d) input as +ve 2023-24: 0; Gains in Water Available For Use / Savings in Demand under the selected programme (Ml/d) input as +ve 2024-25: 0; Gains in Water Available For Use / Savings in Demand under the selected programme (Ml/d) input as +ve 2025-26: 0.0042891; Gains in Water Available For Use / Savings in Demand under the selected programme (Ml/d) input as +ve 2026-27: 0.0082212; Gains in Water Available For Use / Savings in Demand under the selected programme (Ml/d) input as +ve 2027-28: 0.011777; Gains in Water Available For Use / Savings in Demand under the selected programme (Ml/d) input as +ve 2028-29: 0.015045; Gains in Water Available For Use / Savings in Demand under the selected programme (Ml/d) input as +ve 2029-30: 0.018201; Gains in Water Available For Use / Savings in Demand under the selected programme (Ml/d) input as +ve 2030-31: 0.021353; Gains in Water Available For Use / Savings in Demand under the selected programme (Ml/d) input as +ve 2031-32: 0.024498; Gains in Water Available For Use / Savings in Demand under the selected programme (Ml/d) input as +ve 2032-33: 0.02764; Gains in Water Available For Use / Savings in Demand under the selected programme (Ml/d) input as +ve 2033-34: 0.030779; Gains in Water Available For Use / Savings in Demand under the selected programme (Ml/d) input as +ve 2034-35: 0.033919; Gains in Water Available For Use / Savings in Demand under the selected programme (Ml/d) input as +ve 2035-36: 0.037059; Gains in Water Available For Use / Savings in Demand under the selected programme (Ml/d) input as +ve 2036-37: 0.040198; Gains in Water Available For Use / Savings in Demand under the selected programme (Ml/d) input as +ve 2037-38: 0.043337; Gains in Water Available For Use / Savings in Demand under the selected programme (Ml/d) input as +ve 2038-39: 0.046475; Gains in Water Available For Use / Savings in Demand under the selected programme (Ml/d) input as +ve 2039-40: 0.049612; Gains in Water Available For Use / Savings in Demand under the selected programme (Ml/d) input as +ve 2040-41: 0.052748; Gains in Water Available For Use / Savings in Demand under the selected programme (Ml/d) input as +ve 2041-42: 0.055884; Gains in Water Available For Use / Savings in Demand under the selected programme (Ml/d) input as +ve 2042-43: 0.05902; Gains in Water Available For Use / Savings in Demand under the selected programme (Ml/d) input as +ve 2043-44: 0.062156; Gains in Water Available For Use / Savings in Demand under the selected programme (Ml/d) input as +ve 2044-45: 0.065292; Gains in Water Available For Use / Savings in Demand under the selected programme (Ml/d) input as +ve 2045-46: 0.068426; Gains in Water Available For Use / Savings in Demand under the selected programme (Ml/d) input as +ve 2046-47: 0.07156; Gains in Water Available For Use / Savings in Demand under the selected programme (Ml/d) input as +ve 2047-48: 0.074692; Gains in Water Available For Use / Savings in Demand under the selected programme (Ml/d) input as +ve 2048-49: 0.077823; Gains in Water Available For Use / Savings in Demand under the selected programme (Ml/d) input as +ve 2049-50: 0.080954
51dF | NHH. WEF Visit Super High.AWSEXC | NHH. WEF Visit Super High.AWSEXC | Non-household water audit | Customer Options | N | Least Cost | AWSEXC | Ml/d | 2 | Gains in Water Available For Use / Savings in Demand under the selected programme (Ml/d) input as +ve 2019-20: 0; Gains in Water Available For Use / Savings in Demand under the selected programme (Ml/d) input as +ve 2020-21: 0; Gains in Water Available For Use / Savings in Demand under the selected programme (Ml/d) input as +ve 2021-22: 0; Gains in Water Available For Use / Savings in Demand under the selected programme (Ml/d) input as +ve 2022-23: 0; Gains in Water Available For Use / Savings in Demand under the selected programme (Ml/d) input as +ve 2023-24: 0; Gains in Water Available For Use / Savings in Demand under the selected programme (Ml/d) input as +ve 2024-25: 0; Gains in Water Available For Use / Savings in Demand under the selected programme (Ml/d) input as +ve 2025-26: 0.004415; Gains in Water Available For Use / Savings in Demand under the selected programme (Ml/d) input as +ve 2026-27: 0.0084626; Gains in Water Available For Use / Savings in Demand under the selected programme (Ml/d) input as +ve 2027-28: 0.012122; Gains in Water Available For Use / Savings in Demand under the selected programme (Ml/d) input as +ve 2028-29: 0.015486; Gains in Water Available For Use / Savings in Demand under the selected programme (Ml/d) input as +ve 2029-30: 0.018736; Gains in Water Available For Use / Savings in Demand under the selected programme (Ml/d) input as +ve 2030-31: 0.02198; Gains in Water Available For Use / Savings in Demand under the selected programme (Ml/d) input as +ve 2031-32: 0.025217; Gains in Water Available For Use / Savings in Demand under the selected programme (Ml/d) input as +ve 2032-33: 0.028451; Gains in Water Available For Use / Savings in Demand under the selected programme (Ml/d) input as +ve 2033-34: 0.031683; Gains in Water Available For Use / Savings in Demand under the selected programme (Ml/d) input as +ve 2034-35: 0.034915; Gains in Water Available For Use / Savings in Demand under the selected programme (Ml/d) input as +ve 2035-36: 0.038147; Gains in Water Available For Use / Savings in Demand under the selected programme (Ml/d) input as +ve 2036-37: 0.041379; Gains in Water Available For Use / Savings in Demand under the selected programme (Ml/d) input as +ve 2037-38: 0.04461; Gains in Water Available For Use / Savings in Demand under the selected programme (Ml/d) input as +ve 2038-39: 0.047839; Gains in Water Available For Use / Savings in Demand under the selected programme (Ml/d) input as +ve 2039-40: 0.051068; Gains in Water Available For Use / Savings in Demand under the selected programme (Ml/d) input as +ve 2040-41: 0.054297; Gains in Water Available For Use / Savings in Demand under the selected programme (Ml/d) input as +ve 2041-42: 0.057526; Gains in Water Available For Use / Savings in Demand under the selected programme (Ml/d) input as +ve 2042-43: 0.060754; Gains in Water Available For Use / Savings in Demand under the selected programme (Ml/d) input as +ve 2043-44: 0.063981; Gains in Water Available For Use / Savings in Demand under the selected programme (Ml/d) input as +ve 2044-45: 0.067209; Gains in Water Available For Use / Savings in Demand under the selected programme (Ml/d) input as +ve 2045-46: 0.070436; Gains in Water Available For Use / Savings in Demand under the selected programme (Ml/d) input as +ve 2046-47: 0.073661; Gains in Water Available For Use / Savings in Demand under the selected programme (Ml/d) input as +ve 2047-48: 0.076885; Gains in Water Available For Use / Savings in Demand under the selected programme (Ml/d) input as +ve 2048-49: 0.080109; Gains in Water Available For Use / Savings in Demand under the selected programme (Ml/d) input as +ve 2049-50: 0.083331
51dF | NHH. WEF Visit Super High.AWSEXC | NHH. WEF Visit Super High.AWSEXC | Non-household water audit | Customer Options | N | Ofwat Core | AWSEXC | Ml/d | 2 | Gains in Water Available For Use / Savings in Demand under the selected programme (Ml/d) input as +ve 2019-20: 0; Gains in Water Available For Use / Savings in Demand under the selected programme (Ml/d) input as +ve 2020-21: 0; Gains in Water Available For Use / Savings in Demand under the selected programme (Ml/d) input as +ve 2021-22: 0; Gains in Water Available For Use / Savings in Demand under the selected programme (Ml/d) input as +ve 2022-23: 0; Gains in Water Available For Use / Savings in Demand under the selected programme (Ml/d) input as +ve 2023-24: 0; Gains in Water Available For Use / Savings in Demand under the selected programme (Ml/d) input as +ve 2024-25: 0; Gains in Water Available For Use / Savings in Demand under the selected programme (Ml/d) input as +ve 2025-26: 0.004415; Gains in Water Available For Use / Savings in Demand under the selected programme (Ml/d) input as +ve 2026-27: 0.0084626; Gains in Water Available For Use / Savings in Demand under the selected programme (Ml/d) input as +ve 2027-28: 0.012122; Gains in Water Available For Use / Savings in Demand under the selected programme (Ml/d) input as +ve 2028-29: 0.015486; Gains in Water Available For Use / Savings in Demand under the selected programme (Ml/d) input as +ve 2029-30: 0.018736; Gains in Water Available For Use / Savings in Demand under the selected programme (Ml/d) input as +ve 2030-31: 0.02198; Gains in Water Available For Use / Savings in Demand under the selected programme (Ml/d) input as +ve 2031-32: 0.025217; Gains in Water Available For Use / Savings in Demand under the selected programme (Ml/d) input as +ve 2032-33: 0.028451; Gains in Water Available For Use / Savings in Demand under the selected programme (Ml/d) input as +ve 2033-34: 0.031683; Gains in Water Available For Use / Savings in Demand under the selected programme (Ml/d) input as +ve 2034-35: 0.034915; Gains in Water Available For Use / Savings in Demand under the selected programme (Ml/d) input as +ve 2035-36: 0.038147; Gains in Water Available For Use / Savings in Demand under the selected programme (Ml/d) input as +ve 2036-37: 0.041379; Gains in Water Available For Use / Savings in Demand under the selected programme (Ml/d) input as +ve 2037-38: 0.04461; Gains in Water Available For Use / Savings in Demand under the selected programme (Ml/d) input as +ve 2038-39: 0.047839; Gains in Water Available For Use / Savings in Demand under the selected programme (Ml/d) input as +ve 2039-40: 0.051068; Gains in Water Available For Use / Savings in Demand under the selected programme (Ml/d) input as +ve 2040-41: 0.054297; Gains in Water Available For Use / Savings in Demand under the selected programme (Ml/d) input as +ve 2041-42: 0.057526; Gains in Water Available For Use / Savings in Demand under the selected programme (Ml/d) input as +ve 2042-43: 0.060754; Gains in Water Available For Use / Savings in Demand under the selected programme (Ml/d) input as +ve 2043-44: 0.063981; Gains in Water Available For Use / Savings in Demand under the selected programme (Ml/d) input as +ve 2044-45: 0.067209; Gains in Water Available For Use / Savings in Demand under the selected programme (Ml/d) input as +ve 2045-46: 0.070436; Gains in Water Available For Use / Savings in Demand under the selected programme (Ml/d) input as +ve 2046-47: 0.073661; Gains in Water Available For Use / Savings in Demand under the selected programme (Ml/d) input as +ve 2047-48: 0.076885; Gains in Water Available For Use / Savings in Demand under the selected programme (Ml/d) input as +ve 2048-49: 0.080109; Gains in Water Available For Use / Savings in Demand under the selected programme (Ml/d) input as +ve 2049-50: 0.083331
51dP | NHH. WEF Visit Super High.AWSEXC | NHH. WEF Visit Super High.AWSEXC | Non-household water audit | Customer Options | N | Preferred | AWSEXC | Ml/d | 2 | Gains in Water Available For Use / Savings in Demand under the selected programme (Ml/d) input as +ve 2019-20: 0; Gains in Water Available For Use / Savings in Demand under the selected programme (Ml/d) input as +ve 2020-21: 0; Gains in Water Available For Use / Savings in Demand under the selected programme (Ml/d) input as +ve 2021-22: 0; Gains in Water Available For Use / Savings in Demand under the selected programme (Ml/d) input as +ve 2022-23: 0; Gains in Water Available For Use / Savings in Demand under the selected programme (Ml/d) input as +ve 2023-24: 0; Gains in Water Available For Use / Savings in Demand under the selected programme (Ml/d) input as +ve 2024-25: 0; Gains in Water Available For Use / Savings in Demand under the selected programme (Ml/d) input as +ve 2025-26: 0.004415; Gains in Water Available For Use / Savings in Demand under the selected programme (Ml/d) input as +ve 2026-27: 0.0084626; Gains in Water Available For Use / Savings in Demand under the selected programme (Ml/d) input as +ve 2027-28: 0.012122; Gains in Water Available For Use / Savings in Demand under the selected programme (Ml/d) input as +ve 2028-29: 0.015486; Gains in Water Available For Use / Savings in Demand under the selected programme (Ml/d) input as +ve 2029-30: 0.018736; Gains in Water Available For Use / Savings in Demand under the selected programme (Ml/d) input as +ve 2030-31: 0.02198; Gains in Water Available For Use / Savings in Demand under the selected programme (Ml/d) input as +ve 2031-32: 0.025217; Gains in Water Available For Use / Savings in Demand under the selected programme (Ml/d) input as +ve 2032-33: 0.028451; Gains in Water Available For Use / Savings in Demand under the selected programme (Ml/d) input as +ve 2033-34: 0.031683; Gains in Water Available For Use / Savings in Demand under the selected programme (Ml/d) input as +ve 2034-35: 0.034915; Gains in Water Available For Use / Savings in Demand under the selected programme (Ml/d) input as +ve 2035-36: 0.038147; Gains in Water Available For Use / Savings in Demand under the selected programme (Ml/d) input as +ve 2036-37: 0.041379; Gains in Water Available For Use / Savings in Demand under the selected programme (Ml/d) input as +ve 2037-38: 0.04461; Gains in Water Available For Use / Savings in Demand under the selected programme (Ml/d) input as +ve 2038-39: 0.047839; Gains in Water Available For Use / Savings in Demand under the selected programme (Ml/d) input as +ve 2039-40: 0.051068; Gains in Water Available For Use / Savings in Demand under the selected programme (Ml/d) input as +ve 2040-41: 0.054297; Gains in Water Available For Use / Savings in Demand under the selected programme (Ml/d) input as +ve 2041-42: 0.057526; Gains in Water Available For Use / Savings in Demand under the selected programme (Ml/d) input as +ve 2042-43: 0.060754; Gains in Water Available For Use / Savings in Demand under the selected programme (Ml/d) input as +ve 2043-44: 0.063981; Gains in Water Available For Use / Savings in Demand under the selected programme (Ml/d) input as +ve 2044-45: 0.067209; Gains in Water Available For Use / Savings in Demand under the selected programme (Ml/d) input as +ve 2045-46: 0.070436; Gains in Water Available For Use / Savings in Demand under the selected programme (Ml/d) input as +ve 2046-47: 0.073661; Gains in Water Available For Use / Savings in Demand under the selected programme (Ml/d) input as +ve 2047-48: 0.076885; Gains in Water Available For Use / Savings in Demand under the selected programme (Ml/d) input as +ve 2048-49: 0.080109; Gains in Water Available For Use / Savings in Demand under the selected programme (Ml/d) input as +ve 2049-50: 0.083331
51dF | NHH. WEF Visit Upper.AWSEXC | NHH. WEF Visit Upper.AWSEXC | Non-household water audit | Customer Options | N | Least Cost | AWSEXC | Ml/d | 2 | Gains in Water Available For Use / Savings in Demand under the selected programme (Ml/d) input as +ve 2019-20: 0; Gains in Water Available For Use / Savings in Demand under the selected programme (Ml/d) input as +ve 2020-21: 0; Gains in Water Available For Use / Savings in Demand under the selected programme (Ml/d) input as +ve 2021-22: 0; Gains in Water Available For Use / Savings in Demand under the selected programme (Ml/d) input as +ve 2022-23: 0; Gains in Water Available For Use / Savings in Demand under the selected programme (Ml/d) input as +ve 2023-24: 0; Gains in Water Available For Use / Savings in Demand under the selected programme (Ml/d) input as +ve 2024-25: 0; Gains in Water Available For Use / Savings in Demand under the selected programme (Ml/d) input as +ve 2025-26: 0.0023168; Gains in Water Available For Use / Savings in Demand under the selected programme (Ml/d) input as +ve 2026-27: 0.0044409; Gains in Water Available For Use / Savings in Demand under the selected programme (Ml/d) input as +ve 2027-28: 0.0063615; Gains in Water Available For Use / Savings in Demand under the selected programme (Ml/d) input as +ve 2028-29: 0.0081268; Gains in Water Available For Use / Savings in Demand under the selected programme (Ml/d) input as +ve 2029-30: 0.0098319; Gains in Water Available For Use / Savings in Demand under the selected programme (Ml/d) input as +ve 2030-31: 0.011534; Gains in Water Available For Use / Savings in Demand under the selected programme (Ml/d) input as +ve 2031-32: 0.013233; Gains in Water Available For Use / Savings in Demand under the selected programme (Ml/d) input as +ve 2032-33: 0.01493; Gains in Water Available For Use / Savings in Demand under the selected programme (Ml/d) input as +ve 2033-34: 0.016626; Gains in Water Available For Use / Savings in Demand under the selected programme (Ml/d) input as +ve 2034-35: 0.018322; Gains in Water Available For Use / Savings in Demand under the selected programme (Ml/d) input as +ve 2035-36: 0.020018; Gains in Water Available For Use / Savings in Demand under the selected programme (Ml/d) input as +ve 2036-37: 0.021714; Gains in Water Available For Use / Savings in Demand under the selected programme (Ml/d) input as +ve 2037-38: 0.02341; Gains in Water Available For Use / Savings in Demand under the selected programme (Ml/d) input as +ve 2038-39: 0.025104; Gains in Water Available For Use / Savings in Demand under the selected programme (Ml/d) input as +ve 2039-40: 0.026799; Gains in Water Available For Use / Savings in Demand under the selected programme (Ml/d) input as +ve 2040-41: 0.028493; Gains in Water Available For Use / Savings in Demand under the selected programme (Ml/d) input as +ve 2041-42: 0.030187; Gains in Water Available For Use / Savings in Demand under the selected programme (Ml/d) input as +ve 2042-43: 0.031881; Gains in Water Available For Use / Savings in Demand under the selected programme (Ml/d) input as +ve 2043-44: 0.033575; Gains in Water Available For Use / Savings in Demand under the selected programme (Ml/d) input as +ve 2044-45: 0.035269; Gains in Water Available For Use / Savings in Demand under the selected programme (Ml/d) input as +ve 2045-46: 0.036962; Gains in Water Available For Use / Savings in Demand under the selected programme (Ml/d) input as +ve 2046-47: 0.038655; Gains in Water Available For Use / Savings in Demand under the selected programme (Ml/d) input as +ve 2047-48: 0.040347; Gains in Water Available For Use / Savings in Demand under the selected programme (Ml/d) input as +ve 2048-49: 0.042038; Gains in Water Available For Use / Savings in Demand under the selected programme (Ml/d) input as +ve 2049-50: 0.043729
51dF | NHH. WEF Visit Upper.AWSEXC | NHH. WEF Visit Upper.AWSEXC | Non-household water audit | Customer Options | N | Ofwat Core | AWSEXC | Ml/d | 2 | Gains in Water Available For Use / Savings in Demand under the selected programme (Ml/d) input as +ve 2019-20: 0; Gains in Water Available For Use / Savings in Demand under the selected programme (Ml/d) input as +ve 2020-21: 0; Gains in Water Available For Use / Savings in Demand under the selected programme (Ml/d) input as +ve 2021-22: 0; Gains in Water Available For Use / Savings in Demand under the selected programme (Ml/d) input as +ve 2022-23: 0; Gains in Water Available For Use / Savings in Demand under the selected programme (Ml/d) input as +ve 2023-24: 0; Gains in Water Available For Use / Savings in Demand under the selected programme (Ml/d) input as +ve 2024-25: 0; Gains in Water Available For Use / Savings in Demand under the selected programme (Ml/d) input as +ve 2025-26: 0.0023168; Gains in Water Available For Use / Savings in Demand under the selected programme (Ml/d) input as +ve 2026-27: 0.0044409; Gains in Water Available For Use / Savings in Demand under the selected programme (Ml/d) input as +ve 2027-28: 0.0063615; Gains in Water Available For Use / Savings in Demand under the selected programme (Ml/d) input as +ve 2028-29: 0.0081268; Gains in Water Available For Use / Savings in Demand under the selected programme (Ml/d) input as +ve 2029-30: 0.0098319; Gains in Water Available For Use / Savings in Demand under the selected programme (Ml/d) input as +ve 2030-31: 0.011534; Gains in Water Available For Use / Savings in Demand under the selected programme (Ml/d) input as +ve 2031-32: 0.013233; Gains in Water Available For Use / Savings in Demand under the selected programme (Ml/d) input as +ve 2032-33: 0.01493; Gains in Water Available For Use / Savings in Demand under the selected programme (Ml/d) input as +ve 2033-34: 0.016626; Gains in Water Available For Use / Savings in Demand under the selected programme (Ml/d) input as +ve 2034-35: 0.018322; Gains in Water Available For Use / Savings in Demand under the selected programme (Ml/d) input as +ve 2035-36: 0.020018; Gains in Water Available For Use / Savings in Demand under the selected programme (Ml/d) input as +ve 2036-37: 0.021714; Gains in Water Available For Use / Savings in Demand under the selected programme (Ml/d) input as +ve 2037-38: 0.02341; Gains in Water Available For Use / Savings in Demand under the selected programme (Ml/d) input as +ve 2038-39: 0.025104; Gains in Water Available For Use / Savings in Demand under the selected programme (Ml/d) input as +ve 2039-40: 0.026799; Gains in Water Available For Use / Savings in Demand under the selected programme (Ml/d) input as +ve 2040-41: 0.028493; Gains in Water Available For Use / Savings in Demand under the selected programme (Ml/d) input as +ve 2041-42: 0.030187; Gains in Water Available For Use / Savings in Demand under the selected programme (Ml/d) input as +ve 2042-43: 0.031881; Gains in Water Available For Use / Savings in Demand under the selected programme (Ml/d) input as +ve 2043-44: 0.033575; Gains in Water Available For Use / Savings in Demand under the selected programme (Ml/d) input as +ve 2044-45: 0.035269; Gains in Water Available For Use / Savings in Demand under the selected programme (Ml/d) input as +ve 2045-46: 0.036962; Gains in Water Available For Use / Savings in Demand under the selected programme (Ml/d) input as +ve 2046-47: 0.038655; Gains in Water Available For Use / Savings in Demand under the selected programme (Ml/d) input as +ve 2047-48: 0.040347; Gains in Water Available For Use / Savings in Demand under the selected programme (Ml/d) input as +ve 2048-49: 0.042038; Gains in Water Available For Use / Savings in Demand under the selected programme (Ml/d) input as +ve 2049-50: 0.043729
51dP | NHH. WEF Visit Upper.AWSEXC | NHH. WEF Visit Upper.AWSEXC | Non-household water audit | Customer Options | N | Preferred | AWSEXC | Ml/d | 2 | Gains in Water Available For Use / Savings in Demand under the selected programme (Ml/d) input as +ve 2019-20: 0; Gains in Water Available For Use / Savings in Demand under the selected programme (Ml/d) input as +ve 2020-21: 0; Gains in Water Available For Use / Savings in Demand under the selected programme (Ml/d) input as +ve 2021-22: 0; Gains in Water Available For Use / Savings in Demand under the selected programme (Ml/d) input as +ve 2022-23: 0; Gains in Water Available For Use / Savings in Demand under the selected programme (Ml/d) input as +ve 2023-24: 0; Gains in Water Available For Use / Savings in Demand under the selected programme (Ml/d) input as +ve 2024-25: 0; Gains in Water Available For Use / Savings in Demand under the selected programme (Ml/d) input as +ve 2025-26: 0.0023168; Gains in Water Available For Use / Savings in Demand under the selected programme (Ml/d) input as +ve 2026-27: 0.0044409; Gains in Water Available For Use / Savings in Demand under the selected programme (Ml/d) input as +ve 2027-28: 0.0063615; Gains in Water Available For Use / Savings in Demand under the selected programme (Ml/d) input as +ve 2028-29: 0.0081268; Gains in Water Available For Use / Savings in Demand under the selected programme (Ml/d) input as +ve 2029-30: 0.0098319; Gains in Water Available For Use / Savings in Demand under the selected programme (Ml/d) input as +ve 2030-31: 0.011534; Gains in Water Available For Use / Savings in Demand under the selected programme (Ml/d) input as +ve 2031-32: 0.013233; Gains in Water Available For Use / Savings in Demand under the selected programme (Ml/d) input as +ve 2032-33: 0.01493; Gains in Water Available For Use / Savings in Demand under the selected programme (Ml/d) input as +ve 2033-34: 0.016626; Gains in Water Available For Use / Savings in Demand under the selected programme (Ml/d) input as +ve 2034-35: 0.018322; Gains in Water Available For Use / Savings in Demand under the selected programme (Ml/d) input as +ve 2035-36: 0.020018; Gains in Water Available For Use / Savings in Demand under the selected programme (Ml/d) input as +ve 2036-37: 0.021714; Gains in Water Available For Use / Savings in Demand under the selected programme (Ml/d) input as +ve 2037-38: 0.02341; Gains in Water Available For Use / Savings in Demand under the selected programme (Ml/d) input as +ve 2038-39: 0.025104; Gains in Water Available For Use / Savings in Demand under the selected programme (Ml/d) input as +ve 2039-40: 0.026799; Gains in Water Available For Use / Savings in Demand under the selected programme (Ml/d) input as +ve 2040-41: 0.028493; Gains in Water Available For Use / Savings in Demand under the selected programme (Ml/d) input as +ve 2041-42: 0.030187; Gains in Water Available For Use / Savings in Demand under the selected programme (Ml/d) input as +ve 2042-43: 0.031881; Gains in Water Available For Use / Savings in Demand under the selected programme (Ml/d) input as +ve 2043-44: 0.033575; Gains in Water Available For Use / Savings in Demand under the selected programme (Ml/d) input as +ve 2044-45: 0.035269; Gains in Water Available For Use / Savings in Demand under the selected programme (Ml/d) input as +ve 2045-46: 0.036962; Gains in Water Available For Use / Savings in Demand under the selected programme (Ml/d) input as +ve 2046-47: 0.038655; Gains in Water Available For Use / Savings in Demand under the selected programme (Ml/d) input as +ve 2047-48: 0.040347; Gains in Water Available For Use / Savings in Demand under the selected programme (Ml/d) input as +ve 2048-49: 0.042038; Gains in Water Available For Use / Savings in Demand under the selected programme (Ml/d) input as +ve 2049-50: 0.043729
51dF | Smart Metering.AWSEXC | Smart Metering.AWSEXC | Metering other selective | Customer Options | N | Least Cost | AWSEXC | Ml/d | 2 | Gains in Water Available For Use / Savings in Demand under the selected programme (Ml/d) input as +ve 2019-20: 0; Gains in Water Available For Use / Savings in Demand under the selected programme (Ml/d) input as +ve 2020-21: 0; Gains in Water Available For Use / Savings in Demand under the selected programme (Ml/d) input as +ve 2021-22: 0; Gains in Water Available For Use / Savings in Demand under the selected programme (Ml/d) input as +ve 2022-23: 0; Gains in Water Available For Use / Savings in Demand under the selected programme (Ml/d) input as +ve 2023-24: 0; Gains in Water Available For Use / Savings in Demand under the selected programme (Ml/d) input as +ve 2024-25: 0; Gains in Water Available For Use / Savings in Demand under the selected programme (Ml/d) input as +ve 2025-26: 0.0028261; Gains in Water Available For Use / Savings in Demand under the selected programme (Ml/d) input as +ve 2026-27: 0.0046976; Gains in Water Available For Use / Savings in Demand under the selected programme (Ml/d) input as +ve 2027-28: 0.0066237; Gains in Water Available For Use / Savings in Demand under the selected programme (Ml/d) input as +ve 2028-29: 0.0087091; Gains in Water Available For Use / Savings in Demand under the selected programme (Ml/d) input as +ve 2029-30: 0.011343; Gains in Water Available For Use / Savings in Demand under the selected programme (Ml/d) input as +ve 2030-31: 0.013767; Gains in Water Available For Use / Savings in Demand under the selected programme (Ml/d) input as +ve 2031-32: 0.016338; Gains in Water Available For Use / Savings in Demand under the selected programme (Ml/d) input as +ve 2032-33: 0.018024; Gains in Water Available For Use / Savings in Demand under the selected programme (Ml/d) input as +ve 2033-34: 0.021547; Gains in Water Available For Use / Savings in Demand under the selected programme (Ml/d) input as +ve 2034-35: 0.025019; Gains in Water Available For Use / Savings in Demand under the selected programme (Ml/d) input as +ve 2035-36: 0.028428; Gains in Water Available For Use / Savings in Demand under the selected programme (Ml/d) input as +ve 2036-37: 0.031774; Gains in Water Available For Use / Savings in Demand under the selected programme (Ml/d) input as +ve 2037-38: 0.035049; Gains in Water Available For Use / Savings in Demand under the selected programme (Ml/d) input as +ve 2038-39: 0.038259; Gains in Water Available For Use / Savings in Demand under the selected programme (Ml/d) input as +ve 2039-40: 0.041398; Gains in Water Available For Use / Savings in Demand under the selected programme (Ml/d) input as +ve 2040-41: 0.044495; Gains in Water Available For Use / Savings in Demand under the selected programme (Ml/d) input as +ve 2041-42: 0.047506; Gains in Water Available For Use / Savings in Demand under the selected programme (Ml/d) input as +ve 2042-43: 0.050439; Gains in Water Available For Use / Savings in Demand under the selected programme (Ml/d) input as +ve 2043-44: 0.05333; Gains in Water Available For Use / Savings in Demand under the selected programme (Ml/d) input as +ve 2044-45: 0.056147; Gains in Water Available For Use / Savings in Demand under the selected programme (Ml/d) input as +ve 2045-46: 0.058198; Gains in Water Available For Use / Savings in Demand under the selected programme (Ml/d) input as +ve 2046-47: 0.060201; Gains in Water Available For Use / Savings in Demand under the selected programme (Ml/d) input as +ve 2047-48: 0.062144; Gains in Water Available For Use / Savings in Demand under the selected programme (Ml/d) input as +ve 2048-49: 0.064057; Gains in Water Available For Use / Savings in Demand under the selected programme (Ml/d) input as +ve 2049-50: 0.065745
51dF | Smart Metering.AWSEXC | Smart Metering.AWSEXC | Metering other selective | Customer Options | N | Ofwat Core | AWSEXC | Ml/d | 2 | Gains in Water Available For Use / Savings in Demand under the selected programme (Ml/d) input as +ve 2019-20: 0; Gains in Water Available For Use / Savings in Demand under the selected programme (Ml/d) input as +ve 2020-21: 0; Gains in Water Available For Use / Savings in Demand under the selected programme (Ml/d) input as +ve 2021-22: 0; Gains in Water Available For Use / Savings in Demand under the selected programme (Ml/d) input as +ve 2022-23: 0; Gains in Water Available For Use / Savings in Demand under the selected programme (Ml/d) input as +ve 2023-24: 0; Gains in Water Available For Use / Savings in Demand under the selected programme (Ml/d) input as +ve 2024-25: 0; Gains in Water Available For Use / Savings in Demand under the selected programme (Ml/d) input as +ve 2025-26: 0.0028261; Gains in Water Available For Use / Savings in Demand under the selected programme (Ml/d) input as +ve 2026-27: 0.0046976; Gains in Water Available For Use / Savings in Demand under the selected programme (Ml/d) input as +ve 2027-28: 0.0066237; Gains in Water Available For Use / Savings in Demand under the selected programme (Ml/d) input as +ve 2028-29: 0.0087091; Gains in Water Available For Use / Savings in Demand under the selected programme (Ml/d) input as +ve 2029-30: 0.011343; Gains in Water Available For Use / Savings in Demand under the selected programme (Ml/d) input as +ve 2030-31: 0.013767; Gains in Water Available For Use / Savings in Demand under the selected programme (Ml/d) input as +ve 2031-32: 0.016338; Gains in Water Available For Use / Savings in Demand under the selected programme (Ml/d) input as +ve 2032-33: 0.018024; Gains in Water Available For Use / Savings in Demand under the selected programme (Ml/d) input as +ve 2033-34: 0.021547; Gains in Water Available For Use / Savings in Demand under the selected programme (Ml/d) input as +ve 2034-35: 0.025019; Gains in Water Available For Use / Savings in Demand under the selected programme (Ml/d) input as +ve 2035-36: 0.028428; Gains in Water Available For Use / Savings in Demand under the selected programme (Ml/d) input as +ve 2036-37: 0.031774; Gains in Water Available For Use / Savings in Demand under the selected programme (Ml/d) input as +ve 2037-38: 0.035049; Gains in Water Available For Use / Savings in Demand under the selected programme (Ml/d) input as +ve 2038-39: 0.038259; Gains in Water Available For Use / Savings in Demand under the selected programme (Ml/d) input as +ve 2039-40: 0.041398; Gains in Water Available For Use / Savings in Demand under the selected programme (Ml/d) input as +ve 2040-41: 0.044495; Gains in Water Available For Use / Savings in Demand under the selected programme (Ml/d) input as +ve 2041-42: 0.047506; Gains in Water Available For Use / Savings in Demand under the selected programme (Ml/d) input as +ve 2042-43: 0.050439; Gains in Water Available For Use / Savings in Demand under the selected programme (Ml/d) input as +ve 2043-44: 0.05333; Gains in Water Available For Use / Savings in Demand under the selected programme (Ml/d) input as +ve 2044-45: 0.056147; Gains in Water Available For Use / Savings in Demand under the selected programme (Ml/d) input as +ve 2045-46: 0.058198; Gains in Water Available For Use / Savings in Demand under the selected programme (Ml/d) input as +ve 2046-47: 0.060201; Gains in Water Available For Use / Savings in Demand under the selected programme (Ml/d) input as +ve 2047-48: 0.062144; Gains in Water Available For Use / Savings in Demand under the selected programme (Ml/d) input as +ve 2048-49: 0.064057; Gains in Water Available For Use / Savings in Demand under the selected programme (Ml/d) input as +ve 2049-50: 0.065745
51dP | Smart Metering.AWSEXC | Smart Metering.AWSEXC | Metering other selective | Customer Options | N | Preferred | AWSEXC | Ml/d | 2 | Gains in Water Available For Use / Savings in Demand under the selected programme (Ml/d) input as +ve 2019-20: 0; Gains in Water Available For Use / Savings in Demand under the selected programme (Ml/d) input as +ve 2020-21: 0; Gains in Water Available For Use / Savings in Demand under the selected programme (Ml/d) input as +ve 2021-22: 0; Gains in Water Available For Use / Savings in Demand under the selected programme (Ml/d) input as +ve 2022-23: 0; Gains in Water Available For Use / Savings in Demand under the selected programme (Ml/d) input as +ve 2023-24: 0; Gains in Water Available For Use / Savings in Demand under the selected programme (Ml/d) input as +ve 2024-25: 0; Gains in Water Available For Use / Savings in Demand under the selected programme (Ml/d) input as +ve 2025-26: 0.0028261; Gains in Water Available For Use / Savings in Demand under the selected programme (Ml/d) input as +ve 2026-27: 0.0046976; Gains in Water Available For Use / Savings in Demand under the selected programme (Ml/d) input as +ve 2027-28: 0.0066237; Gains in Water Available For Use / Savings in Demand under the selected programme (Ml/d) input as +ve 2028-29: 0.0087091; Gains in Water Available For Use / Savings in Demand under the selected programme (Ml/d) input as +ve 2029-30: 0.011343; Gains in Water Available For Use / Savings in Demand under the selected programme (Ml/d) input as +ve 2030-31: 0.013767; Gains in Water Available For Use / Savings in Demand under the selected programme (Ml/d) input as +ve 2031-32: 0.016338; Gains in Water Available For Use / Savings in Demand under the selected programme (Ml/d) input as +ve 2032-33: 0.018024; Gains in Water Available For Use / Savings in Demand under the selected programme (Ml/d) input as +ve 2033-34: 0.021547; Gains in Water Available For Use / Savings in Demand under the selected programme (Ml/d) input as +ve 2034-35: 0.025019; Gains in Water Available For Use / Savings in Demand under the selected programme (Ml/d) input as +ve 2035-36: 0.028428; Gains in Water Available For Use / Savings in Demand under the selected programme (Ml/d) input as +ve 2036-37: 0.031774; Gains in Water Available For Use / Savings in Demand under the selected programme (Ml/d) input as +ve 2037-38: 0.035049; Gains in Water Available For Use / Savings in Demand under the selected programme (Ml/d) input as +ve 2038-39: 0.038259; Gains in Water Available For Use / Savings in Demand under the selected programme (Ml/d) input as +ve 2039-40: 0.041398; Gains in Water Available For Use / Savings in Demand under the selected programme (Ml/d) input as +ve 2040-41: 0.044495; Gains in Water Available For Use / Savings in Demand under the selected programme (Ml/d) input as +ve 2041-42: 0.047506; Gains in Water Available For Use / Savings in Demand under the selected programme (Ml/d) input as +ve 2042-43: 0.050439; Gains in Water Available For Use / Savings in Demand under the selected programme (Ml/d) input as +ve 2043-44: 0.05333; Gains in Water Available For Use / Savings in Demand under the selected programme (Ml/d) input as +ve 2044-45: 0.056147; Gains in Water Available For Use / Savings in Demand under the selected programme (Ml/d) input as +ve 2045-46: 0.058198; Gains in Water Available For Use / Savings in Demand under the selected programme (Ml/d) input as +ve 2046-47: 0.060201; Gains in Water Available For Use / Savings in Demand under the selected programme (Ml/d) input as +ve 2047-48: 0.062144; Gains in Water Available For Use / Savings in Demand under the selected programme (Ml/d) input as +ve 2048-49: 0.064057; Gains in Water Available For Use / Savings in Demand under the selected programme (Ml/d) input as +ve 2049-50: 0.065745
51dF | USPL_HH_MET.AWSEXC | USPL_HH_MET.AWSEXC | Supply pipe repairs / replacement | Customer Options | N | Least Cost | AWSEXC | Ml/d | 2 | Gains in Water Available For Use / Savings in Demand under the selected programme (Ml/d) input as +ve 2019-20: 0; Gains in Water Available For Use / Savings in Demand under the selected programme (Ml/d) input as +ve 2020-21: 0; Gains in Water Available For Use / Savings in Demand under the selected programme (Ml/d) input as +ve 2021-22: 0; Gains in Water Available For Use / Savings in Demand under the selected programme (Ml/d) input as +ve 2022-23: 0; Gains in Water Available For Use / Savings in Demand under the selected programme (Ml/d) input as +ve 2023-24: 0; Gains in Water Available For Use / Savings in Demand under the selected programme (Ml/d) input as +ve 2024-25: 0; Gains in Water Available For Use / Savings in Demand under the selected programme (Ml/d) input as +ve 2025-26: 0.00042769; Gains in Water Available For Use / Savings in Demand under the selected programme (Ml/d) input as +ve 2026-27: 0.00073907; Gains in Water Available For Use / Savings in Demand under the selected programme (Ml/d) input as +ve 2027-28: 0.0010917; Gains in Water Available For Use / Savings in Demand under the selected programme (Ml/d) input as +ve 2028-29: 0.0015053; Gains in Water Available For Use / Savings in Demand under the selected programme (Ml/d) input as +ve 2029-30: 0.0020912; Gains in Water Available For Use / Savings in Demand under the selected programme (Ml/d) input as +ve 2030-31: 0.0026333; Gains in Water Available For Use / Savings in Demand under the selected programme (Ml/d) input as +ve 2031-32: 0.0032285; Gains in Water Available For Use / Savings in Demand under the selected programme (Ml/d) input as +ve 2032-33: 0.0035224; Gains in Water Available For Use / Savings in Demand under the selected programme (Ml/d) input as +ve 2033-34: 0.0043976; Gains in Water Available For Use / Savings in Demand under the selected programme (Ml/d) input as +ve 2034-35: 0.0052636; Gains in Water Available For Use / Savings in Demand under the selected programme (Ml/d) input as +ve 2035-36: 0.006117; Gains in Water Available For Use / Savings in Demand under the selected programme (Ml/d) input as +ve 2036-37: 0.0069578; Gains in Water Available For Use / Savings in Demand under the selected programme (Ml/d) input as +ve 2037-38: 0.0077832; Gains in Water Available For Use / Savings in Demand under the selected programme (Ml/d) input as +ve 2038-39: 0.0085953; Gains in Water Available For Use / Savings in Demand under the selected programme (Ml/d) input as +ve 2039-40: 0.0093916; Gains in Water Available For Use / Savings in Demand under the selected programme (Ml/d) input as +ve 2040-41: 0.010181; Gains in Water Available For Use / Savings in Demand under the selected programme (Ml/d) input as +ve 2041-42: 0.010949; Gains in Water Available For Use / Savings in Demand under the selected programme (Ml/d) input as +ve 2042-43: 0.011699; Gains in Water Available For Use / Savings in Demand under the selected programme (Ml/d) input as +ve 2043-44: 0.012441; Gains in Water Available For Use / Savings in Demand under the selected programme (Ml/d) input as +ve 2044-45: 0.013165; Gains in Water Available For Use / Savings in Demand under the selected programme (Ml/d) input as +ve 2045-46: 0.01377; Gains in Water Available For Use / Savings in Demand under the selected programme (Ml/d) input as +ve 2046-47: 0.014361; Gains in Water Available For Use / Savings in Demand under the selected programme (Ml/d) input as +ve 2047-48: 0.014935; Gains in Water Available For Use / Savings in Demand under the selected programme (Ml/d) input as +ve 2048-49: 0.0155; Gains in Water Available For Use / Savings in Demand under the selected programme (Ml/d) input as +ve 2049-50: 0.016021
51dF | USPL_HH_MET.AWSEXC | USPL_HH_MET.AWSEXC | Supply pipe repairs / replacement | Customer Options | N | Ofwat Core | AWSEXC | Ml/d | 2 | Gains in Water Available For Use / Savings in Demand under the selected programme (Ml/d) input as +ve 2019-20: 0; Gains in Water Available For Use / Savings in Demand under the selected programme (Ml/d) input as +ve 2020-21: 0; Gains in Water Available For Use / Savings in Demand under the selected programme (Ml/d) input as +ve 2021-22: 0; Gains in Water Available For Use / Savings in Demand under the selected programme (Ml/d) input as +ve 2022-23: 0; Gains in Water Available For Use / Savings in Demand under the selected programme (Ml/d) input as +ve 2023-24: 0; Gains in Water Available For Use / Savings in Demand under the selected programme (Ml/d) input as +ve 2024-25: 0; Gains in Water Available For Use / Savings in Demand under the selected programme (Ml/d) input as +ve 2025-26: 0.00042769; Gains in Water Available For Use / Savings in Demand under the selected programme (Ml/d) input as +ve 2026-27: 0.00073907; Gains in Water Available For Use / Savings in Demand under the selected programme (Ml/d) input as +ve 2027-28: 0.0010917; Gains in Water Available For Use / Savings in Demand under the selected programme (Ml/d) input as +ve 2028-29: 0.0015053; Gains in Water Available For Use / Savings in Demand under the selected programme (Ml/d) input as +ve 2029-30: 0.0020912; Gains in Water Available For Use / Savings in Demand under the selected programme (Ml/d) input as +ve 2030-31: 0.0026333; Gains in Water Available For Use / Savings in Demand under the selected programme (Ml/d) input as +ve 2031-32: 0.0032285; Gains in Water Available For Use / Savings in Demand under the selected programme (Ml/d) input as +ve 2032-33: 0.0035224; Gains in Water Available For Use / Savings in Demand under the selected programme (Ml/d) input as +ve 2033-34: 0.0043976; Gains in Water Available For Use / Savings in Demand under the selected programme (Ml/d) input as +ve 2034-35: 0.0052636; Gains in Water Available For Use / Savings in Demand under the selected programme (Ml/d) input as +ve 2035-36: 0.006117; Gains in Water Available For Use / Savings in Demand under the selected programme (Ml/d) input as +ve 2036-37: 0.0069578; Gains in Water Available For Use / Savings in Demand under the selected programme (Ml/d) input as +ve 2037-38: 0.0077832; Gains in Water Available For Use / Savings in Demand under the selected programme (Ml/d) input as +ve 2038-39: 0.0085953; Gains in Water Available For Use / Savings in Demand under the selected programme (Ml/d) input as +ve 2039-40: 0.0093916; Gains in Water Available For Use / Savings in Demand under the selected programme (Ml/d) input as +ve 2040-41: 0.010181; Gains in Water Available For Use / Savings in Demand under the selected programme (Ml/d) input as +ve 2041-42: 0.010949; Gains in Water Available For Use / Savings in Demand under the selected programme (Ml/d) input as +ve 2042-43: 0.011699; Gains in Water Available For Use / Savings in Demand under the selected programme (Ml/d) input as +ve 2043-44: 0.012441; Gains in Water Available For Use / Savings in Demand under the selected programme (Ml/d) input as +ve 2044-45: 0.013165; Gains in Water Available For Use / Savings in Demand under the selected programme (Ml/d) input as +ve 2045-46: 0.01377; Gains in Water Available For Use / Savings in Demand under the selected programme (Ml/d) input as +ve 2046-47: 0.014361; Gains in Water Available For Use / Savings in Demand under the selected programme (Ml/d) input as +ve 2047-48: 0.014935; Gains in Water Available For Use / Savings in Demand under the selected programme (Ml/d) input as +ve 2048-49: 0.0155; Gains in Water Available For Use / Savings in Demand under the selected programme (Ml/d) input as +ve 2049-50: 0.016021
51dP | USPL_HH_MET.AWSEXC | USPL_HH_MET.AWSEXC | Supply pipe repairs / replacement | Customer Options | N | Preferred | AWSEXC | Ml/d | 2 | Gains in Water Available For Use / Savings in Demand under the selected programme (Ml/d) input as +ve 2019-20: 0; Gains in Water Available For Use / Savings in Demand under the selected programme (Ml/d) input as +ve 2020-21: 0; Gains in Water Available For Use / Savings in Demand under the selected programme (Ml/d) input as +ve 2021-22: 0; Gains in Water Available For Use / Savings in Demand under the selected programme (Ml/d) input as +ve 2022-23: 0; Gains in Water Available For Use / Savings in Demand under the selected programme (Ml/d) input as +ve 2023-24: 0; Gains in Water Available For Use / Savings in Demand under the selected programme (Ml/d) input as +ve 2024-25: 0; Gains in Water Available For Use / Savings in Demand under the selected programme (Ml/d) input as +ve 2025-26: 0.00042769; Gains in Water Available For Use / Savings in Demand under the selected programme (Ml/d) input as +ve 2026-27: 0.00073907; Gains in Water Available For Use / Savings in Demand under the selected programme (Ml/d) input as +ve 2027-28: 0.0010917; Gains in Water Available For Use / Savings in Demand under the selected programme (Ml/d) input as +ve 2028-29: 0.0015053; Gains in Water Available For Use / Savings in Demand under the selected programme (Ml/d) input as +ve 2029-30: 0.0020912; Gains in Water Available For Use / Savings in Demand under the selected programme (Ml/d) input as +ve 2030-31: 0.0026333; Gains in Water Available For Use / Savings in Demand under the selected programme (Ml/d) input as +ve 2031-32: 0.0032285; Gains in Water Available For Use / Savings in Demand under the selected programme (Ml/d) input as +ve 2032-33: 0.0035224; Gains in Water Available For Use / Savings in Demand under the selected programme (Ml/d) input as +ve 2033-34: 0.0043976; Gains in Water Available For Use / Savings in Demand under the selected programme (Ml/d) input as +ve 2034-35: 0.0052636; Gains in Water Available For Use / Savings in Demand under the selected programme (Ml/d) input as +ve 2035-36: 0.006117; Gains in Water Available For Use / Savings in Demand under the selected programme (Ml/d) input as +ve 2036-37: 0.0069578; Gains in Water Available For Use / Savings in Demand under the selected programme (Ml/d) input as +ve 2037-38: 0.0077832; Gains in Water Available For Use / Savings in Demand under the selected programme (Ml/d) input as +ve 2038-39: 0.0085953; Gains in Water Available For Use / Savings in Demand under the selected programme (Ml/d) input as +ve 2039-40: 0.0093916; Gains in Water Available For Use / Savings in Demand under the selected programme (Ml/d) input as +ve 2040-41: 0.010181; Gains in Water Available For Use / Savings in Demand under the selected programme (Ml/d) input as +ve 2041-42: 0.010949; Gains in Water Available For Use / Savings in Demand under the selected programme (Ml/d) input as +ve 2042-43: 0.011699; Gains in Water Available For Use / Savings in Demand under the selected programme (Ml/d) input as +ve 2043-44: 0.012441; Gains in Water Available For Use / Savings in Demand under the selected programme (Ml/d) input as +ve 2044-45: 0.013165; Gains in Water Available For Use / Savings in Demand under the selected programme (Ml/d) input as +ve 2045-46: 0.01377; Gains in Water Available For Use / Savings in Demand under the selected programme (Ml/d) input as +ve 2046-47: 0.014361; Gains in Water Available For Use / Savings in Demand under the selected programme (Ml/d) input as +ve 2047-48: 0.014935; Gains in Water Available For Use / Savings in Demand under the selected programme (Ml/d) input as +ve 2048-49: 0.0155; Gains in Water Available For Use / Savings in Demand under the selected programme (Ml/d) input as +ve 2049-50: 0.016021
51dF | USPL_ShSupplies.AWSEXC | USPL_ShSupplies.AWSEXC | Supply pipe repairs / replacement | Customer Options | N | Least Cost | AWSEXC | Ml/d | 2 | Gains in Water Available For Use / Savings in Demand under the selected programme (Ml/d) input as +ve 2019-20: 0; Gains in Water Available For Use / Savings in Demand under the selected programme (Ml/d) input as +ve 2020-21: 0; Gains in Water Available For Use / Savings in Demand under the selected programme (Ml/d) input as +ve 2021-22: 0; Gains in Water Available For Use / Savings in Demand under the selected programme (Ml/d) input as +ve 2022-23: 0; Gains in Water Available For Use / Savings in Demand under the selected programme (Ml/d) input as +ve 2023-24: 0; Gains in Water Available For Use / Savings in Demand under the selected programme (Ml/d) input as +ve 2024-25: 0; Gains in Water Available For Use / Savings in Demand under the selected programme (Ml/d) input as +ve 2025-26: 0.043004; Gains in Water Available For Use / Savings in Demand under the selected programme (Ml/d) input as +ve 2026-27: 0.043004; Gains in Water Available For Use / Savings in Demand under the selected programme (Ml/d) input as +ve 2027-28: 0.043004; Gains in Water Available For Use / Savings in Demand under the selected programme (Ml/d) input as +ve 2028-29: 0.043004; Gains in Water Available For Use / Savings in Demand under the selected programme (Ml/d) input as +ve 2029-30: 0.043004; Gains in Water Available For Use / Savings in Demand under the selected programme (Ml/d) input as +ve 2030-31: 0.043004; Gains in Water Available For Use / Savings in Demand under the selected programme (Ml/d) input as +ve 2031-32: 0.043004; Gains in Water Available For Use / Savings in Demand under the selected programme (Ml/d) input as +ve 2032-33: 0.043004; Gains in Water Available For Use / Savings in Demand under the selected programme (Ml/d) input as +ve 2033-34: 0.043004; Gains in Water Available For Use / Savings in Demand under the selected programme (Ml/d) input as +ve 2034-35: 0.043004; Gains in Water Available For Use / Savings in Demand under the selected programme (Ml/d) input as +ve 2035-36: 0.043004; Gains in Water Available For Use / Savings in Demand under the selected programme (Ml/d) input as +ve 2036-37: 0.043004; Gains in Water Available For Use / Savings in Demand under the selected programme (Ml/d) input as +ve 2037-38: 0.043004; Gains in Water Available For Use / Savings in Demand under the selected programme (Ml/d) input as +ve 2038-39: 0.043004; Gains in Water Available For Use / Savings in Demand under the selected programme (Ml/d) input as +ve 2039-40: 0.043004; Gains in Water Available For Use / Savings in Demand under the selected programme (Ml/d) input as +ve 2040-41: 0.043004; Gains in Water Available For Use / Savings in Demand under the selected programme (Ml/d) input as +ve 2041-42: 0.043004; Gains in Water Available For Use / Savings in Demand under the selected programme (Ml/d) input as +ve 2042-43: 0.043004; Gains in Water Available For Use / Savings in Demand under the selected programme (Ml/d) input as +ve 2043-44: 0.043004; Gains in Water Available For Use / Savings in Demand under the selected programme (Ml/d) input as +ve 2044-45: 0.043004; Gains in Water Available For Use / Savings in Demand under the selected programme (Ml/d) input as +ve 2045-46: 0.043004; Gains in Water Available For Use / Savings in Demand under the selected programme (Ml/d) input as +ve 2046-47: 0.043004; Gains in Water Available For Use / Savings in Demand under the selected programme (Ml/d) input as +ve 2047-48: 0.043004; Gains in Water Available For Use / Savings in Demand under the selected programme (Ml/d) input as +ve 2048-49: 0.043004; Gains in Water Available For Use / Savings in Demand under the selected programme (Ml/d) input as +ve 2049-50: 0.043004
51dF | USPL_ShSupplies.AWSEXC | USPL_ShSupplies.AWSEXC | Supply pipe repairs / replacement | Customer Options | N | Ofwat Core | AWSEXC | Ml/d | 2 | Gains in Water Available For Use / Savings in Demand under the selected programme (Ml/d) input as +ve 2019-20: 0; Gains in Water Available For Use / Savings in Demand under the selected programme (Ml/d) input as +ve 2020-21: 0; Gains in Water Available For Use / Savings in Demand under the selected programme (Ml/d) input as +ve 2021-22: 0; Gains in Water Available For Use / Savings in Demand under the selected programme (Ml/d) input as +ve 2022-23: 0; Gains in Water Available For Use / Savings in Demand under the selected programme (Ml/d) input as +ve 2023-24: 0; Gains in Water Available For Use / Savings in Demand under the selected programme (Ml/d) input as +ve 2024-25: 0; Gains in Water Available For Use / Savings in Demand under the selected programme (Ml/d) input as +ve 2025-26: 0.043004; Gains in Water Available For Use / Savings in Demand under the selected programme (Ml/d) input as +ve 2026-27: 0.043004; Gains in Water Available For Use / Savings in Demand under the selected programme (Ml/d) input as +ve 2027-28: 0.043004; Gains in Water Available For Use / Savings in Demand under the selected programme (Ml/d) input as +ve 2028-29: 0.043004; Gains in Water Available For Use / Savings in Demand under the selected programme (Ml/d) input as +ve 2029-30: 0.043004; Gains in Water Available For Use / Savings in Demand under the selected programme (Ml/d) input as +ve 2030-31: 0.043004; Gains in Water Available For Use / Savings in Demand under the selected programme (Ml/d) input as +ve 2031-32: 0.043004; Gains in Water Available For Use / Savings in Demand under the selected programme (Ml/d) input as +ve 2032-33: 0.043004; Gains in Water Available For Use / Savings in Demand under the selected programme (Ml/d) input as +ve 2033-34: 0.043004; Gains in Water Available For Use / Savings in Demand under the selected programme (Ml/d) input as +ve 2034-35: 0.043004; Gains in Water Available For Use / Savings in Demand under the selected programme (Ml/d) input as +ve 2035-36: 0.043004; Gains in Water Available For Use / Savings in Demand under the selected programme (Ml/d) input as +ve 2036-37: 0.043004; Gains in Water Available For Use / Savings in Demand under the selected programme (Ml/d) input as +ve 2037-38: 0.043004; Gains in Water Available For Use / Savings in Demand under the selected programme (Ml/d) input as +ve 2038-39: 0.043004; Gains in Water Available For Use / Savings in Demand under the selected programme (Ml/d) input as +ve 2039-40: 0.043004; Gains in Water Available For Use / Savings in Demand under the selected programme (Ml/d) input as +ve 2040-41: 0.043004; Gains in Water Available For Use / Savings in Demand under the selected programme (Ml/d) input as +ve 2041-42: 0.043004; Gains in Water Available For Use / Savings in Demand under the selected programme (Ml/d) input as +ve 2042-43: 0.043004; Gains in Water Available For Use / Savings in Demand under the selected programme (Ml/d) input as +ve 2043-44: 0.043004; Gains in Water Available For Use / Savings in Demand under the selected programme (Ml/d) input as +ve 2044-45: 0.043004; Gains in Water Available For Use / Savings in Demand under the selected programme (Ml/d) input as +ve 2045-46: 0.043004; Gains in Water Available For Use / Savings in Demand under the selected programme (Ml/d) input as +ve 2046-47: 0.043004; Gains in Water Available For Use / Savings in Demand under the selected programme (Ml/d) input as +ve 2047-48: 0.043004; Gains in Water Available For Use / Savings in Demand under the selected programme (Ml/d) input as +ve 2048-49: 0.043004; Gains in Water Available For Use / Savings in Demand under the selected programme (Ml/d) input as +ve 2049-50: 0.043004
51dP | USPL_ShSupplies.AWSEXC | USPL_ShSupplies.AWSEXC | Supply pipe repairs / replacement | Customer Options | N | Preferred | AWSEXC | Ml/d | 2 | Gains in Water Available For Use / Savings in Demand under the selected programme (Ml/d) input as +ve 2019-20: 0; Gains in Water Available For Use / Savings in Demand under the selected programme (Ml/d) input as +ve 2020-21: 0; Gains in Water Available For Use / Savings in Demand under the selected programme (Ml/d) input as +ve 2021-22: 0; Gains in Water Available For Use / Savings in Demand under the selected programme (Ml/d) input as +ve 2022-23: 0; Gains in Water Available For Use / Savings in Demand under the selected programme (Ml/d) input as +ve 2023-24: 0; Gains in Water Available For Use / Savings in Demand under the selected programme (Ml/d) input as +ve 2024-25: 0; Gains in Water Available For Use / Savings in Demand under the selected programme (Ml/d) input as +ve 2025-26: 0.043004; Gains in Water Available For Use / Savings in Demand under the selected programme (Ml/d) input as +ve 2026-27: 0.043004; Gains in Water Available For Use / Savings in Demand under the selected programme (Ml/d) input as +ve 2027-28: 0.043004; Gains in Water Available For Use / Savings in Demand under the selected programme (Ml/d) input as +ve 2028-29: 0.043004; Gains in Water Available For Use / Savings in Demand under the selected programme (Ml/d) input as +ve 2029-30: 0.043004; Gains in Water Available For Use / Savings in Demand under the selected programme (Ml/d) input as +ve 2030-31: 0.043004; Gains in Water Available For Use / Savings in Demand under the selected programme (Ml/d) input as +ve 2031-32: 0.043004; Gains in Water Available For Use / Savings in Demand under the selected programme (Ml/d) input as +ve 2032-33: 0.043004; Gains in Water Available For Use / Savings in Demand under the selected programme (Ml/d) input as +ve 2033-34: 0.043004; Gains in Water Available For Use / Savings in Demand under the selected programme (Ml/d) input as +ve 2034-35: 0.043004; Gains in Water Available For Use / Savings in Demand under the selected programme (Ml/d) input as +ve 2035-36: 0.043004; Gains in Water Available For Use / Savings in Demand under the selected programme (Ml/d) input as +ve 2036-37: 0.043004; Gains in Water Available For Use / Savings in Demand under the selected programme (Ml/d) input as +ve 2037-38: 0.043004; Gains in Water Available For Use / Savings in Demand under the selected programme (Ml/d) input as +ve 2038-39: 0.043004; Gains in Water Available For Use / Savings in Demand under the selected programme (Ml/d) input as +ve 2039-40: 0.043004; Gains in Water Available For Use / Savings in Demand under the selected programme (Ml/d) input as +ve 2040-41: 0.043004; Gains in Water Available For Use / Savings in Demand under the selected programme (Ml/d) input as +ve 2041-42: 0.043004; Gains in Water Available For Use / Savings in Demand under the selected programme (Ml/d) input as +ve 2042-43: 0.043004; Gains in Water Available For Use / Savings in Demand under the selected programme (Ml/d) input as +ve 2043-44: 0.043004; Gains in Water Available For Use / Savings in Demand under the selected programme (Ml/d) input as +ve 2044-45: 0.043004; Gains in Water Available For Use / Savings in Demand under the selected programme (Ml/d) input as +ve 2045-46: 0.043004; Gains in Water Available For Use / Savings in Demand under the selected programme (Ml/d) input as +ve 2046-47: 0.043004; Gains in Water Available For Use / Savings in Demand under the selected programme (Ml/d) input as +ve 2047-48: 0.043004; Gains in Water Available For Use / Savings in Demand under the selected programme (Ml/d) input as +ve 2048-49: 0.043004; Gains in Water Available For Use / Savings in Demand under the selected programme (Ml/d) input as +ve 2049-50: 0.043004
52aA | Adjustment for Licence cap scenario 8 | LC02 | Other changes to DO | Resource Options | N | Ofwat Core | AWSEXC | Ml/d | 2 | Gains in Water Available For Use / Savings in Demand under the selected programme (Ml/d) input as +ve 2025-26: 3.9; Gains in Water Available For Use / Savings in Demand under the selected programme (Ml/d) input as +ve 2026-27: 3.9; Gains in Water Available For Use / Savings in Demand under the selected programme (Ml/d) input as +ve 2027-28: 3.9; Gains in Water Available For Use / Savings in Demand under the selected programme (Ml/d) input as +ve 2028-29: 3.9; Gains in Water Available For Use / Savings in Demand under the selected programme (Ml/d) input as +ve 2029-30: 3.9; Gains in Water Available For Use / Savings in Demand under the selected programme (Ml/d) input as +ve 2030-31: 0; Gains in Water Available For Use / Savings in Demand under the selected programme (Ml/d) input as +ve 2031-32: 0; Gains in Water Available For Use / Savings in Demand under the selected programme (Ml/d) input as +ve 2032-33: 0; Gains in Water Available For Use / Savings in Demand under the selected programme (Ml/d) input as +ve 2033-34: 0; Gains in Water Available For Use / Savings in Demand under the selected programme (Ml/d) input as +ve 2034-35: 0; Gains in Water Available For Use / Savings in Demand under the selected programme (Ml/d) input as +ve 2035-36: 0; Gains in Water Available For Use / Savings in Demand under the selected programme (Ml/d) input as +ve 2036-37: 0; Gains in Water Available For Use / Savings in Demand under the selected programme (Ml/d) input as +ve 2037-38: 0; Gains in Water Available For Use / Savings in Demand under the selected programme (Ml/d) input as +ve 2038-39: 0; Gains in Water Available For Use / Savings in Demand under the selected programme (Ml/d) input as +ve 2039-40: 0; Gains in Water Available For Use / Savings in Demand under the selected programme (Ml/d) input as +ve 2040-41: 0; Gains in Water Available For Use / Savings in Demand under the selected programme (Ml/d) input as +ve 2041-42: 0; Gains in Water Available For Use / Savings in Demand under the selected programme (Ml/d) input as +ve 2042-43: 0; Gains in Water Available For Use / Savings in Demand under the selected programme (Ml/d) input as +ve 2043-44: 0; Gains in Water Available For Use / Savings in Demand under the selected programme (Ml/d) input as +ve 2044-45: 0; Gains in Water Available For Use / Savings in Demand under the selected programme (Ml/d) input as +ve 2045-46: 0; Gains in Water Available For Use / Savings in Demand under the selected programme (Ml/d) input as +ve 2046-47: 0; Gains in Water Available For Use / Savings in Demand under the selected programme (Ml/d) input as +ve 2047-48: 0; Gains in Water Available For Use / Savings in Demand under the selected programme (Ml/d) input as +ve 2048-49: 0; Gains in Water Available For Use / Savings in Demand under the selected programme (Ml/d) input as +ve 2049-50: 0
52aA | AMP8 OPI Adjustment | OPI1 | Other changes to DO | Resource Options | N | Ofwat Core | AWSEXC | Ml/d | 2 | Gains in Water Available For Use / Savings in Demand under the selected programme (Ml/d) input as +ve 2025-26: 0.06; Gains in Water Available For Use / Savings in Demand under the selected programme (Ml/d) input as +ve 2026-27: 0; Gains in Water Available For Use / Savings in Demand under the selected programme (Ml/d) input as +ve 2027-28: 0; Gains in Water Available For Use / Savings in Demand under the selected programme (Ml/d) input as +ve 2028-29: 0; Gains in Water Available For Use / Savings in Demand under the selected programme (Ml/d) input as +ve 2029-30: 0; Gains in Water Available For Use / Savings in Demand under the selected programme (Ml/d) input as +ve 2030-31: 0; Gains in Water Available For Use / Savings in Demand under the selected programme (Ml/d) input as +ve 2031-32: 0; Gains in Water Available For Use / Savings in Demand under the selected programme (Ml/d) input as +ve 2032-33: 0; Gains in Water Available For Use / Savings in Demand under the selected programme (Ml/d) input as +ve 2033-34: 0; Gains in Water Available For Use / Savings in Demand under the selected programme (Ml/d) input as +ve 2034-35: 0; Gains in Water Available For Use / Savings in Demand under the selected programme (Ml/d) input as +ve 2035-36: 0; Gains in Water Available For Use / Savings in Demand under the selected programme (Ml/d) input as +ve 2036-37: 0; Gains in Water Available For Use / Savings in Demand under the selected programme (Ml/d) input as +ve 2037-38: 0; Gains in Water Available For Use / Savings in Demand under the selected programme (Ml/d) input as +ve 2038-39: 0; Gains in Water Available For Use / Savings in Demand under the selected programme (Ml/d) input as +ve 2039-40: 0; Gains in Water Available For Use / Savings in Demand under the selected programme (Ml/d) input as +ve 2040-41: 0; Gains in Water Available For Use / Savings in Demand under the selected programme (Ml/d) input as +ve 2041-42: 0; Gains in Water Available For Use / Savings in Demand under the selected programme (Ml/d) input as +ve 2042-43: 0; Gains in Water Available For Use / Savings in Demand under the selected programme (Ml/d) input as +ve 2043-44: 0; Gains in Water Available For Use / Savings in Demand under the selected programme (Ml/d) input as +ve 2044-45: 0; Gains in Water Available For Use / Savings in Demand under the selected programme (Ml/d) input as +ve 2045-46: 0; Gains in Water Available For Use / Savings in Demand under the selected programme (Ml/d) input as +ve 2046-47: 0; Gains in Water Available For Use / Savings in Demand under the selected programme (Ml/d) input as +ve 2047-48: 0; Gains in Water Available For Use / Savings in Demand under the selected programme (Ml/d) input as +ve 2048-49: 0; Gains in Water Available For Use / Savings in Demand under the selected programme (Ml/d) input as +ve 2049-50: 0
52aA | Adjustment for Licence cap scenario 8 | LC02 | Other changes to DO | Resource Options | N | Least Cost | AWSEXC | Ml/d | 2 | Gains in Water Available For Use / Savings in Demand under the selected programme (Ml/d) input as +ve 2025-26: 3.9; Gains in Water Available For Use / Savings in Demand under the selected programme (Ml/d) input as +ve 2026-27: 3.9; Gains in Water Available For Use / Savings in Demand under the selected programme (Ml/d) input as +ve 2027-28: 3.9; Gains in Water Available For Use / Savings in Demand under the selected programme (Ml/d) input as +ve 2028-29: 3.9; Gains in Water Available For Use / Savings in Demand under the selected programme (Ml/d) input as +ve 2029-30: 3.9; Gains in Water Available For Use / Savings in Demand under the selected programme (Ml/d) input as +ve 2030-31: 0; Gains in Water Available For Use / Savings in Demand under the selected programme (Ml/d) input as +ve 2031-32: 0; Gains in Water Available For Use / Savings in Demand under the selected programme (Ml/d) input as +ve 2032-33: 0; Gains in Water Available For Use / Savings in Demand under the selected programme (Ml/d) input as +ve 2033-34: 0; Gains in Water Available For Use / Savings in Demand under the selected programme (Ml/d) input as +ve 2034-35: 0; Gains in Water Available For Use / Savings in Demand under the selected programme (Ml/d) input as +ve 2035-36: 0; Gains in Water Available For Use / Savings in Demand under the selected programme (Ml/d) input as +ve 2036-37: 0; Gains in Water Available For Use / Savings in Demand under the selected programme (Ml/d) input as +ve 2037-38: 0; Gains in Water Available For Use / Savings in Demand under the selected programme (Ml/d) input as +ve 2038-39: 0; Gains in Water Available For Use / Savings in Demand under the selected programme (Ml/d) input as +ve 2039-40: 0; Gains in Water Available For Use / Savings in Demand under the selected programme (Ml/d) input as +ve 2040-41: 0; Gains in Water Available For Use / Savings in Demand under the selected programme (Ml/d) input as +ve 2041-42: 0; Gains in Water Available For Use / Savings in Demand under the selected programme (Ml/d) input as +ve 2042-43: 0; Gains in Water Available For Use / Savings in Demand under the selected programme (Ml/d) input as +ve 2043-44: 0; Gains in Water Available For Use / Savings in Demand under the selected programme (Ml/d) input as +ve 2044-45: 0; Gains in Water Available For Use / Savings in Demand under the selected programme (Ml/d) input as +ve 2045-46: 0; Gains in Water Available For Use / Savings in Demand under the selected programme (Ml/d) input as +ve 2046-47: 0; Gains in Water Available For Use / Savings in Demand under the selected programme (Ml/d) input as +ve 2047-48: 0; Gains in Water Available For Use / Savings in Demand under the selected programme (Ml/d) input as +ve 2048-49: 0; Gains in Water Available For Use / Savings in Demand under the selected programme (Ml/d) input as +ve 2049-50: 0
52aA | AMP8 OPI Adjustment | OPI1 | Other changes to DO | Resource Options | N | Least Cost | AWSEXC | Ml/d | 2 | Gains in Water Available For Use / Savings in Demand under the selected programme (Ml/d) input as +ve 2025-26: 0.06; Gains in Water Available For Use / Savings in Demand under the selected programme (Ml/d) input as +ve 2026-27: 0; Gains in Water Available For Use / Savings in Demand under the selected programme (Ml/d) input as +ve 2027-28: 0; Gains in Water Available For Use / Savings in Demand under the selected programme (Ml/d) input as +ve 2028-29: 0; Gains in Water Available For Use / Savings in Demand under the selected programme (Ml/d) input as +ve 2029-30: 0; Gains in Water Available For Use / Savings in Demand under the selected programme (Ml/d) input as +ve 2030-31: 0; Gains in Water Available For Use / Savings in Demand under the selected programme (Ml/d) input as +ve 2031-32: 0; Gains in Water Available For Use / Savings in Demand under the selected programme (Ml/d) input as +ve 2032-33: 0; Gains in Water Available For Use / Savings in Demand under the selected programme (Ml/d) input as +ve 2033-34: 0; Gains in Water Available For Use / Savings in Demand under the selected programme (Ml/d) input as +ve 2034-35: 0; Gains in Water Available For Use / Savings in Demand under the selected programme (Ml/d) input as +ve 2035-36: 0; Gains in Water Available For Use / Savings in Demand under the selected programme (Ml/d) input as +ve 2036-37: 0; Gains in Water Available For Use / Savings in Demand under the selected programme (Ml/d) input as +ve 2037-38: 0; Gains in Water Available For Use / Savings in Demand under the selected programme (Ml/d) input as +ve 2038-39: 0; Gains in Water Available For Use / Savings in Demand under the selected programme (Ml/d) input as +ve 2039-40: 0; Gains in Water Available For Use / Savings in Demand under the selected programme (Ml/d) input as +ve 2040-41: 0; Gains in Water Available For Use / Savings in Demand under the selected programme (Ml/d) input as +ve 2041-42: 0; Gains in Water Available For Use / Savings in Demand under the selected programme (Ml/d) input as +ve 2042-43: 0; Gains in Water Available For Use / Savings in Demand under the selected programme (Ml/d) input as +ve 2043-44: 0; Gains in Water Available For Use / Savings in Demand under the selected programme (Ml/d) input as +ve 2044-45: 0; Gains in Water Available For Use / Savings in Demand under the selected programme (Ml/d) input as +ve 2045-46: 0; Gains in Water Available For Use / Savings in Demand under the selected programme (Ml/d) input as +ve 2046-47: 0; Gains in Water Available For Use / Savings in Demand under the selected programme (Ml/d) input as +ve 2047-48: 0; Gains in Water Available For Use / Savings in Demand under the selected programme (Ml/d) input as +ve 2048-49: 0; Gains in Water Available For Use / Savings in Demand under the selected programme (Ml/d) input as +ve 2049-50: 0
52aP | Adjustment for Licence cap scenario 8 | LC02 | Other changes to DO | Resource Options | N | Preferred | AWSEXC | Ml/d | 2 | Gains in Water Available For Use / Savings in Demand under the selected programme (Ml/d) input as +ve 2025-26: 3.9; Gains in Water Available For Use / Savings in Demand under the selected programme (Ml/d) input as +ve 2026-27: 3.9; Gains in Water Available For Use / Savings in Demand under the selected programme (Ml/d) input as +ve 2027-28: 3.9; Gains in Water Available For Use / Savings in Demand under the selected programme (Ml/d) input as +ve 2028-29: 3.9; Gains in Water Available For Use / Savings in Demand under the selected programme (Ml/d) input as +ve 2029-30: 3.9; Gains in Water Available For Use / Savings in Demand under the selected programme (Ml/d) input as +ve 2030-31: 0; Gains in Water Available For Use / Savings in Demand under the selected programme (Ml/d) input as +ve 2031-32: 0; Gains in Water Available For Use / Savings in Demand under the selected programme (Ml/d) input as +ve 2032-33: 0; Gains in Water Available For Use / Savings in Demand under the selected programme (Ml/d) input as +ve 2033-34: 0; Gains in Water Available For Use / Savings in Demand under the selected programme (Ml/d) input as +ve 2034-35: 0; Gains in Water Available For Use / Savings in Demand under the selected programme (Ml/d) input as +ve 2035-36: 0; Gains in Water Available For Use / Savings in Demand under the selected programme (Ml/d) input as +ve 2036-37: 0; Gains in Water Available For Use / Savings in Demand under the selected programme (Ml/d) input as +ve 2037-38: 0; Gains in Water Available For Use / Savings in Demand under the selected programme (Ml/d) input as +ve 2038-39: 0; Gains in Water Available For Use / Savings in Demand under the selected programme (Ml/d) input as +ve 2039-40: 0; Gains in Water Available For Use / Savings in Demand under the selected programme (Ml/d) input as +ve 2040-41: 0; Gains in Water Available For Use / Savings in Demand under the selected programme (Ml/d) input as +ve 2041-42: 0; Gains in Water Available For Use / Savings in Demand under the selected programme (Ml/d) input as +ve 2042-43: 0; Gains in Water Available For Use / Savings in Demand under the selected programme (Ml/d) input as +ve 2043-44: 0; Gains in Water Available For Use / Savings in Demand under the selected programme (Ml/d) input as +ve 2044-45: 0; Gains in Water Available For Use / Savings in Demand under the selected programme (Ml/d) input as +ve 2045-46: 0; Gains in Water Available For Use / Savings in Demand under the selected programme (Ml/d) input as +ve 2046-47: 0; Gains in Water Available For Use / Savings in Demand under the selected programme (Ml/d) input as +ve 2047-48: 0; Gains in Water Available For Use / Savings in Demand under the selected programme (Ml/d) input as +ve 2048-49: 0; Gains in Water Available For Use / Savings in Demand under the selected programme (Ml/d) input as +ve 2049-50: 0
52aP | AMP8 OPI Adjustment | OPI1 | Other changes to DO | Resource Options | N | Preferred | AWSEXC | Ml/d | 2 | Gains in Water Available For Use / Savings in Demand under the selected programme (Ml/d) input as +ve 2025-26: 0.06; Gains in Water Available For Use / Savings in Demand under the selected programme (Ml/d) input as +ve 2026-27: 0; Gains in Water Available For Use / Savings in Demand under the selected programme (Ml/d) input as +ve 2027-28: 0; Gains in Water Available For Use / Savings in Demand under the selected programme (Ml/d) input as +ve 2028-29: 0; Gains in Water Available For Use / Savings in Demand under the selected programme (Ml/d) input as +ve 2029-30: 0; Gains in Water Available For Use / Savings in Demand under the selected programme (Ml/d) input as +ve 2030-31: 0; Gains in Water Available For Use / Savings in Demand under the selected programme (Ml/d) input as +ve 2031-32: 0; Gains in Water Available For Use / Savings in Demand under the selected programme (Ml/d) input as +ve 2032-33: 0; Gains in Water Available For Use / Savings in Demand under the selected programme (Ml/d) input as +ve 2033-34: 0; Gains in Water Available For Use / Savings in Demand under the selected programme (Ml/d) input as +ve 2034-35: 0; Gains in Water Available For Use / Savings in Demand under the selected programme (Ml/d) input as +ve 2035-36: 0; Gains in Water Available For Use / Savings in Demand under the selected programme (Ml/d) input as +ve 2036-37: 0; Gains in Water Available For Use / Savings in Demand under the selected programme (Ml/d) input as +ve 2037-38: 0; Gains in Water Available For Use / Savings in Demand under the selected programme (Ml/d) input as +ve 2038-39: 0; Gains in Water Available For Use / Savings in Demand under the selected programme (Ml/d) input as +ve 2039-40: 0; Gains in Water Available For Use / Savings in Demand under the selected programme (Ml/d) input as +ve 2040-41: 0; Gains in Water Available For Use / Savings in Demand under the selected programme (Ml/d) input as +ve 2041-42: 0; Gains in Water Available For Use / Savings in Demand under the selected programme (Ml/d) input as +ve 2042-43: 0; Gains in Water Available For Use / Savings in Demand under the selected programme (Ml/d) input as +ve 2043-44: 0; Gains in Water Available For Use / Savings in Demand under the selected programme (Ml/d) input as +ve 2044-45: 0; Gains in Water Available For Use / Savings in Demand under the selected programme (Ml/d) input as +ve 2045-46: 0; Gains in Water Available For Use / Savings in Demand under the selected programme (Ml/d) input as +ve 2046-47: 0; Gains in Water Available For Use / Savings in Demand under the selected programme (Ml/d) input as +ve 2047-48: 0; Gains in Water Available For Use / Savings in Demand under the selected programme (Ml/d) input as +ve 2048-49: 0; Gains in Water Available For Use / Savings in Demand under the selected programme (Ml/d) input as +ve 2049-50: 0
52bA | Essex Central WTW backwash water recovery | EXC7 | Water treatment works loss recovery | Production Options | N | Ofwat Core | AWSEXC | Ml/d | 2 | Gains in Water Available For Use / Savings in Demand under the selected programme (Ml/d) input as +ve 2025-26: 0; Gains in Water Available For Use / Savings in Demand under the selected programme (Ml/d) input as +ve 2026-27: 0; Gains in Water Available For Use / Savings in Demand under the selected programme (Ml/d) input as +ve 2027-28: 0; Gains in Water Available For Use / Savings in Demand under the selected programme (Ml/d) input as +ve 2028-29: 0; Gains in Water Available For Use / Savings in Demand under the selected programme (Ml/d) input as +ve 2029-30: 0; Gains in Water Available For Use / Savings in Demand under the selected programme (Ml/d) input as +ve 2030-31: 0.3; Gains in Water Available For Use / Savings in Demand under the selected programme (Ml/d) input as +ve 2031-32: 0.3; Gains in Water Available For Use / Savings in Demand under the selected programme (Ml/d) input as +ve 2032-33: 0.3; Gains in Water Available For Use / Savings in Demand under the selected programme (Ml/d) input as +ve 2033-34: 0.3; Gains in Water Available For Use / Savings in Demand under the selected programme (Ml/d) input as +ve 2034-35: 0.3; Gains in Water Available For Use / Savings in Demand under the selected programme (Ml/d) input as +ve 2035-36: 0.3; Gains in Water Available For Use / Savings in Demand under the selected programme (Ml/d) input as +ve 2036-37: 0.3; Gains in Water Available For Use / Savings in Demand under the selected programme (Ml/d) input as +ve 2037-38: 0.3; Gains in Water Available For Use / Savings in Demand under the selected programme (Ml/d) input as +ve 2038-39: 0.3; Gains in Water Available For Use / Savings in Demand under the selected programme (Ml/d) input as +ve 2039-40: 0.3; Gains in Water Available For Use / Savings in Demand under the selected programme (Ml/d) input as +ve 2040-41: 0.3; Gains in Water Available For Use / Savings in Demand under the selected programme (Ml/d) input as +ve 2041-42: 0.3; Gains in Water Available For Use / Savings in Demand under the selected programme (Ml/d) input as +ve 2042-43: 0.3; Gains in Water Available For Use / Savings in Demand under the selected programme (Ml/d) input as +ve 2043-44: 0.3; Gains in Water Available For Use / Savings in Demand under the selected programme (Ml/d) input as +ve 2044-45: 0.3; Gains in Water Available For Use / Savings in Demand under the selected programme (Ml/d) input as +ve 2045-46: 0.3; Gains in Water Available For Use / Savings in Demand under the selected programme (Ml/d) input as +ve 2046-47: 0.3; Gains in Water Available For Use / Savings in Demand under the selected programme (Ml/d) input as +ve 2047-48: 0.3; Gains in Water Available For Use / Savings in Demand under the selected programme (Ml/d) input as +ve 2048-49: 0.3; Gains in Water Available For Use / Savings in Demand under the selected programme (Ml/d) input as +ve 2049-50: 0.3
52bA | Essex Central WTW backwash water recovery | EXC7 | Water treatment works loss recovery | Production Options | N | Least Cost | AWSEXC | Ml/d | 2 | Gains in Water Available For Use / Savings in Demand under the selected programme (Ml/d) input as +ve 2025-26: 0; Gains in Water Available For Use / Savings in Demand under the selected programme (Ml/d) input as +ve 2026-27: 0; Gains in Water Available For Use / Savings in Demand under the selected programme (Ml/d) input as +ve 2027-28: 0; Gains in Water Available For Use / Savings in Demand under the selected programme (Ml/d) input as +ve 2028-29: 0; Gains in Water Available For Use / Savings in Demand under the selected programme (Ml/d) input as +ve 2029-30: 0; Gains in Water Available For Use / Savings in Demand under the selected programme (Ml/d) input as +ve 2030-31: 0.3; Gains in Water Available For Use / Savings in Demand under the selected programme (Ml/d) input as +ve 2031-32: 0.3; Gains in Water Available For Use / Savings in Demand under the selected programme (Ml/d) input as +ve 2032-33: 0.3; Gains in Water Available For Use / Savings in Demand under the selected programme (Ml/d) input as +ve 2033-34: 0.3; Gains in Water Available For Use / Savings in Demand under the selected programme (Ml/d) input as +ve 2034-35: 0.3; Gains in Water Available For Use / Savings in Demand under the selected programme (Ml/d) input as +ve 2035-36: 0.3; Gains in Water Available For Use / Savings in Demand under the selected programme (Ml/d) input as +ve 2036-37: 0.3; Gains in Water Available For Use / Savings in Demand under the selected programme (Ml/d) input as +ve 2037-38: 0.3; Gains in Water Available For Use / Savings in Demand under the selected programme (Ml/d) input as +ve 2038-39: 0.3; Gains in Water Available For Use / Savings in Demand under the selected programme (Ml/d) input as +ve 2039-40: 0.3; Gains in Water Available For Use / Savings in Demand under the selected programme (Ml/d) input as +ve 2040-41: 0.3; Gains in Water Available For Use / Savings in Demand under the selected programme (Ml/d) input as +ve 2041-42: 0.3; Gains in Water Available For Use / Savings in Demand under the selected programme (Ml/d) input as +ve 2042-43: 0.3; Gains in Water Available For Use / Savings in Demand under the selected programme (Ml/d) input as +ve 2043-44: 0.3; Gains in Water Available For Use / Savings in Demand under the selected programme (Ml/d) input as +ve 2044-45: 0.3; Gains in Water Available For Use / Savings in Demand under the selected programme (Ml/d) input as +ve 2045-46: 0.3; Gains in Water Available For Use / Savings in Demand under the selected programme (Ml/d) input as +ve 2046-47: 0.3; Gains in Water Available For Use / Savings in Demand under the selected programme (Ml/d) input as +ve 2047-48: 0.3; Gains in Water Available For Use / Savings in Demand under the selected programme (Ml/d) input as +ve 2048-49: 0.3; Gains in Water Available For Use / Savings in Demand under the selected programme (Ml/d) input as +ve 2049-50: 0.3
52bP | Essex Central WTW backwash water recovery | EXC7 | Water treatment works loss recovery | Production Options | N | Preferred | AWSEXC | Ml/d | 2 | Gains in Water Available For Use / Savings in Demand under the selected programme (Ml/d) input as +ve 2025-26: 0; Gains in Water Available For Use / Savings in Demand under the selected programme (Ml/d) input as +ve 2026-27: 0; Gains in Water Available For Use / Savings in Demand under the selected programme (Ml/d) input as +ve 2027-28: 0; Gains in Water Available For Use / Savings in Demand under the selected programme (Ml/d) input as +ve 2028-29: 0; Gains in Water Available For Use / Savings in Demand under the selected programme (Ml/d) input as +ve 2029-30: 0; Gains in Water Available For Use / Savings in Demand under the selected programme (Ml/d) input as +ve 2030-31: 0.3; Gains in Water Available For Use / Savings in Demand under the selected programme (Ml/d) input as +ve 2031-32: 0.3; Gains in Water Available For Use / Savings in Demand under the selected programme (Ml/d) input as +ve 2032-33: 0.3; Gains in Water Available For Use / Savings in Demand under the selected programme (Ml/d) input as +ve 2033-34: 0.3; Gains in Water Available For Use / Savings in Demand under the selected programme (Ml/d) input as +ve 2034-35: 0.3; Gains in Water Available For Use / Savings in Demand under the selected programme (Ml/d) input as +ve 2035-36: 0.3; Gains in Water Available For Use / Savings in Demand under the selected programme (Ml/d) input as +ve 2036-37: 0.3; Gains in Water Available For Use / Savings in Demand under the selected programme (Ml/d) input as +ve 2037-38: 0.3; Gains in Water Available For Use / Savings in Demand under the selected programme (Ml/d) input as +ve 2038-39: 0.3; Gains in Water Available For Use / Savings in Demand under the selected programme (Ml/d) input as +ve 2039-40: 0.3; Gains in Water Available For Use / Savings in Demand under the selected programme (Ml/d) input as +ve 2040-41: 0.3; Gains in Water Available For Use / Savings in Demand under the selected programme (Ml/d) input as +ve 2041-42: 0.3; Gains in Water Available For Use / Savings in Demand under the selected programme (Ml/d) input as +ve 2042-43: 0.3; Gains in Water Available For Use / Savings in Demand under the selected programme (Ml/d) input as +ve 2043-44: 0.3; Gains in Water Available For Use / Savings in Demand under the selected programme (Ml/d) input as +ve 2044-45: 0.3; Gains in Water Available For Use / Savings in Demand under the selected programme (Ml/d) input as +ve 2045-46: 0.3; Gains in Water Available For Use / Savings in Demand under the selected programme (Ml/d) input as +ve 2046-47: 0.3; Gains in Water Available For Use / Savings in Demand under the selected programme (Ml/d) input as +ve 2047-48: 0.3; Gains in Water Available For Use / Savings in Demand under the selected programme (Ml/d) input as +ve 2048-49: 0.3; Gains in Water Available For Use / Savings in Demand under the selected programme (Ml/d) input as +ve 2049-50: 0.3
52cA | Adjustment to existing potable water import | EI01 | Internal potable transfer | Distribution Options | N | Ofwat Core | AWSEXC | Ml/d | 2 | Gains in Water Available For Use / Savings in Demand under the selected programme (Ml/d) input as +ve 2025-26: -0.552; Gains in Water Available For Use / Savings in Demand under the selected programme (Ml/d) input as +ve 2026-27: -0.54; Gains in Water Available For Use / Savings in Demand under the selected programme (Ml/d) input as +ve 2027-28: -0.61; Gains in Water Available For Use / Savings in Demand under the selected programme (Ml/d) input as +ve 2028-29: -0.65; Gains in Water Available For Use / Savings in Demand under the selected programme (Ml/d) input as +ve 2029-30: -0.69; Gains in Water Available For Use / Savings in Demand under the selected programme (Ml/d) input as +ve 2030-31: -0.7; Gains in Water Available For Use / Savings in Demand under the selected programme (Ml/d) input as +ve 2031-32: -0.7; Gains in Water Available For Use / Savings in Demand under the selected programme (Ml/d) input as +ve 2032-33: -0.7; Gains in Water Available For Use / Savings in Demand under the selected programme (Ml/d) input as +ve 2033-34: -0.7; Gains in Water Available For Use / Savings in Demand under the selected programme (Ml/d) input as +ve 2034-35: -0.7; Gains in Water Available For Use / Savings in Demand under the selected programme (Ml/d) input as +ve 2035-36: -0.7; Gains in Water Available For Use / Savings in Demand under the selected programme (Ml/d) input as +ve 2036-37: -0.7; Gains in Water Available For Use / Savings in Demand under the selected programme (Ml/d) input as +ve 2037-38: -0.7; Gains in Water Available For Use / Savings in Demand under the selected programme (Ml/d) input as +ve 2038-39: -0.7; Gains in Water Available For Use / Savings in Demand under the selected programme (Ml/d) input as +ve 2039-40: -0.7; Gains in Water Available For Use / Savings in Demand under the selected programme (Ml/d) input as +ve 2040-41: -0.7; Gains in Water Available For Use / Savings in Demand under the selected programme (Ml/d) input as +ve 2041-42: -0.7; Gains in Water Available For Use / Savings in Demand under the selected programme (Ml/d) input as +ve 2042-43: -0.7; Gains in Water Available For Use / Savings in Demand under the selected programme (Ml/d) input as +ve 2043-44: -0.7; Gains in Water Available For Use / Savings in Demand under the selected programme (Ml/d) input as +ve 2044-45: -0.7; Gains in Water Available For Use / Savings in Demand under the selected programme (Ml/d) input as +ve 2045-46: -0.7; Gains in Water Available For Use / Savings in Demand under the selected programme (Ml/d) input as +ve 2046-47: -0.7; Gains in Water Available For Use / Savings in Demand under the selected programme (Ml/d) input as +ve 2047-48: -0.7; Gains in Water Available For Use / Savings in Demand under the selected programme (Ml/d) input as +ve 2048-49: -0.7; Gains in Water Available For Use / Savings in Demand under the selected programme (Ml/d) input as +ve 2049-50: -0.7
52cA | Essex South to Essex Central potable transfer (10 Ml/d) | EXC3 | Internal potable transfer | Distribution Options | N | Ofwat Core | AWSEXC | Ml/d | 2 | Gains in Water Available For Use / Savings in Demand under the selected programme (Ml/d) input as +ve 2025-26: 0; Gains in Water Available For Use / Savings in Demand under the selected programme (Ml/d) input as +ve 2026-27: 0; Gains in Water Available For Use / Savings in Demand under the selected programme (Ml/d) input as +ve 2027-28: 0; Gains in Water Available For Use / Savings in Demand under the selected programme (Ml/d) input as +ve 2028-29: 0; Gains in Water Available For Use / Savings in Demand under the selected programme (Ml/d) input as +ve 2029-30: 0; Gains in Water Available For Use / Savings in Demand under the selected programme (Ml/d) input as +ve 2030-31: 0.54; Gains in Water Available For Use / Savings in Demand under the selected programme (Ml/d) input as +ve 2031-32: 0.51; Gains in Water Available For Use / Savings in Demand under the selected programme (Ml/d) input as +ve 2032-33: 0.5; Gains in Water Available For Use / Savings in Demand under the selected programme (Ml/d) input as +ve 2033-34: 0.5; Gains in Water Available For Use / Savings in Demand under the selected programme (Ml/d) input as +ve 2034-35: 0.49; Gains in Water Available For Use / Savings in Demand under the selected programme (Ml/d) input as +ve 2035-36: 0.4; Gains in Water Available For Use / Savings in Demand under the selected programme (Ml/d) input as +ve 2036-37: 0.33; Gains in Water Available For Use / Savings in Demand under the selected programme (Ml/d) input as +ve 2037-38: 0.32; Gains in Water Available For Use / Savings in Demand under the selected programme (Ml/d) input as +ve 2038-39: 0.33; Gains in Water Available For Use / Savings in Demand under the selected programme (Ml/d) input as +ve 2039-40: 0.29; Gains in Water Available For Use / Savings in Demand under the selected programme (Ml/d) input as +ve 2040-41: 7.62; Gains in Water Available For Use / Savings in Demand under the selected programme (Ml/d) input as +ve 2041-42: 7.62; Gains in Water Available For Use / Savings in Demand under the selected programme (Ml/d) input as +ve 2042-43: 7.53; Gains in Water Available For Use / Savings in Demand under the selected programme (Ml/d) input as +ve 2043-44: 7.51; Gains in Water Available For Use / Savings in Demand under the selected programme (Ml/d) input as +ve 2044-45: 7.42; Gains in Water Available For Use / Savings in Demand under the selected programme (Ml/d) input as +ve 2045-46: 7.37; Gains in Water Available For Use / Savings in Demand under the selected programme (Ml/d) input as +ve 2046-47: 7.33; Gains in Water Available For Use / Savings in Demand under the selected programme (Ml/d) input as +ve 2047-48: 7.36; Gains in Water Available For Use / Savings in Demand under the selected programme (Ml/d) input as +ve 2048-49: 7.37; Gains in Water Available For Use / Savings in Demand under the selected programme (Ml/d) input as +ve 2049-50: 7.37
52cA | Essex South to Essex Central potable transfer (10 Ml/d) | EXC3 | Internal potable transfer | Distribution Options | N | Ofwat Core | AWSEXC | Ml/d | 2 | Gains in Water Available For Use / Savings in Demand under the selected programme (Ml/d) input as +ve 2025-26: 0; Gains in Water Available For Use / Savings in Demand under the selected programme (Ml/d) input as +ve 2026-27: 0; Gains in Water Available For Use / Savings in Demand under the selected programme (Ml/d) input as +ve 2027-28: 0; Gains in Water Available For Use / Savings in Demand under the selected programme (Ml/d) input as +ve 2028-29: 0; Gains in Water Available For Use / Savings in Demand under the selected programme (Ml/d) input as +ve 2029-30: 0; Gains in Water Available For Use / Savings in Demand under the selected programme (Ml/d) input as +ve 2030-31: -0.54; Gains in Water Available For Use / Savings in Demand under the selected programme (Ml/d) input as +ve 2031-32: -0.51; Gains in Water Available For Use / Savings in Demand under the selected programme (Ml/d) input as +ve 2032-33: -0.5; Gains in Water Available For Use / Savings in Demand under the selected programme (Ml/d) input as +ve 2033-34: -0.5; Gains in Water Available For Use / Savings in Demand under the selected programme (Ml/d) input as +ve 2034-35: -0.49; Gains in Water Available For Use / Savings in Demand under the selected programme (Ml/d) input as +ve 2035-36: -0.4; Gains in Water Available For Use / Savings in Demand under the selected programme (Ml/d) input as +ve 2036-37: -0.33; Gains in Water Available For Use / Savings in Demand under the selected programme (Ml/d) input as +ve 2037-38: -0.32; Gains in Water Available For Use / Savings in Demand under the selected programme (Ml/d) input as +ve 2038-39: -0.33; Gains in Water Available For Use / Savings in Demand under the selected programme (Ml/d) input as +ve 2039-40: -0.29; Gains in Water Available For Use / Savings in Demand under the selected programme (Ml/d) input as +ve 2040-41: -7.62; Gains in Water Available For Use / Savings in Demand under the selected programme (Ml/d) input as +ve 2041-42: -7.62; Gains in Water Available For Use / Savings in Demand under the selected programme (Ml/d) input as +ve 2042-43: -7.53; Gains in Water Available For Use / Savings in Demand under the selected programme (Ml/d) input as +ve 2043-44: -7.51; Gains in Water Available For Use / Savings in Demand under the selected programme (Ml/d) input as +ve 2044-45: -7.42; Gains in Water Available For Use / Savings in Demand under the selected programme (Ml/d) input as +ve 2045-46: -7.37; Gains in Water Available For Use / Savings in Demand under the selected programme (Ml/d) input as +ve 2046-47: -7.33; Gains in Water Available For Use / Savings in Demand under the selected programme (Ml/d) input as +ve 2047-48: -7.36; Gains in Water Available For Use / Savings in Demand under the selected programme (Ml/d) input as +ve 2048-49: -7.37; Gains in Water Available For Use / Savings in Demand under the selected programme (Ml/d) input as +ve 2049-50: -7.37
52cA | Adjustment to existing potable water import | EI01 | Internal potable transfer | Distribution Options | N | Least Cost | AWSEXC | Ml/d | 2 | Gains in Water Available For Use / Savings in Demand under the selected programme (Ml/d) input as +ve 2025-26: -0.552; Gains in Water Available For Use / Savings in Demand under the selected programme (Ml/d) input as +ve 2026-27: -0.54; Gains in Water Available For Use / Savings in Demand under the selected programme (Ml/d) input as +ve 2027-28: -0.61; Gains in Water Available For Use / Savings in Demand under the selected programme (Ml/d) input as +ve 2028-29: -0.65; Gains in Water Available For Use / Savings in Demand under the selected programme (Ml/d) input as +ve 2029-30: -0.69; Gains in Water Available For Use / Savings in Demand under the selected programme (Ml/d) input as +ve 2030-31: -0.7; Gains in Water Available For Use / Savings in Demand under the selected programme (Ml/d) input as +ve 2031-32: -0.7; Gains in Water Available For Use / Savings in Demand under the selected programme (Ml/d) input as +ve 2032-33: -0.7; Gains in Water Available For Use / Savings in Demand under the selected programme (Ml/d) input as +ve 2033-34: -0.7; Gains in Water Available For Use / Savings in Demand under the selected programme (Ml/d) input as +ve 2034-35: -0.7; Gains in Water Available For Use / Savings in Demand under the selected programme (Ml/d) input as +ve 2035-36: -0.7; Gains in Water Available For Use / Savings in Demand under the selected programme (Ml/d) input as +ve 2036-37: -0.7; Gains in Water Available For Use / Savings in Demand under the selected programme (Ml/d) input as +ve 2037-38: -0.7; Gains in Water Available For Use / Savings in Demand under the selected programme (Ml/d) input as +ve 2038-39: -0.7; Gains in Water Available For Use / Savings in Demand under the selected programme (Ml/d) input as +ve 2039-40: -0.7; Gains in Water Available For Use / Savings in Demand under the selected programme (Ml/d) input as +ve 2040-41: -0.7; Gains in Water Available For Use / Savings in Demand under the selected programme (Ml/d) input as +ve 2041-42: -0.7; Gains in Water Available For Use / Savings in Demand under the selected programme (Ml/d) input as +ve 2042-43: -0.7; Gains in Water Available For Use / Savings in Demand under the selected programme (Ml/d) input as +ve 2043-44: -0.7; Gains in Water Available For Use / Savings in Demand under the selected programme (Ml/d) input as +ve 2044-45: -0.7; Gains in Water Available For Use / Savings in Demand under the selected programme (Ml/d) input as +ve 2045-46: -0.7; Gains in Water Available For Use / Savings in Demand under the selected programme (Ml/d) input as +ve 2046-47: -0.7; Gains in Water Available For Use / Savings in Demand under the selected programme (Ml/d) input as +ve 2047-48: -0.7; Gains in Water Available For Use / Savings in Demand under the selected programme (Ml/d) input as +ve 2048-49: -0.7; Gains in Water Available For Use / Savings in Demand under the selected programme (Ml/d) input as +ve 2049-50: -0.7
52cA | Essex South to Essex Central potable transfer (10 Ml/d) | EXC3 | Internal potable transfer | Distribution Options | N | Least Cost | AWSEXC | Ml/d | 2 | Gains in Water Available For Use / Savings in Demand under the selected programme (Ml/d) input as +ve 2025-26: 0; Gains in Water Available For Use / Savings in Demand under the selected programme (Ml/d) input as +ve 2026-27: 0; Gains in Water Available For Use / Savings in Demand under the selected programme (Ml/d) input as +ve 2027-28: 0; Gains in Water Available For Use / Savings in Demand under the selected programme (Ml/d) input as +ve 2028-29: 0; Gains in Water Available For Use / Savings in Demand under the selected programme (Ml/d) input as +ve 2029-30: 0; Gains in Water Available For Use / Savings in Demand under the selected programme (Ml/d) input as +ve 2030-31: 0.54; Gains in Water Available For Use / Savings in Demand under the selected programme (Ml/d) input as +ve 2031-32: 0.51; Gains in Water Available For Use / Savings in Demand under the selected programme (Ml/d) input as +ve 2032-33: 0.5; Gains in Water Available For Use / Savings in Demand under the selected programme (Ml/d) input as +ve 2033-34: 0.5; Gains in Water Available For Use / Savings in Demand under the selected programme (Ml/d) input as +ve 2034-35: 0.49; Gains in Water Available For Use / Savings in Demand under the selected programme (Ml/d) input as +ve 2035-36: 0.4; Gains in Water Available For Use / Savings in Demand under the selected programme (Ml/d) input as +ve 2036-37: 0.33; Gains in Water Available For Use / Savings in Demand under the selected programme (Ml/d) input as +ve 2037-38: 0.32; Gains in Water Available For Use / Savings in Demand under the selected programme (Ml/d) input as +ve 2038-39: 0.33; Gains in Water Available For Use / Savings in Demand under the selected programme (Ml/d) input as +ve 2039-40: 0.29; Gains in Water Available For Use / Savings in Demand under the selected programme (Ml/d) input as +ve 2040-41: 7.62; Gains in Water Available For Use / Savings in Demand under the selected programme (Ml/d) input as +ve 2041-42: 7.62; Gains in Water Available For Use / Savings in Demand under the selected programme (Ml/d) input as +ve 2042-43: 7.53; Gains in Water Available For Use / Savings in Demand under the selected programme (Ml/d) input as +ve 2043-44: 7.51; Gains in Water Available For Use / Savings in Demand under the selected programme (Ml/d) input as +ve 2044-45: 7.42; Gains in Water Available For Use / Savings in Demand under the selected programme (Ml/d) input as +ve 2045-46: 7.37; Gains in Water Available For Use / Savings in Demand under the selected programme (Ml/d) input as +ve 2046-47: 7.33; Gains in Water Available For Use / Savings in Demand under the selected programme (Ml/d) input as +ve 2047-48: 7.36; Gains in Water Available For Use / Savings in Demand under the selected programme (Ml/d) input as +ve 2048-49: 7.37; Gains in Water Available For Use / Savings in Demand under the selected programme (Ml/d) input as +ve 2049-50: 7.37
52cP | Adjustment to existing potable water import | EI01 | Internal potable transfer | Distribution Options | N | Preferred | AWSEXC | Ml/d | 2 | Gains in Water Available For Use / Savings in Demand under the selected programme (Ml/d) input as +ve 2025-26: -0.552; Gains in Water Available For Use / Savings in Demand under the selected programme (Ml/d) input as +ve 2026-27: -0.54; Gains in Water Available For Use / Savings in Demand under the selected programme (Ml/d) input as +ve 2027-28: -0.61; Gains in Water Available For Use / Savings in Demand under the selected programme (Ml/d) input as +ve 2028-29: -0.65; Gains in Water Available For Use / Savings in Demand under the selected programme (Ml/d) input as +ve 2029-30: -0.69; Gains in Water Available For Use / Savings in Demand under the selected programme (Ml/d) input as +ve 2030-31: -0.7; Gains in Water Available For Use / Savings in Demand under the selected programme (Ml/d) input as +ve 2031-32: -0.7; Gains in Water Available For Use / Savings in Demand under the selected programme (Ml/d) input as +ve 2032-33: -0.7; Gains in Water Available For Use / Savings in Demand under the selected programme (Ml/d) input as +ve 2033-34: -0.7; Gains in Water Available For Use / Savings in Demand under the selected programme (Ml/d) input as +ve 2034-35: -0.7; Gains in Water Available For Use / Savings in Demand under the selected programme (Ml/d) input as +ve 2035-36: -0.7; Gains in Water Available For Use / Savings in Demand under the selected programme (Ml/d) input as +ve 2036-37: -0.7; Gains in Water Available For Use / Savings in Demand under the selected programme (Ml/d) input as +ve 2037-38: -0.7; Gains in Water Available For Use / Savings in Demand under the selected programme (Ml/d) input as +ve 2038-39: -0.7; Gains in Water Available For Use / Savings in Demand under the selected programme (Ml/d) input as +ve 2039-40: -0.7; Gains in Water Available For Use / Savings in Demand under the selected programme (Ml/d) input as +ve 2040-41: -0.7; Gains in Water Available For Use / Savings in Demand under the selected programme (Ml/d) input as +ve 2041-42: -0.7; Gains in Water Available For Use / Savings in Demand under the selected programme (Ml/d) input as +ve 2042-43: -0.7; Gains in Water Available For Use / Savings in Demand under the selected programme (Ml/d) input as +ve 2043-44: -0.7; Gains in Water Available For Use / Savings in Demand under the selected programme (Ml/d) input as +ve 2044-45: -0.7; Gains in Water Available For Use / Savings in Demand under the selected programme (Ml/d) input as +ve 2045-46: -0.7; Gains in Water Available For Use / Savings in Demand under the selected programme (Ml/d) input as +ve 2046-47: -0.7; Gains in Water Available For Use / Savings in Demand under the selected programme (Ml/d) input as +ve 2047-48: -0.7; Gains in Water Available For Use / Savings in Demand under the selected programme (Ml/d) input as +ve 2048-49: -0.7; Gains in Water Available For Use / Savings in Demand under the selected programme (Ml/d) input as +ve 2049-50: -0.7
52cP | Essex South to Essex Central potable transfer (10 Ml/d) | EXC3 | Internal potable transfer | Distribution Options | N | Preferred | AWSEXC | Ml/d | 2 | Gains in Water Available For Use / Savings in Demand under the selected programme (Ml/d) input as +ve 2025-26: 0; Gains in Water Available For Use / Savings in Demand under the selected programme (Ml/d) input as +ve 2026-27: 0; Gains in Water Available For Use / Savings in Demand under the selected programme (Ml/d) input as +ve 2027-28: 0; Gains in Water Available For Use / Savings in Demand under the selected programme (Ml/d) input as +ve 2028-29: 0; Gains in Water Available For Use / Savings in Demand under the selected programme (Ml/d) input as +ve 2029-30: 0; Gains in Water Available For Use / Savings in Demand under the selected programme (Ml/d) input as +ve 2030-31: 0.54; Gains in Water Available For Use / Savings in Demand under the selected programme (Ml/d) input as +ve 2031-32: 0.51; Gains in Water Available For Use / Savings in Demand under the selected programme (Ml/d) input as +ve 2032-33: 0.5; Gains in Water Available For Use / Savings in Demand under the selected programme (Ml/d) input as +ve 2033-34: 0.5; Gains in Water Available For Use / Savings in Demand under the selected programme (Ml/d) input as +ve 2034-35: 0.49; Gains in Water Available For Use / Savings in Demand under the selected programme (Ml/d) input as +ve 2035-36: 0.4; Gains in Water Available For Use / Savings in Demand under the selected programme (Ml/d) input as +ve 2036-37: 0.33; Gains in Water Available For Use / Savings in Demand under the selected programme (Ml/d) input as +ve 2037-38: 0.32; Gains in Water Available For Use / Savings in Demand under the selected programme (Ml/d) input as +ve 2038-39: 0.33; Gains in Water Available For Use / Savings in Demand under the selected programme (Ml/d) input as +ve 2039-40: 0.29; Gains in Water Available For Use / Savings in Demand under the selected programme (Ml/d) input as +ve 2040-41: 7.62; Gains in Water Available For Use / Savings in Demand under the selected programme (Ml/d) input as +ve 2041-42: 7.62; Gains in Water Available For Use / Savings in Demand under the selected programme (Ml/d) input as +ve 2042-43: 7.53; Gains in Water Available For Use / Savings in Demand under the selected programme (Ml/d) input as +ve 2043-44: 7.51; Gains in Water Available For Use / Savings in Demand under the selected programme (Ml/d) input as +ve 2044-45: 7.42; Gains in Water Available For Use / Savings in Demand under the selected programme (Ml/d) input as +ve 2045-46: 7.37; Gains in Water Available For Use / Savings in Demand under the selected programme (Ml/d) input as +ve 2046-47: 7.33; Gains in Water Available For Use / Savings in Demand under the selected programme (Ml/d) input as +ve 2047-48: 7.36; Gains in Water Available For Use / Savings in Demand under the selected programme (Ml/d) input as +ve 2048-49: 7.37; Gains in Water Available For Use / Savings in Demand under the selected programme (Ml/d) input as +ve 2049-50: 7.37
52cP | Essex South to Essex Central potable transfer (10 Ml/d) | EXC3 | Internal potable transfer | Distribution Options | N | Preferred | AWSEXC | Ml/d | 2 | Gains in Water Available For Use / Savings in Demand under the selected programme (Ml/d) input as +ve 2025-26: 0; Gains in Water Available For Use / Savings in Demand under the selected programme (Ml/d) input as +ve 2026-27: 0; Gains in Water Available For Use / Savings in Demand under the selected programme (Ml/d) input as +ve 2027-28: 0; Gains in Water Available For Use / Savings in Demand under the selected programme (Ml/d) input as +ve 2028-29: 0; Gains in Water Available For Use / Savings in Demand under the selected programme (Ml/d) input as +ve 2029-30: 0; Gains in Water Available For Use / Savings in Demand under the selected programme (Ml/d) input as +ve 2030-31: -0.54; Gains in Water Available For Use / Savings in Demand under the selected programme (Ml/d) input as +ve 2031-32: -0.51; Gains in Water Available For Use / Savings in Demand under the selected programme (Ml/d) input as +ve 2032-33: -0.5; Gains in Water Available For Use / Savings in Demand under the selected programme (Ml/d) input as +ve 2033-34: -0.5; Gains in Water Available For Use / Savings in Demand under the selected programme (Ml/d) input as +ve 2034-35: -0.49; Gains in Water Available For Use / Savings in Demand under the selected programme (Ml/d) input as +ve 2035-36: -0.4; Gains in Water Available For Use / Savings in Demand under the selected programme (Ml/d) input as +ve 2036-37: -0.33; Gains in Water Available For Use / Savings in Demand under the selected programme (Ml/d) input as +ve 2037-38: -0.32; Gains in Water Available For Use / Savings in Demand under the selected programme (Ml/d) input as +ve 2038-39: -0.33; Gains in Water Available For Use / Savings in Demand under the selected programme (Ml/d) input as +ve 2039-40: -0.29; Gains in Water Available For Use / Savings in Demand under the selected programme (Ml/d) input as +ve 2040-41: -7.62; Gains in Water Available For Use / Savings in Demand under the selected programme (Ml/d) input as +ve 2041-42: -7.62; Gains in Water Available For Use / Savings in Demand under the selected programme (Ml/d) input as +ve 2042-43: -7.53; Gains in Water Available For Use / Savings in Demand under the selected programme (Ml/d) input as +ve 2043-44: -7.51; Gains in Water Available For Use / Savings in Demand under the selected programme (Ml/d) input as +ve 2044-45: -7.42; Gains in Water Available For Use / Savings in Demand under the selected programme (Ml/d) input as +ve 2045-46: -7.37; Gains in Water Available For Use / Savings in Demand under the selected programme (Ml/d) input as +ve 2046-47: -7.33; Gains in Water Available For Use / Savings in Demand under the selected programme (Ml/d) input as +ve 2047-48: -7.36; Gains in Water Available For Use / Savings in Demand under the selected programme (Ml/d) input as +ve 2048-49: -7.37; Gains in Water Available For Use / Savings in Demand under the selected programme (Ml/d) input as +ve 2049-50: -7.37
51cF | CC Mains Replacement.AWSEXC | CC Mains Replacement.AWSEXC | Mains replacement (not trunk mains) | Distribution Options | N | Least Cost | AWSEXC | Ml/d | 2 | 0 | 0 | 0 | 0 | 0 | 0 | 0.0011198 | 0.0022395 | 0.0033593 | 0.004479 | 0.0055988 | 0.0067186 | 0.0078383 | 0.0089581 | 0.010078 | 0.011198 | 0.012317 | 0.013437 | 0.014557 | 0.015677 | 0.016796 | 0.017916 | 0.019036 | 0.020156 | 0.021275 | 0.022395 | 0.023515 | 0.024635 | 0.025754 | 0.026874 | 0.027994 | 0.029114 | 0.030234 | 0.031353 | 0.032473 | 0.033593 | 0.034713 | 0.035832 | 0.036952 | 0.038072 | 0.039192 | 0.040311 | 0.041431 | 0.042551 | 0.043671 | 0.04479 | 0.04591 | 0.04703 | 0.04815 | 0.049269 | 0.050389 | 0.051509 | 0.052629 | 0.053748 | 0.054868 | 0.055988 | 0.057108 | 0.058228 | 0.059347 | 0.060467 | 0.061587 | 0.062707 | 0.063826 | 0.064946 | 0.066066 | 0.067186 | 0.068305 | 0.069425 | 0.070545 | 0.071665 | 0.072784 | 0.073904 | 0.075024 | 0.076144 | 0.077263 | 0.078383 | 0.079503 | 0.080623 | 0.081742 | 0.082862 | 0.083982
51cF | CC Mains Replacement.AWSEXC | CC Mains Replacement.AWSEXC | Mains replacement (not trunk mains) | Distribution Options | N | Ofwat Core | AWSEXC | Ml/d | 2 | 0 | 0 | 0 | 0 | 0 | 0 | 0.0011198 | 0.0022395 | 0.0033593 | 0.004479 | 0.0055988 | 0.0067186 | 0.0078383 | 0.0089581 | 0.010078 | 0.011198 | 0.012317 | 0.013437 | 0.014557 | 0.015677 | 0.016796 | 0.017916 | 0.019036 | 0.020156 | 0.021275 | 0.022395 | 0.023515 | 0.024635 | 0.025754 | 0.026874 | 0.027994 | 0.029114 | 0.030234 | 0.031353 | 0.032473 | 0.033593 | 0.034713 | 0.035832 | 0.036952 | 0.038072 | 0.039192 | 0.040311 | 0.041431 | 0.042551 | 0.043671 | 0.04479 | 0.04591 | 0.04703 | 0.04815 | 0.049269 | 0.050389 | 0.051509 | 0.052629 | 0.053748 | 0.054868 | 0.055988 | 0.057108 | 0.058228 | 0.059347 | 0.060467 | 0.061587 | 0.062707 | 0.063826 | 0.064946 | 0.066066 | 0.067186 | 0.068305 | 0.069425 | 0.070545 | 0.071665 | 0.072784 | 0.073904 | 0.075024 | 0.076144 | 0.077263 | 0.078383 | 0.079503 | 0.080623 | 0.081742 | 0.082862 | 0.083982
51cP | CC Mains Replacement.AWSEXC | CC Mains Replacement.AWSEXC | Mains replacement (not trunk mains) | Distribution Options | N | Preferred | AWSEXC | Ml/d | 2 | 0 | 0 | 0 | 0 | 0 | 0 | 0.0011198 | 0.0022395 | 0.0033593 | 0.004479 | 0.0055988 | 0.0067186 | 0.0078383 | 0.0089581 | 0.010078 | 0.011198 | 0.012317 | 0.013437 | 0.014557 | 0.015677 | 0.016796 | 0.017916 | 0.019036 | 0.020156 | 0.021275 | 0.022395 | 0.023515 | 0.024635 | 0.025754 | 0.026874 | 0.027994 | 0.029114 | 0.030234 | 0.031353 | 0.032473 | 0.033593 | 0.034713 | 0.035832 | 0.036952 | 0.038072 | 0.039192 | 0.040311 | 0.041431 | 0.042551 | 0.043671 | 0.04479 | 0.04591 | 0.04703 | 0.04815 | 0.049269 | 0.050389 | 0.051509 | 0.052629 | 0.053748 | 0.054868 | 0.055988 | 0.057108 | 0.058228 | 0.059347 | 0.060467 | 0.061587 | 0.062707 | 0.063826 | 0.064946 | 0.066066 | 0.067186 | 0.068305 | 0.069425 | 0.070545 | 0.071665 | 0.072784 | 0.073904 | 0.075024 | 0.076144 | 0.077263 | 0.078383 | 0.079503 | 0.080623 | 0.081742 | 0.082862 | 0.083982
51dF | 1a WRMP24. Smart Showers.AWSEXS | WEF 1a.AWSEXS | Retrofitting indoor water efficiency devices | Customer Options | N | Least Cost | AWSEXS | Ml/d | 2 | Gains in Water Available For Use / Savings in Demand under the selected programme (Ml/d) input as +ve 2019-20: 0; Gains in Water Available For Use / Savings in Demand under the selected programme (Ml/d) input as +ve 2020-21: 0; Gains in Water Available For Use / Savings in Demand under the selected programme (Ml/d) input as +ve 2021-22: 0; Gains in Water Available For Use / Savings in Demand under the selected programme (Ml/d) input as +ve 2022-23: 0; Gains in Water Available For Use / Savings in Demand under the selected programme (Ml/d) input as +ve 2023-24: 0; Gains in Water Available For Use / Savings in Demand under the selected programme (Ml/d) input as +ve 2024-25: 0; Gains in Water Available For Use / Savings in Demand under the selected programme (Ml/d) input as +ve 2025-26: 0.021831; Gains in Water Available For Use / Savings in Demand under the selected programme (Ml/d) input as +ve 2026-27: 0.041163; Gains in Water Available For Use / Savings in Demand under the selected programme (Ml/d) input as +ve 2027-28: 0.058308; Gains in Water Available For Use / Savings in Demand under the selected programme (Ml/d) input as +ve 2028-29: 0.073882; Gains in Water Available For Use / Savings in Demand under the selected programme (Ml/d) input as +ve 2029-30: 0.088192; Gains in Water Available For Use / Savings in Demand under the selected programme (Ml/d) input as +ve 2030-31: 0.085975; Gains in Water Available For Use / Savings in Demand under the selected programme (Ml/d) input as +ve 2031-32: 0.085668; Gains in Water Available For Use / Savings in Demand under the selected programme (Ml/d) input as +ve 2032-33: 0.087029; Gains in Water Available For Use / Savings in Demand under the selected programme (Ml/d) input as +ve 2033-34: 0.089578; Gains in Water Available For Use / Savings in Demand under the selected programme (Ml/d) input as +ve 2034-35: 0.093088; Gains in Water Available For Use / Savings in Demand under the selected programme (Ml/d) input as +ve 2035-36: 0.096592; Gains in Water Available For Use / Savings in Demand under the selected programme (Ml/d) input as +ve 2036-37: 0.10008; Gains in Water Available For Use / Savings in Demand under the selected programme (Ml/d) input as +ve 2037-38: 0.10357; Gains in Water Available For Use / Savings in Demand under the selected programme (Ml/d) input as +ve 2038-39: 0.10705; Gains in Water Available For Use / Savings in Demand under the selected programme (Ml/d) input as +ve 2039-40: 0.11053; Gains in Water Available For Use / Savings in Demand under the selected programme (Ml/d) input as +ve 2040-41: 0.114; Gains in Water Available For Use / Savings in Demand under the selected programme (Ml/d) input as +ve 2041-42: 0.11747; Gains in Water Available For Use / Savings in Demand under the selected programme (Ml/d) input as +ve 2042-43: 0.12094; Gains in Water Available For Use / Savings in Demand under the selected programme (Ml/d) input as +ve 2043-44: 0.1244; Gains in Water Available For Use / Savings in Demand under the selected programme (Ml/d) input as +ve 2044-45: 0.12786; Gains in Water Available For Use / Savings in Demand under the selected programme (Ml/d) input as +ve 2045-46: 0.13131; Gains in Water Available For Use / Savings in Demand under the selected programme (Ml/d) input as +ve 2046-47: 0.13476; Gains in Water Available For Use / Savings in Demand under the selected programme (Ml/d) input as +ve 2047-48: 0.1382; Gains in Water Available For Use / Savings in Demand under the selected programme (Ml/d) input as +ve 2048-49: 0.14163; Gains in Water Available For Use / Savings in Demand under the selected programme (Ml/d) input as +ve 2049-50: 0.14506
51dF | 1a WRMP24. Smart Showers.AWSEXS | WEF 1a.AWSEXS | Retrofitting indoor water efficiency devices | Customer Options | N | Ofwat Core | AWSEXS | Ml/d | 2 | Gains in Water Available For Use / Savings in Demand under the selected programme (Ml/d) input as +ve 2019-20: 0; Gains in Water Available For Use / Savings in Demand under the selected programme (Ml/d) input as +ve 2020-21: 0; Gains in Water Available For Use / Savings in Demand under the selected programme (Ml/d) input as +ve 2021-22: 0; Gains in Water Available For Use / Savings in Demand under the selected programme (Ml/d) input as +ve 2022-23: 0; Gains in Water Available For Use / Savings in Demand under the selected programme (Ml/d) input as +ve 2023-24: 0; Gains in Water Available For Use / Savings in Demand under the selected programme (Ml/d) input as +ve 2024-25: 0; Gains in Water Available For Use / Savings in Demand under the selected programme (Ml/d) input as +ve 2025-26: 0.021831; Gains in Water Available For Use / Savings in Demand under the selected programme (Ml/d) input as +ve 2026-27: 0.041163; Gains in Water Available For Use / Savings in Demand under the selected programme (Ml/d) input as +ve 2027-28: 0.058308; Gains in Water Available For Use / Savings in Demand under the selected programme (Ml/d) input as +ve 2028-29: 0.073882; Gains in Water Available For Use / Savings in Demand under the selected programme (Ml/d) input as +ve 2029-30: 0.088192; Gains in Water Available For Use / Savings in Demand under the selected programme (Ml/d) input as +ve 2030-31: 0.085975; Gains in Water Available For Use / Savings in Demand under the selected programme (Ml/d) input as +ve 2031-32: 0.085668; Gains in Water Available For Use / Savings in Demand under the selected programme (Ml/d) input as +ve 2032-33: 0.087029; Gains in Water Available For Use / Savings in Demand under the selected programme (Ml/d) input as +ve 2033-34: 0.089578; Gains in Water Available For Use / Savings in Demand under the selected programme (Ml/d) input as +ve 2034-35: 0.093088; Gains in Water Available For Use / Savings in Demand under the selected programme (Ml/d) input as +ve 2035-36: 0.096592; Gains in Water Available For Use / Savings in Demand under the selected programme (Ml/d) input as +ve 2036-37: 0.10008; Gains in Water Available For Use / Savings in Demand under the selected programme (Ml/d) input as +ve 2037-38: 0.10357; Gains in Water Available For Use / Savings in Demand under the selected programme (Ml/d) input as +ve 2038-39: 0.10705; Gains in Water Available For Use / Savings in Demand under the selected programme (Ml/d) input as +ve 2039-40: 0.11053; Gains in Water Available For Use / Savings in Demand under the selected programme (Ml/d) input as +ve 2040-41: 0.114; Gains in Water Available For Use / Savings in Demand under the selected programme (Ml/d) input as +ve 2041-42: 0.11747; Gains in Water Available For Use / Savings in Demand under the selected programme (Ml/d) input as +ve 2042-43: 0.12094; Gains in Water Available For Use / Savings in Demand under the selected programme (Ml/d) input as +ve 2043-44: 0.1244; Gains in Water Available For Use / Savings in Demand under the selected programme (Ml/d) input as +ve 2044-45: 0.12786; Gains in Water Available For Use / Savings in Demand under the selected programme (Ml/d) input as +ve 2045-46: 0.13131; Gains in Water Available For Use / Savings in Demand under the selected programme (Ml/d) input as +ve 2046-47: 0.13476; Gains in Water Available For Use / Savings in Demand under the selected programme (Ml/d) input as +ve 2047-48: 0.1382; Gains in Water Available For Use / Savings in Demand under the selected programme (Ml/d) input as +ve 2048-49: 0.14163; Gains in Water Available For Use / Savings in Demand under the selected programme (Ml/d) input as +ve 2049-50: 0.14506
51dP | 1a WRMP24. Smart Showers.AWSEXS | WEF 1a.AWSEXS | Retrofitting indoor water efficiency devices | Customer Options | N | Preferred | AWSEXS | Ml/d | 2 | Gains in Water Available For Use / Savings in Demand under the selected programme (Ml/d) input as +ve 2019-20: 0; Gains in Water Available For Use / Savings in Demand under the selected programme (Ml/d) input as +ve 2020-21: 0; Gains in Water Available For Use / Savings in Demand under the selected programme (Ml/d) input as +ve 2021-22: 0; Gains in Water Available For Use / Savings in Demand under the selected programme (Ml/d) input as +ve 2022-23: 0; Gains in Water Available For Use / Savings in Demand under the selected programme (Ml/d) input as +ve 2023-24: 0; Gains in Water Available For Use / Savings in Demand under the selected programme (Ml/d) input as +ve 2024-25: 0; Gains in Water Available For Use / Savings in Demand under the selected programme (Ml/d) input as +ve 2025-26: 0.021831; Gains in Water Available For Use / Savings in Demand under the selected programme (Ml/d) input as +ve 2026-27: 0.041163; Gains in Water Available For Use / Savings in Demand under the selected programme (Ml/d) input as +ve 2027-28: 0.058308; Gains in Water Available For Use / Savings in Demand under the selected programme (Ml/d) input as +ve 2028-29: 0.073882; Gains in Water Available For Use / Savings in Demand under the selected programme (Ml/d) input as +ve 2029-30: 0.088192; Gains in Water Available For Use / Savings in Demand under the selected programme (Ml/d) input as +ve 2030-31: 0.085975; Gains in Water Available For Use / Savings in Demand under the selected programme (Ml/d) input as +ve 2031-32: 0.085668; Gains in Water Available For Use / Savings in Demand under the selected programme (Ml/d) input as +ve 2032-33: 0.087029; Gains in Water Available For Use / Savings in Demand under the selected programme (Ml/d) input as +ve 2033-34: 0.089578; Gains in Water Available For Use / Savings in Demand under the selected programme (Ml/d) input as +ve 2034-35: 0.093088; Gains in Water Available For Use / Savings in Demand under the selected programme (Ml/d) input as +ve 2035-36: 0.096592; Gains in Water Available For Use / Savings in Demand under the selected programme (Ml/d) input as +ve 2036-37: 0.10008; Gains in Water Available For Use / Savings in Demand under the selected programme (Ml/d) input as +ve 2037-38: 0.10357; Gains in Water Available For Use / Savings in Demand under the selected programme (Ml/d) input as +ve 2038-39: 0.10705; Gains in Water Available For Use / Savings in Demand under the selected programme (Ml/d) input as +ve 2039-40: 0.11053; Gains in Water Available For Use / Savings in Demand under the selected programme (Ml/d) input as +ve 2040-41: 0.114; Gains in Water Available For Use / Savings in Demand under the selected programme (Ml/d) input as +ve 2041-42: 0.11747; Gains in Water Available For Use / Savings in Demand under the selected programme (Ml/d) input as +ve 2042-43: 0.12094; Gains in Water Available For Use / Savings in Demand under the selected programme (Ml/d) input as +ve 2043-44: 0.1244; Gains in Water Available For Use / Savings in Demand under the selected programme (Ml/d) input as +ve 2044-45: 0.12786; Gains in Water Available For Use / Savings in Demand under the selected programme (Ml/d) input as +ve 2045-46: 0.13131; Gains in Water Available For Use / Savings in Demand under the selected programme (Ml/d) input as +ve 2046-47: 0.13476; Gains in Water Available For Use / Savings in Demand under the selected programme (Ml/d) input as +ve 2047-48: 0.1382; Gains in Water Available For Use / Savings in Demand under the selected programme (Ml/d) input as +ve 2048-49: 0.14163; Gains in Water Available For Use / Savings in Demand under the selected programme (Ml/d) input as +ve 2049-50: 0.14506
51dF | 2c WRMP24. Garden Advice.AWSEXS | WEF 2c.AWSEXS | Water efficiency customer education / awareness | Customer Options | N | Least Cost | AWSEXS | Ml/d | 2 | Gains in Water Available For Use / Savings in Demand under the selected programme (Ml/d) input as +ve 2019-20: 0; Gains in Water Available For Use / Savings in Demand under the selected programme (Ml/d) input as +ve 2020-21: 0; Gains in Water Available For Use / Savings in Demand under the selected programme (Ml/d) input as +ve 2021-22: 0; Gains in Water Available For Use / Savings in Demand under the selected programme (Ml/d) input as +ve 2022-23: 0; Gains in Water Available For Use / Savings in Demand under the selected programme (Ml/d) input as +ve 2023-24: 0; Gains in Water Available For Use / Savings in Demand under the selected programme (Ml/d) input as +ve 2024-25: 0; Gains in Water Available For Use / Savings in Demand under the selected programme (Ml/d) input as +ve 2025-26: 0.0031392; Gains in Water Available For Use / Savings in Demand under the selected programme (Ml/d) input as +ve 2026-27: 0.0062828; Gains in Water Available For Use / Savings in Demand under the selected programme (Ml/d) input as +ve 2027-28: 0.0094278; Gains in Water Available For Use / Savings in Demand under the selected programme (Ml/d) input as +ve 2028-29: 0.012574; Gains in Water Available For Use / Savings in Demand under the selected programme (Ml/d) input as +ve 2029-30: 0.015721; Gains in Water Available For Use / Savings in Demand under the selected programme (Ml/d) input as +ve 2030-31: 0.018873; Gains in Water Available For Use / Savings in Demand under the selected programme (Ml/d) input as +ve 2031-32: 0.022029; Gains in Water Available For Use / Savings in Demand under the selected programme (Ml/d) input as +ve 2032-33: 0.02519; Gains in Water Available For Use / Savings in Demand under the selected programme (Ml/d) input as +ve 2033-34: 0.028352; Gains in Water Available For Use / Savings in Demand under the selected programme (Ml/d) input as +ve 2034-35: 0.031515; Gains in Water Available For Use / Savings in Demand under the selected programme (Ml/d) input as +ve 2035-36: 0.03468; Gains in Water Available For Use / Savings in Demand under the selected programme (Ml/d) input as +ve 2036-37: 0.037846; Gains in Water Available For Use / Savings in Demand under the selected programme (Ml/d) input as +ve 2037-38: 0.041014; Gains in Water Available For Use / Savings in Demand under the selected programme (Ml/d) input as +ve 2038-39: 0.044182; Gains in Water Available For Use / Savings in Demand under the selected programme (Ml/d) input as +ve 2039-40: 0.04735; Gains in Water Available For Use / Savings in Demand under the selected programme (Ml/d) input as +ve 2040-41: 0.050519; Gains in Water Available For Use / Savings in Demand under the selected programme (Ml/d) input as +ve 2041-42: 0.053688; Gains in Water Available For Use / Savings in Demand under the selected programme (Ml/d) input as +ve 2042-43: 0.056857; Gains in Water Available For Use / Savings in Demand under the selected programme (Ml/d) input as +ve 2043-44: 0.060026; Gains in Water Available For Use / Savings in Demand under the selected programme (Ml/d) input as +ve 2044-45: 0.063194; Gains in Water Available For Use / Savings in Demand under the selected programme (Ml/d) input as +ve 2045-46: 0.066362; Gains in Water Available For Use / Savings in Demand under the selected programme (Ml/d) input as +ve 2046-47: 0.069528; Gains in Water Available For Use / Savings in Demand under the selected programme (Ml/d) input as +ve 2047-48: 0.072693; Gains in Water Available For Use / Savings in Demand under the selected programme (Ml/d) input as +ve 2048-49: 0.075856; Gains in Water Available For Use / Savings in Demand under the selected programme (Ml/d) input as +ve 2049-50: 0.079018
51dF | 2c WRMP24. Garden Advice.AWSEXS | WEF 2c.AWSEXS | Water efficiency customer education / awareness | Customer Options | N | Ofwat Core | AWSEXS | Ml/d | 2 | Gains in Water Available For Use / Savings in Demand under the selected programme (Ml/d) input as +ve 2019-20: 0; Gains in Water Available For Use / Savings in Demand under the selected programme (Ml/d) input as +ve 2020-21: 0; Gains in Water Available For Use / Savings in Demand under the selected programme (Ml/d) input as +ve 2021-22: 0; Gains in Water Available For Use / Savings in Demand under the selected programme (Ml/d) input as +ve 2022-23: 0; Gains in Water Available For Use / Savings in Demand under the selected programme (Ml/d) input as +ve 2023-24: 0; Gains in Water Available For Use / Savings in Demand under the selected programme (Ml/d) input as +ve 2024-25: 0; Gains in Water Available For Use / Savings in Demand under the selected programme (Ml/d) input as +ve 2025-26: 0.0031392; Gains in Water Available For Use / Savings in Demand under the selected programme (Ml/d) input as +ve 2026-27: 0.0062828; Gains in Water Available For Use / Savings in Demand under the selected programme (Ml/d) input as +ve 2027-28: 0.0094278; Gains in Water Available For Use / Savings in Demand under the selected programme (Ml/d) input as +ve 2028-29: 0.012574; Gains in Water Available For Use / Savings in Demand under the selected programme (Ml/d) input as +ve 2029-30: 0.015721; Gains in Water Available For Use / Savings in Demand under the selected programme (Ml/d) input as +ve 2030-31: 0.018873; Gains in Water Available For Use / Savings in Demand under the selected programme (Ml/d) input as +ve 2031-32: 0.022029; Gains in Water Available For Use / Savings in Demand under the selected programme (Ml/d) input as +ve 2032-33: 0.02519; Gains in Water Available For Use / Savings in Demand under the selected programme (Ml/d) input as +ve 2033-34: 0.028352; Gains in Water Available For Use / Savings in Demand under the selected programme (Ml/d) input as +ve 2034-35: 0.031515; Gains in Water Available For Use / Savings in Demand under the selected programme (Ml/d) input as +ve 2035-36: 0.03468; Gains in Water Available For Use / Savings in Demand under the selected programme (Ml/d) input as +ve 2036-37: 0.037846; Gains in Water Available For Use / Savings in Demand under the selected programme (Ml/d) input as +ve 2037-38: 0.041014; Gains in Water Available For Use / Savings in Demand under the selected programme (Ml/d) input as +ve 2038-39: 0.044182; Gains in Water Available For Use / Savings in Demand under the selected programme (Ml/d) input as +ve 2039-40: 0.04735; Gains in Water Available For Use / Savings in Demand under the selected programme (Ml/d) input as +ve 2040-41: 0.050519; Gains in Water Available For Use / Savings in Demand under the selected programme (Ml/d) input as +ve 2041-42: 0.053688; Gains in Water Available For Use / Savings in Demand under the selected programme (Ml/d) input as +ve 2042-43: 0.056857; Gains in Water Available For Use / Savings in Demand under the selected programme (Ml/d) input as +ve 2043-44: 0.060026; Gains in Water Available For Use / Savings in Demand under the selected programme (Ml/d) input as +ve 2044-45: 0.063194; Gains in Water Available For Use / Savings in Demand under the selected programme (Ml/d) input as +ve 2045-46: 0.066362; Gains in Water Available For Use / Savings in Demand under the selected programme (Ml/d) input as +ve 2046-47: 0.069528; Gains in Water Available For Use / Savings in Demand under the selected programme (Ml/d) input as +ve 2047-48: 0.072693; Gains in Water Available For Use / Savings in Demand under the selected programme (Ml/d) input as +ve 2048-49: 0.075856; Gains in Water Available For Use / Savings in Demand under the selected programme (Ml/d) input as +ve 2049-50: 0.079018
51dP | 2c WRMP24. Garden Advice.AWSEXS | WEF 2c.AWSEXS | Water efficiency customer education / awareness | Customer Options | N | Preferred | AWSEXS | Ml/d | 2 | Gains in Water Available For Use / Savings in Demand under the selected programme (Ml/d) input as +ve 2019-20: 0; Gains in Water Available For Use / Savings in Demand under the selected programme (Ml/d) input as +ve 2020-21: 0; Gains in Water Available For Use / Savings in Demand under the selected programme (Ml/d) input as +ve 2021-22: 0; Gains in Water Available For Use / Savings in Demand under the selected programme (Ml/d) input as +ve 2022-23: 0; Gains in Water Available For Use / Savings in Demand under the selected programme (Ml/d) input as +ve 2023-24: 0; Gains in Water Available For Use / Savings in Demand under the selected programme (Ml/d) input as +ve 2024-25: 0; Gains in Water Available For Use / Savings in Demand under the selected programme (Ml/d) input as +ve 2025-26: 0.0031392; Gains in Water Available For Use / Savings in Demand under the selected programme (Ml/d) input as +ve 2026-27: 0.0062828; Gains in Water Available For Use / Savings in Demand under the selected programme (Ml/d) input as +ve 2027-28: 0.0094278; Gains in Water Available For Use / Savings in Demand under the selected programme (Ml/d) input as +ve 2028-29: 0.012574; Gains in Water Available For Use / Savings in Demand under the selected programme (Ml/d) input as +ve 2029-30: 0.015721; Gains in Water Available For Use / Savings in Demand under the selected programme (Ml/d) input as +ve 2030-31: 0.018873; Gains in Water Available For Use / Savings in Demand under the selected programme (Ml/d) input as +ve 2031-32: 0.022029; Gains in Water Available For Use / Savings in Demand under the selected programme (Ml/d) input as +ve 2032-33: 0.02519; Gains in Water Available For Use / Savings in Demand under the selected programme (Ml/d) input as +ve 2033-34: 0.028352; Gains in Water Available For Use / Savings in Demand under the selected programme (Ml/d) input as +ve 2034-35: 0.031515; Gains in Water Available For Use / Savings in Demand under the selected programme (Ml/d) input as +ve 2035-36: 0.03468; Gains in Water Available For Use / Savings in Demand under the selected programme (Ml/d) input as +ve 2036-37: 0.037846; Gains in Water Available For Use / Savings in Demand under the selected programme (Ml/d) input as +ve 2037-38: 0.041014; Gains in Water Available For Use / Savings in Demand under the selected programme (Ml/d) input as +ve 2038-39: 0.044182; Gains in Water Available For Use / Savings in Demand under the selected programme (Ml/d) input as +ve 2039-40: 0.04735; Gains in Water Available For Use / Savings in Demand under the selected programme (Ml/d) input as +ve 2040-41: 0.050519; Gains in Water Available For Use / Savings in Demand under the selected programme (Ml/d) input as +ve 2041-42: 0.053688; Gains in Water Available For Use / Savings in Demand under the selected programme (Ml/d) input as +ve 2042-43: 0.056857; Gains in Water Available For Use / Savings in Demand under the selected programme (Ml/d) input as +ve 2043-44: 0.060026; Gains in Water Available For Use / Savings in Demand under the selected programme (Ml/d) input as +ve 2044-45: 0.063194; Gains in Water Available For Use / Savings in Demand under the selected programme (Ml/d) input as +ve 2045-46: 0.066362; Gains in Water Available For Use / Savings in Demand under the selected programme (Ml/d) input as +ve 2046-47: 0.069528; Gains in Water Available For Use / Savings in Demand under the selected programme (Ml/d) input as +ve 2047-48: 0.072693; Gains in Water Available For Use / Savings in Demand under the selected programme (Ml/d) input as +ve 2048-49: 0.075856; Gains in Water Available For Use / Savings in Demand under the selected programme (Ml/d) input as +ve 2049-50: 0.079018
51dF | 3a WRMP24. Community Reward.AWSEXS | WEF 3a.AWSEXS | Water efficiency customer education / awareness | Customer Options | N | Least Cost | AWSEXS | Ml/d | 2 | Gains in Water Available For Use / Savings in Demand under the selected programme (Ml/d) input as +ve 2019-20: 0; Gains in Water Available For Use / Savings in Demand under the selected programme (Ml/d) input as +ve 2020-21: 0; Gains in Water Available For Use / Savings in Demand under the selected programme (Ml/d) input as +ve 2021-22: 0; Gains in Water Available For Use / Savings in Demand under the selected programme (Ml/d) input as +ve 2022-23: 0; Gains in Water Available For Use / Savings in Demand under the selected programme (Ml/d) input as +ve 2023-24: 0; Gains in Water Available For Use / Savings in Demand under the selected programme (Ml/d) input as +ve 2024-25: 0; Gains in Water Available For Use / Savings in Demand under the selected programme (Ml/d) input as +ve 2025-26: 0.007708; Gains in Water Available For Use / Savings in Demand under the selected programme (Ml/d) input as +ve 2026-27: 0.014483; Gains in Water Available For Use / Savings in Demand under the selected programme (Ml/d) input as +ve 2027-28: 0.020442; Gains in Water Available For Use / Savings in Demand under the selected programme (Ml/d) input as +ve 2028-29: 0.025803; Gains in Water Available For Use / Savings in Demand under the selected programme (Ml/d) input as +ve 2029-30: 0.030683; Gains in Water Available For Use / Savings in Demand under the selected programme (Ml/d) input as +ve 2030-31: 0.035531; Gains in Water Available For Use / Savings in Demand under the selected programme (Ml/d) input as +ve 2031-32: 0.040351; Gains in Water Available For Use / Savings in Demand under the selected programme (Ml/d) input as +ve 2032-33: 0.045149; Gains in Water Available For Use / Savings in Demand under the selected programme (Ml/d) input as +ve 2033-34: 0.049929; Gains in Water Available For Use / Savings in Demand under the selected programme (Ml/d) input as +ve 2034-35: 0.054696; Gains in Water Available For Use / Savings in Demand under the selected programme (Ml/d) input as +ve 2035-36: 0.059448; Gains in Water Available For Use / Savings in Demand under the selected programme (Ml/d) input as +ve 2036-37: 0.064183; Gains in Water Available For Use / Savings in Demand under the selected programme (Ml/d) input as +ve 2037-38: 0.0689; Gains in Water Available For Use / Savings in Demand under the selected programme (Ml/d) input as +ve 2038-39: 0.073601; Gains in Water Available For Use / Savings in Demand under the selected programme (Ml/d) input as +ve 2039-40: 0.078299; Gains in Water Available For Use / Savings in Demand under the selected programme (Ml/d) input as +ve 2040-41: 0.077766; Gains in Water Available For Use / Savings in Demand under the selected programme (Ml/d) input as +ve 2041-42: 0.077878; Gains in Water Available For Use / Savings in Demand under the selected programme (Ml/d) input as +ve 2042-43: 0.078555; Gains in Water Available For Use / Savings in Demand under the selected programme (Ml/d) input as +ve 2043-44: 0.07965; Gains in Water Available For Use / Savings in Demand under the selected programme (Ml/d) input as +ve 2044-45: 0.081082; Gains in Water Available For Use / Savings in Demand under the selected programme (Ml/d) input as +ve 2045-46: 0.082545; Gains in Water Available For Use / Savings in Demand under the selected programme (Ml/d) input as +ve 2046-47: 0.084035; Gains in Water Available For Use / Savings in Demand under the selected programme (Ml/d) input as +ve 2047-48: 0.085546; Gains in Water Available For Use / Savings in Demand under the selected programme (Ml/d) input as +ve 2048-49: 0.087071; Gains in Water Available For Use / Savings in Demand under the selected programme (Ml/d) input as +ve 2049-50: 0.088607
51dF | 3a WRMP24. Community Reward.AWSEXS | WEF 3a.AWSEXS | Water efficiency customer education / awareness | Customer Options | N | Ofwat Core | AWSEXS | Ml/d | 2 | Gains in Water Available For Use / Savings in Demand under the selected programme (Ml/d) input as +ve 2019-20: 0; Gains in Water Available For Use / Savings in Demand under the selected programme (Ml/d) input as +ve 2020-21: 0; Gains in Water Available For Use / Savings in Demand under the selected programme (Ml/d) input as +ve 2021-22: 0; Gains in Water Available For Use / Savings in Demand under the selected programme (Ml/d) input as +ve 2022-23: 0; Gains in Water Available For Use / Savings in Demand under the selected programme (Ml/d) input as +ve 2023-24: 0; Gains in Water Available For Use / Savings in Demand under the selected programme (Ml/d) input as +ve 2024-25: 0; Gains in Water Available For Use / Savings in Demand under the selected programme (Ml/d) input as +ve 2025-26: 0.007708; Gains in Water Available For Use / Savings in Demand under the selected programme (Ml/d) input as +ve 2026-27: 0.014483; Gains in Water Available For Use / Savings in Demand under the selected programme (Ml/d) input as +ve 2027-28: 0.020442; Gains in Water Available For Use / Savings in Demand under the selected programme (Ml/d) input as +ve 2028-29: 0.025803; Gains in Water Available For Use / Savings in Demand under the selected programme (Ml/d) input as +ve 2029-30: 0.030683; Gains in Water Available For Use / Savings in Demand under the selected programme (Ml/d) input as +ve 2030-31: 0.035531; Gains in Water Available For Use / Savings in Demand under the selected programme (Ml/d) input as +ve 2031-32: 0.040351; Gains in Water Available For Use / Savings in Demand under the selected programme (Ml/d) input as +ve 2032-33: 0.045149; Gains in Water Available For Use / Savings in Demand under the selected programme (Ml/d) input as +ve 2033-34: 0.049929; Gains in Water Available For Use / Savings in Demand under the selected programme (Ml/d) input as +ve 2034-35: 0.054696; Gains in Water Available For Use / Savings in Demand under the selected programme (Ml/d) input as +ve 2035-36: 0.059448; Gains in Water Available For Use / Savings in Demand under the selected programme (Ml/d) input as +ve 2036-37: 0.064183; Gains in Water Available For Use / Savings in Demand under the selected programme (Ml/d) input as +ve 2037-38: 0.0689; Gains in Water Available For Use / Savings in Demand under the selected programme (Ml/d) input as +ve 2038-39: 0.073601; Gains in Water Available For Use / Savings in Demand under the selected programme (Ml/d) input as +ve 2039-40: 0.078299; Gains in Water Available For Use / Savings in Demand under the selected programme (Ml/d) input as +ve 2040-41: 0.077766; Gains in Water Available For Use / Savings in Demand under the selected programme (Ml/d) input as +ve 2041-42: 0.077878; Gains in Water Available For Use / Savings in Demand under the selected programme (Ml/d) input as +ve 2042-43: 0.078555; Gains in Water Available For Use / Savings in Demand under the selected programme (Ml/d) input as +ve 2043-44: 0.07965; Gains in Water Available For Use / Savings in Demand under the selected programme (Ml/d) input as +ve 2044-45: 0.081082; Gains in Water Available For Use / Savings in Demand under the selected programme (Ml/d) input as +ve 2045-46: 0.082545; Gains in Water Available For Use / Savings in Demand under the selected programme (Ml/d) input as +ve 2046-47: 0.084035; Gains in Water Available For Use / Savings in Demand under the selected programme (Ml/d) input as +ve 2047-48: 0.085546; Gains in Water Available For Use / Savings in Demand under the selected programme (Ml/d) input as +ve 2048-49: 0.087071; Gains in Water Available For Use / Savings in Demand under the selected programme (Ml/d) input as +ve 2049-50: 0.088607
51dP | 3a WRMP24. Community Reward.AWSEXS | WEF 3a.AWSEXS | Water efficiency customer education / awareness | Customer Options | N | Preferred | AWSEXS | Ml/d | 2 | Gains in Water Available For Use / Savings in Demand under the selected programme (Ml/d) input as +ve 2019-20: 0; Gains in Water Available For Use / Savings in Demand under the selected programme (Ml/d) input as +ve 2020-21: 0; Gains in Water Available For Use / Savings in Demand under the selected programme (Ml/d) input as +ve 2021-22: 0; Gains in Water Available For Use / Savings in Demand under the selected programme (Ml/d) input as +ve 2022-23: 0; Gains in Water Available For Use / Savings in Demand under the selected programme (Ml/d) input as +ve 2023-24: 0; Gains in Water Available For Use / Savings in Demand under the selected programme (Ml/d) input as +ve 2024-25: 0; Gains in Water Available For Use / Savings in Demand under the selected programme (Ml/d) input as +ve 2025-26: 0.007708; Gains in Water Available For Use / Savings in Demand under the selected programme (Ml/d) input as +ve 2026-27: 0.014483; Gains in Water Available For Use / Savings in Demand under the selected programme (Ml/d) input as +ve 2027-28: 0.020442; Gains in Water Available For Use / Savings in Demand under the selected programme (Ml/d) input as +ve 2028-29: 0.025803; Gains in Water Available For Use / Savings in Demand under the selected programme (Ml/d) input as +ve 2029-30: 0.030683; Gains in Water Available For Use / Savings in Demand under the selected programme (Ml/d) input as +ve 2030-31: 0.035531; Gains in Water Available For Use / Savings in Demand under the selected programme (Ml/d) input as +ve 2031-32: 0.040351; Gains in Water Available For Use / Savings in Demand under the selected programme (Ml/d) input as +ve 2032-33: 0.045149; Gains in Water Available For Use / Savings in Demand under the selected programme (Ml/d) input as +ve 2033-34: 0.049929; Gains in Water Available For Use / Savings in Demand under the selected programme (Ml/d) input as +ve 2034-35: 0.054696; Gains in Water Available For Use / Savings in Demand under the selected programme (Ml/d) input as +ve 2035-36: 0.059448; Gains in Water Available For Use / Savings in Demand under the selected programme (Ml/d) input as +ve 2036-37: 0.064183; Gains in Water Available For Use / Savings in Demand under the selected programme (Ml/d) input as +ve 2037-38: 0.0689; Gains in Water Available For Use / Savings in Demand under the selected programme (Ml/d) input as +ve 2038-39: 0.073601; Gains in Water Available For Use / Savings in Demand under the selected programme (Ml/d) input as +ve 2039-40: 0.078299; Gains in Water Available For Use / Savings in Demand under the selected programme (Ml/d) input as +ve 2040-41: 0.077766; Gains in Water Available For Use / Savings in Demand under the selected programme (Ml/d) input as +ve 2041-42: 0.077878; Gains in Water Available For Use / Savings in Demand under the selected programme (Ml/d) input as +ve 2042-43: 0.078555; Gains in Water Available For Use / Savings in Demand under the selected programme (Ml/d) input as +ve 2043-44: 0.07965; Gains in Water Available For Use / Savings in Demand under the selected programme (Ml/d) input as +ve 2044-45: 0.081082; Gains in Water Available For Use / Savings in Demand under the selected programme (Ml/d) input as +ve 2045-46: 0.082545; Gains in Water Available For Use / Savings in Demand under the selected programme (Ml/d) input as +ve 2046-47: 0.084035; Gains in Water Available For Use / Savings in Demand under the selected programme (Ml/d) input as +ve 2047-48: 0.085546; Gains in Water Available For Use / Savings in Demand under the selected programme (Ml/d) input as +ve 2048-49: 0.087071; Gains in Water Available For Use / Savings in Demand under the selected programme (Ml/d) input as +ve 2049-50: 0.088607
51dF | 4a WRMP24. PL Uplift - Vulnerable Customers.AWSEXS | WEF 4a.AWSEXS | Other water efficiency | Customer Options | N | Least Cost | AWSEXS | Ml/d | 2 | Gains in Water Available For Use / Savings in Demand under the selected programme (Ml/d) input as +ve 2019-20: 0; Gains in Water Available For Use / Savings in Demand under the selected programme (Ml/d) input as +ve 2020-21: 0; Gains in Water Available For Use / Savings in Demand under the selected programme (Ml/d) input as +ve 2021-22: 0; Gains in Water Available For Use / Savings in Demand under the selected programme (Ml/d) input as +ve 2022-23: 0; Gains in Water Available For Use / Savings in Demand under the selected programme (Ml/d) input as +ve 2023-24: 0; Gains in Water Available For Use / Savings in Demand under the selected programme (Ml/d) input as +ve 2024-25: 0; Gains in Water Available For Use / Savings in Demand under the selected programme (Ml/d) input as +ve 2025-26: 0.015227; Gains in Water Available For Use / Savings in Demand under the selected programme (Ml/d) input as +ve 2026-27: 0.01942; Gains in Water Available For Use / Savings in Demand under the selected programme (Ml/d) input as +ve 2027-28: 0.023752; Gains in Water Available For Use / Savings in Demand under the selected programme (Ml/d) input as +ve 2028-29: 0.028202; Gains in Water Available For Use / Savings in Demand under the selected programme (Ml/d) input as +ve 2029-30: 0.032764; Gains in Water Available For Use / Savings in Demand under the selected programme (Ml/d) input as +ve 2030-31: 0.037455; Gains in Water Available For Use / Savings in Demand under the selected programme (Ml/d) input as +ve 2031-32: 0.042279; Gains in Water Available For Use / Savings in Demand under the selected programme (Ml/d) input as +ve 2032-33: 0.042912; Gains in Water Available For Use / Savings in Demand under the selected programme (Ml/d) input as +ve 2033-34: 0.043467; Gains in Water Available For Use / Savings in Demand under the selected programme (Ml/d) input as +ve 2034-35: 0.044012; Gains in Water Available For Use / Savings in Demand under the selected programme (Ml/d) input as +ve 2035-36: 0.044548; Gains in Water Available For Use / Savings in Demand under the selected programme (Ml/d) input as +ve 2036-37: 0.045073; Gains in Water Available For Use / Savings in Demand under the selected programme (Ml/d) input as +ve 2037-38: 0.045589; Gains in Water Available For Use / Savings in Demand under the selected programme (Ml/d) input as +ve 2038-39: 0.046094; Gains in Water Available For Use / Savings in Demand under the selected programme (Ml/d) input as +ve 2039-40: 0.046591; Gains in Water Available For Use / Savings in Demand under the selected programme (Ml/d) input as +ve 2040-41: 0.047078; Gains in Water Available For Use / Savings in Demand under the selected programme (Ml/d) input as +ve 2041-42: 0.047557; Gains in Water Available For Use / Savings in Demand under the selected programme (Ml/d) input as +ve 2042-43: 0.048027; Gains in Water Available For Use / Savings in Demand under the selected programme (Ml/d) input as +ve 2043-44: 0.048487; Gains in Water Available For Use / Savings in Demand under the selected programme (Ml/d) input as +ve 2044-45: 0.048939; Gains in Water Available For Use / Savings in Demand under the selected programme (Ml/d) input as +ve 2045-46: 0.049333; Gains in Water Available For Use / Savings in Demand under the selected programme (Ml/d) input as +ve 2046-47: 0.04972; Gains in Water Available For Use / Savings in Demand under the selected programme (Ml/d) input as +ve 2047-48: 0.050102; Gains in Water Available For Use / Savings in Demand under the selected programme (Ml/d) input as +ve 2048-49: 0.050477; Gains in Water Available For Use / Savings in Demand under the selected programme (Ml/d) input as +ve 2049-50: 0.050825
51dF | 4a WRMP24. PL Uplift - Vulnerable Customers.AWSEXS | WEF 4a.AWSEXS | Other water efficiency | Customer Options | N | Ofwat Core | AWSEXS | Ml/d | 2 | Gains in Water Available For Use / Savings in Demand under the selected programme (Ml/d) input as +ve 2019-20: 0; Gains in Water Available For Use / Savings in Demand under the selected programme (Ml/d) input as +ve 2020-21: 0; Gains in Water Available For Use / Savings in Demand under the selected programme (Ml/d) input as +ve 2021-22: 0; Gains in Water Available For Use / Savings in Demand under the selected programme (Ml/d) input as +ve 2022-23: 0; Gains in Water Available For Use / Savings in Demand under the selected programme (Ml/d) input as +ve 2023-24: 0; Gains in Water Available For Use / Savings in Demand under the selected programme (Ml/d) input as +ve 2024-25: 0; Gains in Water Available For Use / Savings in Demand under the selected programme (Ml/d) input as +ve 2025-26: 0.015227; Gains in Water Available For Use / Savings in Demand under the selected programme (Ml/d) input as +ve 2026-27: 0.01942; Gains in Water Available For Use / Savings in Demand under the selected programme (Ml/d) input as +ve 2027-28: 0.023752; Gains in Water Available For Use / Savings in Demand under the selected programme (Ml/d) input as +ve 2028-29: 0.028202; Gains in Water Available For Use / Savings in Demand under the selected programme (Ml/d) input as +ve 2029-30: 0.032764; Gains in Water Available For Use / Savings in Demand under the selected programme (Ml/d) input as +ve 2030-31: 0.037455; Gains in Water Available For Use / Savings in Demand under the selected programme (Ml/d) input as +ve 2031-32: 0.042279; Gains in Water Available For Use / Savings in Demand under the selected programme (Ml/d) input as +ve 2032-33: 0.042912; Gains in Water Available For Use / Savings in Demand under the selected programme (Ml/d) input as +ve 2033-34: 0.043467; Gains in Water Available For Use / Savings in Demand under the selected programme (Ml/d) input as +ve 2034-35: 0.044012; Gains in Water Available For Use / Savings in Demand under the selected programme (Ml/d) input as +ve 2035-36: 0.044548; Gains in Water Available For Use / Savings in Demand under the selected programme (Ml/d) input as +ve 2036-37: 0.045073; Gains in Water Available For Use / Savings in Demand under the selected programme (Ml/d) input as +ve 2037-38: 0.045589; Gains in Water Available For Use / Savings in Demand under the selected programme (Ml/d) input as +ve 2038-39: 0.046094; Gains in Water Available For Use / Savings in Demand under the selected programme (Ml/d) input as +ve 2039-40: 0.046591; Gains in Water Available For Use / Savings in Demand under the selected programme (Ml/d) input as +ve 2040-41: 0.047078; Gains in Water Available For Use / Savings in Demand under the selected programme (Ml/d) input as +ve 2041-42: 0.047557; Gains in Water Available For Use / Savings in Demand under the selected programme (Ml/d) input as +ve 2042-43: 0.048027; Gains in Water Available For Use / Savings in Demand under the selected programme (Ml/d) input as +ve 2043-44: 0.048487; Gains in Water Available For Use / Savings in Demand under the selected programme (Ml/d) input as +ve 2044-45: 0.048939; Gains in Water Available For Use / Savings in Demand under the selected programme (Ml/d) input as +ve 2045-46: 0.049333; Gains in Water Available For Use / Savings in Demand under the selected programme (Ml/d) input as +ve 2046-47: 0.04972; Gains in Water Available For Use / Savings in Demand under the selected programme (Ml/d) input as +ve 2047-48: 0.050102; Gains in Water Available For Use / Savings in Demand under the selected programme (Ml/d) input as +ve 2048-49: 0.050477; Gains in Water Available For Use / Savings in Demand under the selected programme (Ml/d) input as +ve 2049-50: 0.050825
51dP | 4a WRMP24. PL Uplift - Vulnerable Customers.AWSEXS | WEF 4a.AWSEXS | Other water efficiency | Customer Options | N | Preferred | AWSEXS | Ml/d | 2 | Gains in Water Available For Use / Savings in Demand under the selected programme (Ml/d) input as +ve 2019-20: 0; Gains in Water Available For Use / Savings in Demand under the selected programme (Ml/d) input as +ve 2020-21: 0; Gains in Water Available For Use / Savings in Demand under the selected programme (Ml/d) input as +ve 2021-22: 0; Gains in Water Available For Use / Savings in Demand under the selected programme (Ml/d) input as +ve 2022-23: 0; Gains in Water Available For Use / Savings in Demand under the selected programme (Ml/d) input as +ve 2023-24: 0; Gains in Water Available For Use / Savings in Demand under the selected programme (Ml/d) input as +ve 2024-25: 0; Gains in Water Available For Use / Savings in Demand under the selected programme (Ml/d) input as +ve 2025-26: 0.015227; Gains in Water Available For Use / Savings in Demand under the selected programme (Ml/d) input as +ve 2026-27: 0.01942; Gains in Water Available For Use / Savings in Demand under the selected programme (Ml/d) input as +ve 2027-28: 0.023752; Gains in Water Available For Use / Savings in Demand under the selected programme (Ml/d) input as +ve 2028-29: 0.028202; Gains in Water Available For Use / Savings in Demand under the selected programme (Ml/d) input as +ve 2029-30: 0.032764; Gains in Water Available For Use / Savings in Demand under the selected programme (Ml/d) input as +ve 2030-31: 0.037455; Gains in Water Available For Use / Savings in Demand under the selected programme (Ml/d) input as +ve 2031-32: 0.042279; Gains in Water Available For Use / Savings in Demand under the selected programme (Ml/d) input as +ve 2032-33: 0.042912; Gains in Water Available For Use / Savings in Demand under the selected programme (Ml/d) input as +ve 2033-34: 0.043467; Gains in Water Available For Use / Savings in Demand under the selected programme (Ml/d) input as +ve 2034-35: 0.044012; Gains in Water Available For Use / Savings in Demand under the selected programme (Ml/d) input as +ve 2035-36: 0.044548; Gains in Water Available For Use / Savings in Demand under the selected programme (Ml/d) input as +ve 2036-37: 0.045073; Gains in Water Available For Use / Savings in Demand under the selected programme (Ml/d) input as +ve 2037-38: 0.045589; Gains in Water Available For Use / Savings in Demand under the selected programme (Ml/d) input as +ve 2038-39: 0.046094; Gains in Water Available For Use / Savings in Demand under the selected programme (Ml/d) input as +ve 2039-40: 0.046591; Gains in Water Available For Use / Savings in Demand under the selected programme (Ml/d) input as +ve 2040-41: 0.047078; Gains in Water Available For Use / Savings in Demand under the selected programme (Ml/d) input as +ve 2041-42: 0.047557; Gains in Water Available For Use / Savings in Demand under the selected programme (Ml/d) input as +ve 2042-43: 0.048027; Gains in Water Available For Use / Savings in Demand under the selected programme (Ml/d) input as +ve 2043-44: 0.048487; Gains in Water Available For Use / Savings in Demand under the selected programme (Ml/d) input as +ve 2044-45: 0.048939; Gains in Water Available For Use / Savings in Demand under the selected programme (Ml/d) input as +ve 2045-46: 0.049333; Gains in Water Available For Use / Savings in Demand under the selected programme (Ml/d) input as +ve 2046-47: 0.04972; Gains in Water Available For Use / Savings in Demand under the selected programme (Ml/d) input as +ve 2047-48: 0.050102; Gains in Water Available For Use / Savings in Demand under the selected programme (Ml/d) input as +ve 2048-49: 0.050477; Gains in Water Available For Use / Savings in Demand under the selected programme (Ml/d) input as +ve 2049-50: 0.050825
51dF | 4c-PL WRMP24. PL uplift - Non-Vulnerable Customers.AWSEXS | WEF 4c-PL.AWSEXS | Other water efficiency | Customer Options | N | Least Cost | AWSEXS | Ml/d | 2 | Gains in Water Available For Use / Savings in Demand under the selected programme (Ml/d) input as +ve 2019-20: 0; Gains in Water Available For Use / Savings in Demand under the selected programme (Ml/d) input as +ve 2020-21: 0; Gains in Water Available For Use / Savings in Demand under the selected programme (Ml/d) input as +ve 2021-22: 0; Gains in Water Available For Use / Savings in Demand under the selected programme (Ml/d) input as +ve 2022-23: 0; Gains in Water Available For Use / Savings in Demand under the selected programme (Ml/d) input as +ve 2023-24: 0; Gains in Water Available For Use / Savings in Demand under the selected programme (Ml/d) input as +ve 2024-25: 0; Gains in Water Available For Use / Savings in Demand under the selected programme (Ml/d) input as +ve 2025-26: 0.13147; Gains in Water Available For Use / Savings in Demand under the selected programme (Ml/d) input as +ve 2026-27: 0.16768; Gains in Water Available For Use / Savings in Demand under the selected programme (Ml/d) input as +ve 2027-28: 0.20508; Gains in Water Available For Use / Savings in Demand under the selected programme (Ml/d) input as +ve 2028-29: 0.2435; Gains in Water Available For Use / Savings in Demand under the selected programme (Ml/d) input as +ve 2029-30: 0.28289; Gains in Water Available For Use / Savings in Demand under the selected programme (Ml/d) input as +ve 2030-31: 0.32339; Gains in Water Available For Use / Savings in Demand under the selected programme (Ml/d) input as +ve 2031-32: 0.36504; Gains in Water Available For Use / Savings in Demand under the selected programme (Ml/d) input as +ve 2032-33: 0.3705; Gains in Water Available For Use / Savings in Demand under the selected programme (Ml/d) input as +ve 2033-34: 0.3753; Gains in Water Available For Use / Savings in Demand under the selected programme (Ml/d) input as +ve 2034-35: 0.38001; Gains in Water Available For Use / Savings in Demand under the selected programme (Ml/d) input as +ve 2035-36: 0.38463; Gains in Water Available For Use / Savings in Demand under the selected programme (Ml/d) input as +ve 2036-37: 0.38916; Gains in Water Available For Use / Savings in Demand under the selected programme (Ml/d) input as +ve 2037-38: 0.39362; Gains in Water Available For Use / Savings in Demand under the selected programme (Ml/d) input as +ve 2038-39: 0.39798; Gains in Water Available For Use / Savings in Demand under the selected programme (Ml/d) input as +ve 2039-40: 0.40227; Gains in Water Available For Use / Savings in Demand under the selected programme (Ml/d) input as +ve 2040-41: 0.40647; Gains in Water Available For Use / Savings in Demand under the selected programme (Ml/d) input as +ve 2041-42: 0.41061; Gains in Water Available For Use / Savings in Demand under the selected programme (Ml/d) input as +ve 2042-43: 0.41466; Gains in Water Available For Use / Savings in Demand under the selected programme (Ml/d) input as +ve 2043-44: 0.41864; Gains in Water Available For Use / Savings in Demand under the selected programme (Ml/d) input as +ve 2044-45: 0.42255; Gains in Water Available For Use / Savings in Demand under the selected programme (Ml/d) input as +ve 2045-46: 0.42595; Gains in Water Available For Use / Savings in Demand under the selected programme (Ml/d) input as +ve 2046-47: 0.42929; Gains in Water Available For Use / Savings in Demand under the selected programme (Ml/d) input as +ve 2047-48: 0.43259; Gains in Water Available For Use / Savings in Demand under the selected programme (Ml/d) input as +ve 2048-49: 0.43583; Gains in Water Available For Use / Savings in Demand under the selected programme (Ml/d) input as +ve 2049-50: 0.43882
51dF | 4c-PL WRMP24. PL uplift - Non-Vulnerable Customers.AWSEXS | WEF 4c-PL.AWSEXS | Other water efficiency | Customer Options | N | Ofwat Core | AWSEXS | Ml/d | 2 | Gains in Water Available For Use / Savings in Demand under the selected programme (Ml/d) input as +ve 2019-20: 0; Gains in Water Available For Use / Savings in Demand under the selected programme (Ml/d) input as +ve 2020-21: 0; Gains in Water Available For Use / Savings in Demand under the selected programme (Ml/d) input as +ve 2021-22: 0; Gains in Water Available For Use / Savings in Demand under the selected programme (Ml/d) input as +ve 2022-23: 0; Gains in Water Available For Use / Savings in Demand under the selected programme (Ml/d) input as +ve 2023-24: 0; Gains in Water Available For Use / Savings in Demand under the selected programme (Ml/d) input as +ve 2024-25: 0; Gains in Water Available For Use / Savings in Demand under the selected programme (Ml/d) input as +ve 2025-26: 0.13147; Gains in Water Available For Use / Savings in Demand under the selected programme (Ml/d) input as +ve 2026-27: 0.16768; Gains in Water Available For Use / Savings in Demand under the selected programme (Ml/d) input as +ve 2027-28: 0.20508; Gains in Water Available For Use / Savings in Demand under the selected programme (Ml/d) input as +ve 2028-29: 0.2435; Gains in Water Available For Use / Savings in Demand under the selected programme (Ml/d) input as +ve 2029-30: 0.28289; Gains in Water Available For Use / Savings in Demand under the selected programme (Ml/d) input as +ve 2030-31: 0.32339; Gains in Water Available For Use / Savings in Demand under the selected programme (Ml/d) input as +ve 2031-32: 0.36504; Gains in Water Available For Use / Savings in Demand under the selected programme (Ml/d) input as +ve 2032-33: 0.3705; Gains in Water Available For Use / Savings in Demand under the selected programme (Ml/d) input as +ve 2033-34: 0.3753; Gains in Water Available For Use / Savings in Demand under the selected programme (Ml/d) input as +ve 2034-35: 0.38001; Gains in Water Available For Use / Savings in Demand under the selected programme (Ml/d) input as +ve 2035-36: 0.38463; Gains in Water Available For Use / Savings in Demand under the selected programme (Ml/d) input as +ve 2036-37: 0.38916; Gains in Water Available For Use / Savings in Demand under the selected programme (Ml/d) input as +ve 2037-38: 0.39362; Gains in Water Available For Use / Savings in Demand under the selected programme (Ml/d) input as +ve 2038-39: 0.39798; Gains in Water Available For Use / Savings in Demand under the selected programme (Ml/d) input as +ve 2039-40: 0.40227; Gains in Water Available For Use / Savings in Demand under the selected programme (Ml/d) input as +ve 2040-41: 0.40647; Gains in Water Available For Use / Savings in Demand under the selected programme (Ml/d) input as +ve 2041-42: 0.41061; Gains in Water Available For Use / Savings in Demand under the selected programme (Ml/d) input as +ve 2042-43: 0.41466; Gains in Water Available For Use / Savings in Demand under the selected programme (Ml/d) input as +ve 2043-44: 0.41864; Gains in Water Available For Use / Savings in Demand under the selected programme (Ml/d) input as +ve 2044-45: 0.42255; Gains in Water Available For Use / Savings in Demand under the selected programme (Ml/d) input as +ve 2045-46: 0.42595; Gains in Water Available For Use / Savings in Demand under the selected programme (Ml/d) input as +ve 2046-47: 0.42929; Gains in Water Available For Use / Savings in Demand under the selected programme (Ml/d) input as +ve 2047-48: 0.43259; Gains in Water Available For Use / Savings in Demand under the selected programme (Ml/d) input as +ve 2048-49: 0.43583; Gains in Water Available For Use / Savings in Demand under the selected programme (Ml/d) input as +ve 2049-50: 0.43882
51dP | 4c-PL WRMP24. PL uplift - Non-Vulnerable Customers.AWSEXS | WEF 4c-PL.AWSEXS | Other water efficiency | Customer Options | N | Preferred | AWSEXS | Ml/d | 2 | Gains in Water Available For Use / Savings in Demand under the selected programme (Ml/d) input as +ve 2019-20: 0; Gains in Water Available For Use / Savings in Demand under the selected programme (Ml/d) input as +ve 2020-21: 0; Gains in Water Available For Use / Savings in Demand under the selected programme (Ml/d) input as +ve 2021-22: 0; Gains in Water Available For Use / Savings in Demand under the selected programme (Ml/d) input as +ve 2022-23: 0; Gains in Water Available For Use / Savings in Demand under the selected programme (Ml/d) input as +ve 2023-24: 0; Gains in Water Available For Use / Savings in Demand under the selected programme (Ml/d) input as +ve 2024-25: 0; Gains in Water Available For Use / Savings in Demand under the selected programme (Ml/d) input as +ve 2025-26: 0.13147; Gains in Water Available For Use / Savings in Demand under the selected programme (Ml/d) input as +ve 2026-27: 0.16768; Gains in Water Available For Use / Savings in Demand under the selected programme (Ml/d) input as +ve 2027-28: 0.20508; Gains in Water Available For Use / Savings in Demand under the selected programme (Ml/d) input as +ve 2028-29: 0.2435; Gains in Water Available For Use / Savings in Demand under the selected programme (Ml/d) input as +ve 2029-30: 0.28289; Gains in Water Available For Use / Savings in Demand under the selected programme (Ml/d) input as +ve 2030-31: 0.32339; Gains in Water Available For Use / Savings in Demand under the selected programme (Ml/d) input as +ve 2031-32: 0.36504; Gains in Water Available For Use / Savings in Demand under the selected programme (Ml/d) input as +ve 2032-33: 0.3705; Gains in Water Available For Use / Savings in Demand under the selected programme (Ml/d) input as +ve 2033-34: 0.3753; Gains in Water Available For Use / Savings in Demand under the selected programme (Ml/d) input as +ve 2034-35: 0.38001; Gains in Water Available For Use / Savings in Demand under the selected programme (Ml/d) input as +ve 2035-36: 0.38463; Gains in Water Available For Use / Savings in Demand under the selected programme (Ml/d) input as +ve 2036-37: 0.38916; Gains in Water Available For Use / Savings in Demand under the selected programme (Ml/d) input as +ve 2037-38: 0.39362; Gains in Water Available For Use / Savings in Demand under the selected programme (Ml/d) input as +ve 2038-39: 0.39798; Gains in Water Available For Use / Savings in Demand under the selected programme (Ml/d) input as +ve 2039-40: 0.40227; Gains in Water Available For Use / Savings in Demand under the selected programme (Ml/d) input as +ve 2040-41: 0.40647; Gains in Water Available For Use / Savings in Demand under the selected programme (Ml/d) input as +ve 2041-42: 0.41061; Gains in Water Available For Use / Savings in Demand under the selected programme (Ml/d) input as +ve 2042-43: 0.41466; Gains in Water Available For Use / Savings in Demand under the selected programme (Ml/d) input as +ve 2043-44: 0.41864; Gains in Water Available For Use / Savings in Demand under the selected programme (Ml/d) input as +ve 2044-45: 0.42255; Gains in Water Available For Use / Savings in Demand under the selected programme (Ml/d) input as +ve 2045-46: 0.42595; Gains in Water Available For Use / Savings in Demand under the selected programme (Ml/d) input as +ve 2046-47: 0.42929; Gains in Water Available For Use / Savings in Demand under the selected programme (Ml/d) input as +ve 2047-48: 0.43259; Gains in Water Available For Use / Savings in Demand under the selected programme (Ml/d) input as +ve 2048-49: 0.43583; Gains in Water Available For Use / Savings in Demand under the selected programme (Ml/d) input as +ve 2049-50: 0.43882
51dF | 4d WRMP24. Leaky Loos Campaign.AWSEXS | WEF 4d.AWSEXS | Other water efficiency | Customer Options | N | Least Cost | AWSEXS | Ml/d | 2 | Gains in Water Available For Use / Savings in Demand under the selected programme (Ml/d) input as +ve 2019-20: 0; Gains in Water Available For Use / Savings in Demand under the selected programme (Ml/d) input as +ve 2020-21: 0; Gains in Water Available For Use / Savings in Demand under the selected programme (Ml/d) input as +ve 2021-22: 0; Gains in Water Available For Use / Savings in Demand under the selected programme (Ml/d) input as +ve 2022-23: 0; Gains in Water Available For Use / Savings in Demand under the selected programme (Ml/d) input as +ve 2023-24: 0; Gains in Water Available For Use / Savings in Demand under the selected programme (Ml/d) input as +ve 2024-25: 0; Gains in Water Available For Use / Savings in Demand under the selected programme (Ml/d) input as +ve 2025-26: 6.0445e-05; Gains in Water Available For Use / Savings in Demand under the selected programme (Ml/d) input as +ve 2026-27: 0.00012089; Gains in Water Available For Use / Savings in Demand under the selected programme (Ml/d) input as +ve 2027-28: 0.00018134; Gains in Water Available For Use / Savings in Demand under the selected programme (Ml/d) input as +ve 2028-29: 0.00024178; Gains in Water Available For Use / Savings in Demand under the selected programme (Ml/d) input as +ve 2029-30: 0.00030223; Gains in Water Available For Use / Savings in Demand under the selected programme (Ml/d) input as +ve 2030-31: 0.00030223; Gains in Water Available For Use / Savings in Demand under the selected programme (Ml/d) input as +ve 2031-32: 0.00030223; Gains in Water Available For Use / Savings in Demand under the selected programme (Ml/d) input as +ve 2032-33: 0.00030223; Gains in Water Available For Use / Savings in Demand under the selected programme (Ml/d) input as +ve 2033-34: 0.00030223; Gains in Water Available For Use / Savings in Demand under the selected programme (Ml/d) input as +ve 2034-35: 0.00030223; Gains in Water Available For Use / Savings in Demand under the selected programme (Ml/d) input as +ve 2035-36: 0.00030223; Gains in Water Available For Use / Savings in Demand under the selected programme (Ml/d) input as +ve 2036-37: 0.00030223; Gains in Water Available For Use / Savings in Demand under the selected programme (Ml/d) input as +ve 2037-38: 0.00030223; Gains in Water Available For Use / Savings in Demand under the selected programme (Ml/d) input as +ve 2038-39: 0.00030223; Gains in Water Available For Use / Savings in Demand under the selected programme (Ml/d) input as +ve 2039-40: 0.00030223; Gains in Water Available For Use / Savings in Demand under the selected programme (Ml/d) input as +ve 2040-41: 0.00024178; Gains in Water Available For Use / Savings in Demand under the selected programme (Ml/d) input as +ve 2041-42: 0.00018134; Gains in Water Available For Use / Savings in Demand under the selected programme (Ml/d) input as +ve 2042-43: 0.00012089; Gains in Water Available For Use / Savings in Demand under the selected programme (Ml/d) input as +ve 2043-44: 6.0445e-05; Gains in Water Available For Use / Savings in Demand under the selected programme (Ml/d) input as +ve 2044-45: 0; Gains in Water Available For Use / Savings in Demand under the selected programme (Ml/d) input as +ve 2045-46: 0; Gains in Water Available For Use / Savings in Demand under the selected programme (Ml/d) input as +ve 2046-47: 0; Gains in Water Available For Use / Savings in Demand under the selected programme (Ml/d) input as +ve 2047-48: 0; Gains in Water Available For Use / Savings in Demand under the selected programme (Ml/d) input as +ve 2048-49: 0; Gains in Water Available For Use / Savings in Demand under the selected programme (Ml/d) input as +ve 2049-50: 0
51dF | 4d WRMP24. Leaky Loos Campaign.AWSEXS | WEF 4d.AWSEXS | Other water efficiency | Customer Options | N | Ofwat Core | AWSEXS | Ml/d | 2 | Gains in Water Available For Use / Savings in Demand under the selected programme (Ml/d) input as +ve 2019-20: 0; Gains in Water Available For Use / Savings in Demand under the selected programme (Ml/d) input as +ve 2020-21: 0; Gains in Water Available For Use / Savings in Demand under the selected programme (Ml/d) input as +ve 2021-22: 0; Gains in Water Available For Use / Savings in Demand under the selected programme (Ml/d) input as +ve 2022-23: 0; Gains in Water Available For Use / Savings in Demand under the selected programme (Ml/d) input as +ve 2023-24: 0; Gains in Water Available For Use / Savings in Demand under the selected programme (Ml/d) input as +ve 2024-25: 0; Gains in Water Available For Use / Savings in Demand under the selected programme (Ml/d) input as +ve 2025-26: 6.0445e-05; Gains in Water Available For Use / Savings in Demand under the selected programme (Ml/d) input as +ve 2026-27: 0.00012089; Gains in Water Available For Use / Savings in Demand under the selected programme (Ml/d) input as +ve 2027-28: 0.00018134; Gains in Water Available For Use / Savings in Demand under the selected programme (Ml/d) input as +ve 2028-29: 0.00024178; Gains in Water Available For Use / Savings in Demand under the selected programme (Ml/d) input as +ve 2029-30: 0.00030223; Gains in Water Available For Use / Savings in Demand under the selected programme (Ml/d) input as +ve 2030-31: 0.00030223; Gains in Water Available For Use / Savings in Demand under the selected programme (Ml/d) input as +ve 2031-32: 0.00030223; Gains in Water Available For Use / Savings in Demand under the selected programme (Ml/d) input as +ve 2032-33: 0.00030223; Gains in Water Available For Use / Savings in Demand under the selected programme (Ml/d) input as +ve 2033-34: 0.00030223; Gains in Water Available For Use / Savings in Demand under the selected programme (Ml/d) input as +ve 2034-35: 0.00030223; Gains in Water Available For Use / Savings in Demand under the selected programme (Ml/d) input as +ve 2035-36: 0.00030223; Gains in Water Available For Use / Savings in Demand under the selected programme (Ml/d) input as +ve 2036-37: 0.00030223; Gains in Water Available For Use / Savings in Demand under the selected programme (Ml/d) input as +ve 2037-38: 0.00030223; Gains in Water Available For Use / Savings in Demand under the selected programme (Ml/d) input as +ve 2038-39: 0.00030223; Gains in Water Available For Use / Savings in Demand under the selected programme (Ml/d) input as +ve 2039-40: 0.00030223; Gains in Water Available For Use / Savings in Demand under the selected programme (Ml/d) input as +ve 2040-41: 0.00024178; Gains in Water Available For Use / Savings in Demand under the selected programme (Ml/d) input as +ve 2041-42: 0.00018134; Gains in Water Available For Use / Savings in Demand under the selected programme (Ml/d) input as +ve 2042-43: 0.00012089; Gains in Water Available For Use / Savings in Demand under the selected programme (Ml/d) input as +ve 2043-44: 6.0445e-05; Gains in Water Available For Use / Savings in Demand under the selected programme (Ml/d) input as +ve 2044-45: 0; Gains in Water Available For Use / Savings in Demand under the selected programme (Ml/d) input as +ve 2045-46: 0; Gains in Water Available For Use / Savings in Demand under the selected programme (Ml/d) input as +ve 2046-47: 0; Gains in Water Available For Use / Savings in Demand under the selected programme (Ml/d) input as +ve 2047-48: 0; Gains in Water Available For Use / Savings in Demand under the selected programme (Ml/d) input as +ve 2048-49: 0; Gains in Water Available For Use / Savings in Demand under the selected programme (Ml/d) input as +ve 2049-50: 0
51dP | 4d WRMP24. Leaky Loos Campaign.AWSEXS | WEF 4d.AWSEXS | Other water efficiency | Customer Options | N | Preferred | AWSEXS | Ml/d | 2 | Gains in Water Available For Use / Savings in Demand under the selected programme (Ml/d) input as +ve 2019-20: 0; Gains in Water Available For Use / Savings in Demand under the selected programme (Ml/d) input as +ve 2020-21: 0; Gains in Water Available For Use / Savings in Demand under the selected programme (Ml/d) input as +ve 2021-22: 0; Gains in Water Available For Use / Savings in Demand under the selected programme (Ml/d) input as +ve 2022-23: 0; Gains in Water Available For Use / Savings in Demand under the selected programme (Ml/d) input as +ve 2023-24: 0; Gains in Water Available For Use / Savings in Demand under the selected programme (Ml/d) input as +ve 2024-25: 0; Gains in Water Available For Use / Savings in Demand under the selected programme (Ml/d) input as +ve 2025-26: 6.0445e-05; Gains in Water Available For Use / Savings in Demand under the selected programme (Ml/d) input as +ve 2026-27: 0.00012089; Gains in Water Available For Use / Savings in Demand under the selected programme (Ml/d) input as +ve 2027-28: 0.00018134; Gains in Water Available For Use / Savings in Demand under the selected programme (Ml/d) input as +ve 2028-29: 0.00024178; Gains in Water Available For Use / Savings in Demand under the selected programme (Ml/d) input as +ve 2029-30: 0.00030223; Gains in Water Available For Use / Savings in Demand under the selected programme (Ml/d) input as +ve 2030-31: 0.00030223; Gains in Water Available For Use / Savings in Demand under the selected programme (Ml/d) input as +ve 2031-32: 0.00030223; Gains in Water Available For Use / Savings in Demand under the selected programme (Ml/d) input as +ve 2032-33: 0.00030223; Gains in Water Available For Use / Savings in Demand under the selected programme (Ml/d) input as +ve 2033-34: 0.00030223; Gains in Water Available For Use / Savings in Demand under the selected programme (Ml/d) input as +ve 2034-35: 0.00030223; Gains in Water Available For Use / Savings in Demand under the selected programme (Ml/d) input as +ve 2035-36: 0.00030223; Gains in Water Available For Use / Savings in Demand under the selected programme (Ml/d) input as +ve 2036-37: 0.00030223; Gains in Water Available For Use / Savings in Demand under the selected programme (Ml/d) input as +ve 2037-38: 0.00030223; Gains in Water Available For Use / Savings in Demand under the selected programme (Ml/d) input as +ve 2038-39: 0.00030223; Gains in Water Available For Use / Savings in Demand under the selected programme (Ml/d) input as +ve 2039-40: 0.00030223; Gains in Water Available For Use / Savings in Demand under the selected programme (Ml/d) input as +ve 2040-41: 0.00024178; Gains in Water Available For Use / Savings in Demand under the selected programme (Ml/d) input as +ve 2041-42: 0.00018134; Gains in Water Available For Use / Savings in Demand under the selected programme (Ml/d) input as +ve 2042-43: 0.00012089; Gains in Water Available For Use / Savings in Demand under the selected programme (Ml/d) input as +ve 2043-44: 6.0445e-05; Gains in Water Available For Use / Savings in Demand under the selected programme (Ml/d) input as +ve 2044-45: 0; Gains in Water Available For Use / Savings in Demand under the selected programme (Ml/d) input as +ve 2045-46: 0; Gains in Water Available For Use / Savings in Demand under the selected programme (Ml/d) input as +ve 2046-47: 0; Gains in Water Available For Use / Savings in Demand under the selected programme (Ml/d) input as +ve 2047-48: 0; Gains in Water Available For Use / Savings in Demand under the selected programme (Ml/d) input as +ve 2048-49: 0; Gains in Water Available For Use / Savings in Demand under the selected programme (Ml/d) input as +ve 2049-50: 0
51cF | Find and Fix.AWSEXS | Find and Fix.AWSEXS | Active leakage management | Distribution Options | N | Least Cost | AWSEXS | Ml/d | 2 | Gains in Water Available For Use / Savings in Demand under the selected programme (Ml/d) input as +ve 2019-20: 0; Gains in Water Available For Use / Savings in Demand under the selected programme (Ml/d) input as +ve 2020-21: 0; Gains in Water Available For Use / Savings in Demand under the selected programme (Ml/d) input as +ve 2021-22: 0; Gains in Water Available For Use / Savings in Demand under the selected programme (Ml/d) input as +ve 2022-23: 0; Gains in Water Available For Use / Savings in Demand under the selected programme (Ml/d) input as +ve 2023-24: 0; Gains in Water Available For Use / Savings in Demand under the selected programme (Ml/d) input as +ve 2024-25: 0; Gains in Water Available For Use / Savings in Demand under the selected programme (Ml/d) input as +ve 2025-26: 0; Gains in Water Available For Use / Savings in Demand under the selected programme (Ml/d) input as +ve 2026-27: 0; Gains in Water Available For Use / Savings in Demand under the selected programme (Ml/d) input as +ve 2027-28: 0; Gains in Water Available For Use / Savings in Demand under the selected programme (Ml/d) input as +ve 2028-29: 0; Gains in Water Available For Use / Savings in Demand under the selected programme (Ml/d) input as +ve 2029-30: 0; Gains in Water Available For Use / Savings in Demand under the selected programme (Ml/d) input as +ve 2030-31: 0; Gains in Water Available For Use / Savings in Demand under the selected programme (Ml/d) input as +ve 2031-32: 0; Gains in Water Available For Use / Savings in Demand under the selected programme (Ml/d) input as +ve 2032-33: 0; Gains in Water Available For Use / Savings in Demand under the selected programme (Ml/d) input as +ve 2033-34: 0; Gains in Water Available For Use / Savings in Demand under the selected programme (Ml/d) input as +ve 2034-35: 0; Gains in Water Available For Use / Savings in Demand under the selected programme (Ml/d) input as +ve 2035-36: 0; Gains in Water Available For Use / Savings in Demand under the selected programme (Ml/d) input as +ve 2036-37: 0; Gains in Water Available For Use / Savings in Demand under the selected programme (Ml/d) input as +ve 2037-38: 0; Gains in Water Available For Use / Savings in Demand under the selected programme (Ml/d) input as +ve 2038-39: 0.01655; Gains in Water Available For Use / Savings in Demand under the selected programme (Ml/d) input as +ve 2039-40: 0.01655; Gains in Water Available For Use / Savings in Demand under the selected programme (Ml/d) input as +ve 2040-41: 0.01655; Gains in Water Available For Use / Savings in Demand under the selected programme (Ml/d) input as +ve 2041-42: 0.01655; Gains in Water Available For Use / Savings in Demand under the selected programme (Ml/d) input as +ve 2042-43: 0.01655; Gains in Water Available For Use / Savings in Demand under the selected programme (Ml/d) input as +ve 2043-44: 0.01655; Gains in Water Available For Use / Savings in Demand under the selected programme (Ml/d) input as +ve 2044-45: 0.01655; Gains in Water Available For Use / Savings in Demand under the selected programme (Ml/d) input as +ve 2045-46: 0.01655; Gains in Water Available For Use / Savings in Demand under the selected programme (Ml/d) input as +ve 2046-47: 0.01655; Gains in Water Available For Use / Savings in Demand under the selected programme (Ml/d) input as +ve 2047-48: 0.038437; Gains in Water Available For Use / Savings in Demand under the selected programme (Ml/d) input as +ve 2048-49: 0.045069; Gains in Water Available For Use / Savings in Demand under the selected programme (Ml/d) input as +ve 2049-50: 0.051418
51cF | Find and Fix.AWSEXS | Find and Fix.AWSEXS | Active leakage management | Distribution Options | N | Ofwat Core | AWSEXS | Ml/d | 2 | Gains in Water Available For Use / Savings in Demand under the selected programme (Ml/d) input as +ve 2019-20: 0; Gains in Water Available For Use / Savings in Demand under the selected programme (Ml/d) input as +ve 2020-21: 0; Gains in Water Available For Use / Savings in Demand under the selected programme (Ml/d) input as +ve 2021-22: 0; Gains in Water Available For Use / Savings in Demand under the selected programme (Ml/d) input as +ve 2022-23: 0; Gains in Water Available For Use / Savings in Demand under the selected programme (Ml/d) input as +ve 2023-24: 0; Gains in Water Available For Use / Savings in Demand under the selected programme (Ml/d) input as +ve 2024-25: 0; Gains in Water Available For Use / Savings in Demand under the selected programme (Ml/d) input as +ve 2025-26: 0; Gains in Water Available For Use / Savings in Demand under the selected programme (Ml/d) input as +ve 2026-27: 0; Gains in Water Available For Use / Savings in Demand under the selected programme (Ml/d) input as +ve 2027-28: 0; Gains in Water Available For Use / Savings in Demand under the selected programme (Ml/d) input as +ve 2028-29: 0; Gains in Water Available For Use / Savings in Demand under the selected programme (Ml/d) input as +ve 2029-30: 0; Gains in Water Available For Use / Savings in Demand under the selected programme (Ml/d) input as +ve 2030-31: 0; Gains in Water Available For Use / Savings in Demand under the selected programme (Ml/d) input as +ve 2031-32: 0; Gains in Water Available For Use / Savings in Demand under the selected programme (Ml/d) input as +ve 2032-33: 0; Gains in Water Available For Use / Savings in Demand under the selected programme (Ml/d) input as +ve 2033-34: 0; Gains in Water Available For Use / Savings in Demand under the selected programme (Ml/d) input as +ve 2034-35: 0; Gains in Water Available For Use / Savings in Demand under the selected programme (Ml/d) input as +ve 2035-36: 0; Gains in Water Available For Use / Savings in Demand under the selected programme (Ml/d) input as +ve 2036-37: 0; Gains in Water Available For Use / Savings in Demand under the selected programme (Ml/d) input as +ve 2037-38: 0; Gains in Water Available For Use / Savings in Demand under the selected programme (Ml/d) input as +ve 2038-39: 0.01655; Gains in Water Available For Use / Savings in Demand under the selected programme (Ml/d) input as +ve 2039-40: 0.01655; Gains in Water Available For Use / Savings in Demand under the selected programme (Ml/d) input as +ve 2040-41: 0.01655; Gains in Water Available For Use / Savings in Demand under the selected programme (Ml/d) input as +ve 2041-42: 0.01655; Gains in Water Available For Use / Savings in Demand under the selected programme (Ml/d) input as +ve 2042-43: 0.01655; Gains in Water Available For Use / Savings in Demand under the selected programme (Ml/d) input as +ve 2043-44: 0.01655; Gains in Water Available For Use / Savings in Demand under the selected programme (Ml/d) input as +ve 2044-45: 0.01655; Gains in Water Available For Use / Savings in Demand under the selected programme (Ml/d) input as +ve 2045-46: 0.01655; Gains in Water Available For Use / Savings in Demand under the selected programme (Ml/d) input as +ve 2046-47: 0.01655; Gains in Water Available For Use / Savings in Demand under the selected programme (Ml/d) input as +ve 2047-48: 0.038437; Gains in Water Available For Use / Savings in Demand under the selected programme (Ml/d) input as +ve 2048-49: 0.045069; Gains in Water Available For Use / Savings in Demand under the selected programme (Ml/d) input as +ve 2049-50: 0.051418
51cP | Find and Fix.AWSEXS | Find and Fix.AWSEXS | Active leakage management | Distribution Options | N | Preferred | AWSEXS | Ml/d | 2 | Gains in Water Available For Use / Savings in Demand under the selected programme (Ml/d) input as +ve 2019-20: 0; Gains in Water Available For Use / Savings in Demand under the selected programme (Ml/d) input as +ve 2020-21: 0; Gains in Water Available For Use / Savings in Demand under the selected programme (Ml/d) input as +ve 2021-22: 0; Gains in Water Available For Use / Savings in Demand under the selected programme (Ml/d) input as +ve 2022-23: 0; Gains in Water Available For Use / Savings in Demand under the selected programme (Ml/d) input as +ve 2023-24: 0; Gains in Water Available For Use / Savings in Demand under the selected programme (Ml/d) input as +ve 2024-25: 0; Gains in Water Available For Use / Savings in Demand under the selected programme (Ml/d) input as +ve 2025-26: 0; Gains in Water Available For Use / Savings in Demand under the selected programme (Ml/d) input as +ve 2026-27: 0; Gains in Water Available For Use / Savings in Demand under the selected programme (Ml/d) input as +ve 2027-28: 0; Gains in Water Available For Use / Savings in Demand under the selected programme (Ml/d) input as +ve 2028-29: 0; Gains in Water Available For Use / Savings in Demand under the selected programme (Ml/d) input as +ve 2029-30: 0; Gains in Water Available For Use / Savings in Demand under the selected programme (Ml/d) input as +ve 2030-31: 0; Gains in Water Available For Use / Savings in Demand under the selected programme (Ml/d) input as +ve 2031-32: 0; Gains in Water Available For Use / Savings in Demand under the selected programme (Ml/d) input as +ve 2032-33: 0; Gains in Water Available For Use / Savings in Demand under the selected programme (Ml/d) input as +ve 2033-34: 0; Gains in Water Available For Use / Savings in Demand under the selected programme (Ml/d) input as +ve 2034-35: 0; Gains in Water Available For Use / Savings in Demand under the selected programme (Ml/d) input as +ve 2035-36: 0; Gains in Water Available For Use / Savings in Demand under the selected programme (Ml/d) input as +ve 2036-37: 0; Gains in Water Available For Use / Savings in Demand under the selected programme (Ml/d) input as +ve 2037-38: 0; Gains in Water Available For Use / Savings in Demand under the selected programme (Ml/d) input as +ve 2038-39: 0.01655; Gains in Water Available For Use / Savings in Demand under the selected programme (Ml/d) input as +ve 2039-40: 0.01655; Gains in Water Available For Use / Savings in Demand under the selected programme (Ml/d) input as +ve 2040-41: 0.01655; Gains in Water Available For Use / Savings in Demand under the selected programme (Ml/d) input as +ve 2041-42: 0.01655; Gains in Water Available For Use / Savings in Demand under the selected programme (Ml/d) input as +ve 2042-43: 0.01655; Gains in Water Available For Use / Savings in Demand under the selected programme (Ml/d) input as +ve 2043-44: 0.01655; Gains in Water Available For Use / Savings in Demand under the selected programme (Ml/d) input as +ve 2044-45: 0.01655; Gains in Water Available For Use / Savings in Demand under the selected programme (Ml/d) input as +ve 2045-46: 0.01655; Gains in Water Available For Use / Savings in Demand under the selected programme (Ml/d) input as +ve 2046-47: 0.01655; Gains in Water Available For Use / Savings in Demand under the selected programme (Ml/d) input as +ve 2047-48: 0.038437; Gains in Water Available For Use / Savings in Demand under the selected programme (Ml/d) input as +ve 2048-49: 0.045069; Gains in Water Available For Use / Savings in Demand under the selected programme (Ml/d) input as +ve 2049-50: 0.051418
51dF | G2. Mandatory water labelling.AWSEXS | WEF g2.AWSEXS | Water efficiency customer education / awareness | Customer Options | N | Least Cost | AWSEXS | Ml/d | 2 | Gains in Water Available For Use / Savings in Demand under the selected programme (Ml/d) input as +ve 2019-20: 0; Gains in Water Available For Use / Savings in Demand under the selected programme (Ml/d) input as +ve 2020-21: 0; Gains in Water Available For Use / Savings in Demand under the selected programme (Ml/d) input as +ve 2021-22: 0; Gains in Water Available For Use / Savings in Demand under the selected programme (Ml/d) input as +ve 2022-23: 0; Gains in Water Available For Use / Savings in Demand under the selected programme (Ml/d) input as +ve 2023-24: 0; Gains in Water Available For Use / Savings in Demand under the selected programme (Ml/d) input as +ve 2024-25: 0; Gains in Water Available For Use / Savings in Demand under the selected programme (Ml/d) input as +ve 2025-26: 0; Gains in Water Available For Use / Savings in Demand under the selected programme (Ml/d) input as +ve 2026-27: 0; Gains in Water Available For Use / Savings in Demand under the selected programme (Ml/d) input as +ve 2027-28: 0; Gains in Water Available For Use / Savings in Demand under the selected programme (Ml/d) input as +ve 2028-29: 0.096359; Gains in Water Available For Use / Savings in Demand under the selected programme (Ml/d) input as +ve 2029-30: 0.19423; Gains in Water Available For Use / Savings in Demand under the selected programme (Ml/d) input as +ve 2030-31: 0.29381; Gains in Water Available For Use / Savings in Demand under the selected programme (Ml/d) input as +ve 2031-32: 0.39454; Gains in Water Available For Use / Savings in Demand under the selected programme (Ml/d) input as +ve 2032-33: 0.49644; Gains in Water Available For Use / Savings in Demand under the selected programme (Ml/d) input as +ve 2033-34: 0.5996; Gains in Water Available For Use / Savings in Demand under the selected programme (Ml/d) input as +ve 2034-35: 0.91064; Gains in Water Available For Use / Savings in Demand under the selected programme (Ml/d) input as +ve 2035-36: 1.2253; Gains in Water Available For Use / Savings in Demand under the selected programme (Ml/d) input as +ve 2036-37: 1.5432; Gains in Water Available For Use / Savings in Demand under the selected programme (Ml/d) input as +ve 2037-38: 1.8643; Gains in Water Available For Use / Savings in Demand under the selected programme (Ml/d) input as +ve 2038-39: 2.1895; Gains in Water Available For Use / Savings in Demand under the selected programme (Ml/d) input as +ve 2039-40: 2.5226; Gains in Water Available For Use / Savings in Demand under the selected programme (Ml/d) input as +ve 2040-41: 2.8598; Gains in Water Available For Use / Savings in Demand under the selected programme (Ml/d) input as +ve 2041-42: 3.201; Gains in Water Available For Use / Savings in Demand under the selected programme (Ml/d) input as +ve 2042-43: 3.5472; Gains in Water Available For Use / Savings in Demand under the selected programme (Ml/d) input as +ve 2043-44: 3.8986; Gains in Water Available For Use / Savings in Demand under the selected programme (Ml/d) input as +ve 2044-45: 4.0295; Gains in Water Available For Use / Savings in Demand under the selected programme (Ml/d) input as +ve 2045-46: 4.161; Gains in Water Available For Use / Savings in Demand under the selected programme (Ml/d) input as +ve 2046-47: 4.2937; Gains in Water Available For Use / Savings in Demand under the selected programme (Ml/d) input as +ve 2047-48: 4.428; Gains in Water Available For Use / Savings in Demand under the selected programme (Ml/d) input as +ve 2048-49: 4.5629; Gains in Water Available For Use / Savings in Demand under the selected programme (Ml/d) input as +ve 2049-50: 4.6984
51dF | G2. Mandatory water labelling.AWSEXS | WEF g2.AWSEXS | Water efficiency customer education / awareness | Customer Options | N | Ofwat Core | AWSEXS | Ml/d | 2 | Gains in Water Available For Use / Savings in Demand under the selected programme (Ml/d) input as +ve 2019-20: 0; Gains in Water Available For Use / Savings in Demand under the selected programme (Ml/d) input as +ve 2020-21: 0; Gains in Water Available For Use / Savings in Demand under the selected programme (Ml/d) input as +ve 2021-22: 0; Gains in Water Available For Use / Savings in Demand under the selected programme (Ml/d) input as +ve 2022-23: 0; Gains in Water Available For Use / Savings in Demand under the selected programme (Ml/d) input as +ve 2023-24: 0; Gains in Water Available For Use / Savings in Demand under the selected programme (Ml/d) input as +ve 2024-25: 0; Gains in Water Available For Use / Savings in Demand under the selected programme (Ml/d) input as +ve 2025-26: 0; Gains in Water Available For Use / Savings in Demand under the selected programme (Ml/d) input as +ve 2026-27: 0; Gains in Water Available For Use / Savings in Demand under the selected programme (Ml/d) input as +ve 2027-28: 0; Gains in Water Available For Use / Savings in Demand under the selected programme (Ml/d) input as +ve 2028-29: 0.096359; Gains in Water Available For Use / Savings in Demand under the selected programme (Ml/d) input as +ve 2029-30: 0.19423; Gains in Water Available For Use / Savings in Demand under the selected programme (Ml/d) input as +ve 2030-31: 0.29381; Gains in Water Available For Use / Savings in Demand under the selected programme (Ml/d) input as +ve 2031-32: 0.39454; Gains in Water Available For Use / Savings in Demand under the selected programme (Ml/d) input as +ve 2032-33: 0.49644; Gains in Water Available For Use / Savings in Demand under the selected programme (Ml/d) input as +ve 2033-34: 0.5996; Gains in Water Available For Use / Savings in Demand under the selected programme (Ml/d) input as +ve 2034-35: 0.91064; Gains in Water Available For Use / Savings in Demand under the selected programme (Ml/d) input as +ve 2035-36: 1.2253; Gains in Water Available For Use / Savings in Demand under the selected programme (Ml/d) input as +ve 2036-37: 1.5432; Gains in Water Available For Use / Savings in Demand under the selected programme (Ml/d) input as +ve 2037-38: 1.8643; Gains in Water Available For Use / Savings in Demand under the selected programme (Ml/d) input as +ve 2038-39: 2.1895; Gains in Water Available For Use / Savings in Demand under the selected programme (Ml/d) input as +ve 2039-40: 2.5226; Gains in Water Available For Use / Savings in Demand under the selected programme (Ml/d) input as +ve 2040-41: 2.8598; Gains in Water Available For Use / Savings in Demand under the selected programme (Ml/d) input as +ve 2041-42: 3.201; Gains in Water Available For Use / Savings in Demand under the selected programme (Ml/d) input as +ve 2042-43: 3.5472; Gains in Water Available For Use / Savings in Demand under the selected programme (Ml/d) input as +ve 2043-44: 3.8986; Gains in Water Available For Use / Savings in Demand under the selected programme (Ml/d) input as +ve 2044-45: 4.0295; Gains in Water Available For Use / Savings in Demand under the selected programme (Ml/d) input as +ve 2045-46: 4.161; Gains in Water Available For Use / Savings in Demand under the selected programme (Ml/d) input as +ve 2046-47: 4.2937; Gains in Water Available For Use / Savings in Demand under the selected programme (Ml/d) input as +ve 2047-48: 4.428; Gains in Water Available For Use / Savings in Demand under the selected programme (Ml/d) input as +ve 2048-49: 4.5629; Gains in Water Available For Use / Savings in Demand under the selected programme (Ml/d) input as +ve 2049-50: 4.6984
51dP | G2. Mandatory water labelling.AWSEXS | WEF g2.AWSEXS | Water efficiency customer education / awareness | Customer Options | N | Preferred | AWSEXS | Ml/d | 2 | Gains in Water Available For Use / Savings in Demand under the selected programme (Ml/d) input as +ve 2019-20: 0; Gains in Water Available For Use / Savings in Demand under the selected programme (Ml/d) input as +ve 2020-21: 0; Gains in Water Available For Use / Savings in Demand under the selected programme (Ml/d) input as +ve 2021-22: 0; Gains in Water Available For Use / Savings in Demand under the selected programme (Ml/d) input as +ve 2022-23: 0; Gains in Water Available For Use / Savings in Demand under the selected programme (Ml/d) input as +ve 2023-24: 0; Gains in Water Available For Use / Savings in Demand under the selected programme (Ml/d) input as +ve 2024-25: 0; Gains in Water Available For Use / Savings in Demand under the selected programme (Ml/d) input as +ve 2025-26: 0; Gains in Water Available For Use / Savings in Demand under the selected programme (Ml/d) input as +ve 2026-27: 0; Gains in Water Available For Use / Savings in Demand under the selected programme (Ml/d) input as +ve 2027-28: 0; Gains in Water Available For Use / Savings in Demand under the selected programme (Ml/d) input as +ve 2028-29: 0.096359; Gains in Water Available For Use / Savings in Demand under the selected programme (Ml/d) input as +ve 2029-30: 0.19423; Gains in Water Available For Use / Savings in Demand under the selected programme (Ml/d) input as +ve 2030-31: 0.29381; Gains in Water Available For Use / Savings in Demand under the selected programme (Ml/d) input as +ve 2031-32: 0.39454; Gains in Water Available For Use / Savings in Demand under the selected programme (Ml/d) input as +ve 2032-33: 0.49644; Gains in Water Available For Use / Savings in Demand under the selected programme (Ml/d) input as +ve 2033-34: 0.5996; Gains in Water Available For Use / Savings in Demand under the selected programme (Ml/d) input as +ve 2034-35: 0.91064; Gains in Water Available For Use / Savings in Demand under the selected programme (Ml/d) input as +ve 2035-36: 1.2253; Gains in Water Available For Use / Savings in Demand under the selected programme (Ml/d) input as +ve 2036-37: 1.5432; Gains in Water Available For Use / Savings in Demand under the selected programme (Ml/d) input as +ve 2037-38: 1.8643; Gains in Water Available For Use / Savings in Demand under the selected programme (Ml/d) input as +ve 2038-39: 2.1895; Gains in Water Available For Use / Savings in Demand under the selected programme (Ml/d) input as +ve 2039-40: 2.5226; Gains in Water Available For Use / Savings in Demand under the selected programme (Ml/d) input as +ve 2040-41: 2.8598; Gains in Water Available For Use / Savings in Demand under the selected programme (Ml/d) input as +ve 2041-42: 3.201; Gains in Water Available For Use / Savings in Demand under the selected programme (Ml/d) input as +ve 2042-43: 3.5472; Gains in Water Available For Use / Savings in Demand under the selected programme (Ml/d) input as +ve 2043-44: 3.8986; Gains in Water Available For Use / Savings in Demand under the selected programme (Ml/d) input as +ve 2044-45: 4.0295; Gains in Water Available For Use / Savings in Demand under the selected programme (Ml/d) input as +ve 2045-46: 4.161; Gains in Water Available For Use / Savings in Demand under the selected programme (Ml/d) input as +ve 2046-47: 4.2937; Gains in Water Available For Use / Savings in Demand under the selected programme (Ml/d) input as +ve 2047-48: 4.428; Gains in Water Available For Use / Savings in Demand under the selected programme (Ml/d) input as +ve 2048-49: 4.5629; Gains in Water Available For Use / Savings in Demand under the selected programme (Ml/d) input as +ve 2049-50: 4.6984
51dF | LEA: NHH. NHH CSPL repairs.AWSEXS | LEA: NHH. NHH CSPL repairs.AWSEXS | Supply pipe repairs / replacement | Customer Options | N | Least Cost | AWSEXS | Ml/d | 2 | Gains in Water Available For Use / Savings in Demand under the selected programme (Ml/d) input as +ve 2019-20: 0; Gains in Water Available For Use / Savings in Demand under the selected programme (Ml/d) input as +ve 2020-21: 0; Gains in Water Available For Use / Savings in Demand under the selected programme (Ml/d) input as +ve 2021-22: 0; Gains in Water Available For Use / Savings in Demand under the selected programme (Ml/d) input as +ve 2022-23: 0; Gains in Water Available For Use / Savings in Demand under the selected programme (Ml/d) input as +ve 2023-24: 0; Gains in Water Available For Use / Savings in Demand under the selected programme (Ml/d) input as +ve 2024-25: 0; Gains in Water Available For Use / Savings in Demand under the selected programme (Ml/d) input as +ve 2025-26: 0.0015133; Gains in Water Available For Use / Savings in Demand under the selected programme (Ml/d) input as +ve 2026-27: 0.0028938; Gains in Water Available For Use / Savings in Demand under the selected programme (Ml/d) input as +ve 2027-28: 0.004138; Gains in Water Available For Use / Savings in Demand under the selected programme (Ml/d) input as +ve 2028-29: 0.0052817; Gains in Water Available For Use / Savings in Demand under the selected programme (Ml/d) input as +ve 2029-30: 0.0063862; Gains in Water Available For Use / Savings in Demand under the selected programme (Ml/d) input as +ve 2030-31: 0.0074899; Gains in Water Available For Use / Savings in Demand under the selected programme (Ml/d) input as +ve 2031-32: 0.0085934; Gains in Water Available For Use / Savings in Demand under the selected programme (Ml/d) input as +ve 2032-33: 0.0096966; Gains in Water Available For Use / Savings in Demand under the selected programme (Ml/d) input as +ve 2033-34: 0.0108; Gains in Water Available For Use / Savings in Demand under the selected programme (Ml/d) input as +ve 2034-35: 0.011902; Gains in Water Available For Use / Savings in Demand under the selected programme (Ml/d) input as +ve 2035-36: 0.013005; Gains in Water Available For Use / Savings in Demand under the selected programme (Ml/d) input as +ve 2036-37: 0.014107; Gains in Water Available For Use / Savings in Demand under the selected programme (Ml/d) input as +ve 2037-38: 0.015208; Gains in Water Available For Use / Savings in Demand under the selected programme (Ml/d) input as +ve 2038-39: 0.016309; Gains in Water Available For Use / Savings in Demand under the selected programme (Ml/d) input as +ve 2039-40: 0.017409; Gains in Water Available For Use / Savings in Demand under the selected programme (Ml/d) input as +ve 2040-41: 0.018508; Gains in Water Available For Use / Savings in Demand under the selected programme (Ml/d) input as +ve 2041-42: 0.019606; Gains in Water Available For Use / Savings in Demand under the selected programme (Ml/d) input as +ve 2042-43: 0.020704; Gains in Water Available For Use / Savings in Demand under the selected programme (Ml/d) input as +ve 2043-44: 0.0218; Gains in Water Available For Use / Savings in Demand under the selected programme (Ml/d) input as +ve 2044-45: 0.022894; Gains in Water Available For Use / Savings in Demand under the selected programme (Ml/d) input as +ve 2045-46: 0.023988; Gains in Water Available For Use / Savings in Demand under the selected programme (Ml/d) input as +ve 2046-47: 0.02508; Gains in Water Available For Use / Savings in Demand under the selected programme (Ml/d) input as +ve 2047-48: 0.026171; Gains in Water Available For Use / Savings in Demand under the selected programme (Ml/d) input as +ve 2048-49: 0.027261; Gains in Water Available For Use / Savings in Demand under the selected programme (Ml/d) input as +ve 2049-50: 0.028349
51dF | LEA: NHH. NHH CSPL repairs.AWSEXS | LEA: NHH. NHH CSPL repairs.AWSEXS | Supply pipe repairs / replacement | Customer Options | N | Ofwat Core | AWSEXS | Ml/d | 2 | Gains in Water Available For Use / Savings in Demand under the selected programme (Ml/d) input as +ve 2019-20: 0; Gains in Water Available For Use / Savings in Demand under the selected programme (Ml/d) input as +ve 2020-21: 0; Gains in Water Available For Use / Savings in Demand under the selected programme (Ml/d) input as +ve 2021-22: 0; Gains in Water Available For Use / Savings in Demand under the selected programme (Ml/d) input as +ve 2022-23: 0; Gains in Water Available For Use / Savings in Demand under the selected programme (Ml/d) input as +ve 2023-24: 0; Gains in Water Available For Use / Savings in Demand under the selected programme (Ml/d) input as +ve 2024-25: 0; Gains in Water Available For Use / Savings in Demand under the selected programme (Ml/d) input as +ve 2025-26: 0.0015133; Gains in Water Available For Use / Savings in Demand under the selected programme (Ml/d) input as +ve 2026-27: 0.0028938; Gains in Water Available For Use / Savings in Demand under the selected programme (Ml/d) input as +ve 2027-28: 0.004138; Gains in Water Available For Use / Savings in Demand under the selected programme (Ml/d) input as +ve 2028-29: 0.0052817; Gains in Water Available For Use / Savings in Demand under the selected programme (Ml/d) input as +ve 2029-30: 0.0063862; Gains in Water Available For Use / Savings in Demand under the selected programme (Ml/d) input as +ve 2030-31: 0.0074899; Gains in Water Available For Use / Savings in Demand under the selected programme (Ml/d) input as +ve 2031-32: 0.0085934; Gains in Water Available For Use / Savings in Demand under the selected programme (Ml/d) input as +ve 2032-33: 0.0096966; Gains in Water Available For Use / Savings in Demand under the selected programme (Ml/d) input as +ve 2033-34: 0.0108; Gains in Water Available For Use / Savings in Demand under the selected programme (Ml/d) input as +ve 2034-35: 0.011902; Gains in Water Available For Use / Savings in Demand under the selected programme (Ml/d) input as +ve 2035-36: 0.013005; Gains in Water Available For Use / Savings in Demand under the selected programme (Ml/d) input as +ve 2036-37: 0.014107; Gains in Water Available For Use / Savings in Demand under the selected programme (Ml/d) input as +ve 2037-38: 0.015208; Gains in Water Available For Use / Savings in Demand under the selected programme (Ml/d) input as +ve 2038-39: 0.016309; Gains in Water Available For Use / Savings in Demand under the selected programme (Ml/d) input as +ve 2039-40: 0.017409; Gains in Water Available For Use / Savings in Demand under the selected programme (Ml/d) input as +ve 2040-41: 0.018508; Gains in Water Available For Use / Savings in Demand under the selected programme (Ml/d) input as +ve 2041-42: 0.019606; Gains in Water Available For Use / Savings in Demand under the selected programme (Ml/d) input as +ve 2042-43: 0.020704; Gains in Water Available For Use / Savings in Demand under the selected programme (Ml/d) input as +ve 2043-44: 0.0218; Gains in Water Available For Use / Savings in Demand under the selected programme (Ml/d) input as +ve 2044-45: 0.022894; Gains in Water Available For Use / Savings in Demand under the selected programme (Ml/d) input as +ve 2045-46: 0.023988; Gains in Water Available For Use / Savings in Demand under the selected programme (Ml/d) input as +ve 2046-47: 0.02508; Gains in Water Available For Use / Savings in Demand under the selected programme (Ml/d) input as +ve 2047-48: 0.026171; Gains in Water Available For Use / Savings in Demand under the selected programme (Ml/d) input as +ve 2048-49: 0.027261; Gains in Water Available For Use / Savings in Demand under the selected programme (Ml/d) input as +ve 2049-50: 0.028349
51dP | LEA: NHH. NHH CSPL repairs.AWSEXS | LEA: NHH. NHH CSPL repairs.AWSEXS | Supply pipe repairs / replacement | Customer Options | N | Preferred | AWSEXS | Ml/d | 2 | Gains in Water Available For Use / Savings in Demand under the selected programme (Ml/d) input as +ve 2019-20: 0; Gains in Water Available For Use / Savings in Demand under the selected programme (Ml/d) input as +ve 2020-21: 0; Gains in Water Available For Use / Savings in Demand under the selected programme (Ml/d) input as +ve 2021-22: 0; Gains in Water Available For Use / Savings in Demand under the selected programme (Ml/d) input as +ve 2022-23: 0; Gains in Water Available For Use / Savings in Demand under the selected programme (Ml/d) input as +ve 2023-24: 0; Gains in Water Available For Use / Savings in Demand under the selected programme (Ml/d) input as +ve 2024-25: 0; Gains in Water Available For Use / Savings in Demand under the selected programme (Ml/d) input as +ve 2025-26: 0.0015133; Gains in Water Available For Use / Savings in Demand under the selected programme (Ml/d) input as +ve 2026-27: 0.0028938; Gains in Water Available For Use / Savings in Demand under the selected programme (Ml/d) input as +ve 2027-28: 0.004138; Gains in Water Available For Use / Savings in Demand under the selected programme (Ml/d) input as +ve 2028-29: 0.0052817; Gains in Water Available For Use / Savings in Demand under the selected programme (Ml/d) input as +ve 2029-30: 0.0063862; Gains in Water Available For Use / Savings in Demand under the selected programme (Ml/d) input as +ve 2030-31: 0.0074899; Gains in Water Available For Use / Savings in Demand under the selected programme (Ml/d) input as +ve 2031-32: 0.0085934; Gains in Water Available For Use / Savings in Demand under the selected programme (Ml/d) input as +ve 2032-33: 0.0096966; Gains in Water Available For Use / Savings in Demand under the selected programme (Ml/d) input as +ve 2033-34: 0.0108; Gains in Water Available For Use / Savings in Demand under the selected programme (Ml/d) input as +ve 2034-35: 0.011902; Gains in Water Available For Use / Savings in Demand under the selected programme (Ml/d) input as +ve 2035-36: 0.013005; Gains in Water Available For Use / Savings in Demand under the selected programme (Ml/d) input as +ve 2036-37: 0.014107; Gains in Water Available For Use / Savings in Demand under the selected programme (Ml/d) input as +ve 2037-38: 0.015208; Gains in Water Available For Use / Savings in Demand under the selected programme (Ml/d) input as +ve 2038-39: 0.016309; Gains in Water Available For Use / Savings in Demand under the selected programme (Ml/d) input as +ve 2039-40: 0.017409; Gains in Water Available For Use / Savings in Demand under the selected programme (Ml/d) input as +ve 2040-41: 0.018508; Gains in Water Available For Use / Savings in Demand under the selected programme (Ml/d) input as +ve 2041-42: 0.019606; Gains in Water Available For Use / Savings in Demand under the selected programme (Ml/d) input as +ve 2042-43: 0.020704; Gains in Water Available For Use / Savings in Demand under the selected programme (Ml/d) input as +ve 2043-44: 0.0218; Gains in Water Available For Use / Savings in Demand under the selected programme (Ml/d) input as +ve 2044-45: 0.022894; Gains in Water Available For Use / Savings in Demand under the selected programme (Ml/d) input as +ve 2045-46: 0.023988; Gains in Water Available For Use / Savings in Demand under the selected programme (Ml/d) input as +ve 2046-47: 0.02508; Gains in Water Available For Use / Savings in Demand under the selected programme (Ml/d) input as +ve 2047-48: 0.026171; Gains in Water Available For Use / Savings in Demand under the selected programme (Ml/d) input as +ve 2048-49: 0.027261; Gains in Water Available For Use / Savings in Demand under the selected programme (Ml/d) input as +ve 2049-50: 0.028349
51cF | Mains Replacement (MR1500).AWSEXS | Mains Replacement (MR1500).AWSEXS | Mains replacement (not trunk mains) | Distribution Options | N | Ofwat Core | AWSEXS | Ml/d | 2 | Gains in Water Available For Use / Savings in Demand under the selected programme (Ml/d) input as +ve 2019-20: 0; Gains in Water Available For Use / Savings in Demand under the selected programme (Ml/d) input as +ve 2020-21: 0; Gains in Water Available For Use / Savings in Demand under the selected programme (Ml/d) input as +ve 2021-22: 0; Gains in Water Available For Use / Savings in Demand under the selected programme (Ml/d) input as +ve 2022-23: 0; Gains in Water Available For Use / Savings in Demand under the selected programme (Ml/d) input as +ve 2023-24: 0; Gains in Water Available For Use / Savings in Demand under the selected programme (Ml/d) input as +ve 2024-25: 0; Gains in Water Available For Use / Savings in Demand under the selected programme (Ml/d) input as +ve 2025-26: 0; Gains in Water Available For Use / Savings in Demand under the selected programme (Ml/d) input as +ve 2026-27: 0; Gains in Water Available For Use / Savings in Demand under the selected programme (Ml/d) input as +ve 2027-28: 0; Gains in Water Available For Use / Savings in Demand under the selected programme (Ml/d) input as +ve 2028-29: 0; Gains in Water Available For Use / Savings in Demand under the selected programme (Ml/d) input as +ve 2029-30: 0; Gains in Water Available For Use / Savings in Demand under the selected programme (Ml/d) input as +ve 2030-31: 0; Gains in Water Available For Use / Savings in Demand under the selected programme (Ml/d) input as +ve 2031-32: 0; Gains in Water Available For Use / Savings in Demand under the selected programme (Ml/d) input as +ve 2032-33: 0; Gains in Water Available For Use / Savings in Demand under the selected programme (Ml/d) input as +ve 2033-34: 0; Gains in Water Available For Use / Savings in Demand under the selected programme (Ml/d) input as +ve 2034-35: 0; Gains in Water Available For Use / Savings in Demand under the selected programme (Ml/d) input as +ve 2035-36: 0; Gains in Water Available For Use / Savings in Demand under the selected programme (Ml/d) input as +ve 2036-37: 0; Gains in Water Available For Use / Savings in Demand under the selected programme (Ml/d) input as +ve 2037-38: 0; Gains in Water Available For Use / Savings in Demand under the selected programme (Ml/d) input as +ve 2038-39: 0; Gains in Water Available For Use / Savings in Demand under the selected programme (Ml/d) input as +ve 2039-40: 0; Gains in Water Available For Use / Savings in Demand under the selected programme (Ml/d) input as +ve 2040-41: 0; Gains in Water Available For Use / Savings in Demand under the selected programme (Ml/d) input as +ve 2041-42: 0; Gains in Water Available For Use / Savings in Demand under the selected programme (Ml/d) input as +ve 2042-43: 0; Gains in Water Available For Use / Savings in Demand under the selected programme (Ml/d) input as +ve 2043-44: 0; Gains in Water Available For Use / Savings in Demand under the selected programme (Ml/d) input as +ve 2044-45: 0; Gains in Water Available For Use / Savings in Demand under the selected programme (Ml/d) input as +ve 2045-46: 0; Gains in Water Available For Use / Savings in Demand under the selected programme (Ml/d) input as +ve 2046-47: 0.14336; Gains in Water Available For Use / Savings in Demand under the selected programme (Ml/d) input as +ve 2047-48: 0.14336; Gains in Water Available For Use / Savings in Demand under the selected programme (Ml/d) input as +ve 2048-49: 0.14336; Gains in Water Available For Use / Savings in Demand under the selected programme (Ml/d) input as +ve 2049-50: 0.14336
51cP | Mains Replacement (MRMax).AWSEXS | Mains Replacement (MRMax).AWSEXS | Mains replacement (not trunk mains) | Distribution Options | N | Preferred | AWSEXS | Ml/d | 2 | Gains in Water Available For Use / Savings in Demand under the selected programme (Ml/d) input as +ve 2019-20: 0; Gains in Water Available For Use / Savings in Demand under the selected programme (Ml/d) input as +ve 2020-21: 0; Gains in Water Available For Use / Savings in Demand under the selected programme (Ml/d) input as +ve 2021-22: 0; Gains in Water Available For Use / Savings in Demand under the selected programme (Ml/d) input as +ve 2022-23: 0; Gains in Water Available For Use / Savings in Demand under the selected programme (Ml/d) input as +ve 2023-24: 0; Gains in Water Available For Use / Savings in Demand under the selected programme (Ml/d) input as +ve 2024-25: 0; Gains in Water Available For Use / Savings in Demand under the selected programme (Ml/d) input as +ve 2025-26: 0; Gains in Water Available For Use / Savings in Demand under the selected programme (Ml/d) input as +ve 2026-27: 0; Gains in Water Available For Use / Savings in Demand under the selected programme (Ml/d) input as +ve 2027-28: 0; Gains in Water Available For Use / Savings in Demand under the selected programme (Ml/d) input as +ve 2028-29: 0; Gains in Water Available For Use / Savings in Demand under the selected programme (Ml/d) input as +ve 2029-30: 0; Gains in Water Available For Use / Savings in Demand under the selected programme (Ml/d) input as +ve 2030-31: 0; Gains in Water Available For Use / Savings in Demand under the selected programme (Ml/d) input as +ve 2031-32: 0; Gains in Water Available For Use / Savings in Demand under the selected programme (Ml/d) input as +ve 2032-33: 0; Gains in Water Available For Use / Savings in Demand under the selected programme (Ml/d) input as +ve 2033-34: 0; Gains in Water Available For Use / Savings in Demand under the selected programme (Ml/d) input as +ve 2034-35: 0; Gains in Water Available For Use / Savings in Demand under the selected programme (Ml/d) input as +ve 2035-36: 0; Gains in Water Available For Use / Savings in Demand under the selected programme (Ml/d) input as +ve 2036-37: 0.17663; Gains in Water Available For Use / Savings in Demand under the selected programme (Ml/d) input as +ve 2037-38: 0.17663; Gains in Water Available For Use / Savings in Demand under the selected programme (Ml/d) input as +ve 2038-39: 0.32229; Gains in Water Available For Use / Savings in Demand under the selected programme (Ml/d) input as +ve 2039-40: 0.32229; Gains in Water Available For Use / Savings in Demand under the selected programme (Ml/d) input as +ve 2040-41: 0.3189; Gains in Water Available For Use / Savings in Demand under the selected programme (Ml/d) input as +ve 2041-42: 0.40544; Gains in Water Available For Use / Savings in Demand under the selected programme (Ml/d) input as +ve 2042-43: 0.48924; Gains in Water Available For Use / Savings in Demand under the selected programme (Ml/d) input as +ve 2043-44: 0.5559; Gains in Water Available For Use / Savings in Demand under the selected programme (Ml/d) input as +ve 2044-45: 0.5559; Gains in Water Available For Use / Savings in Demand under the selected programme (Ml/d) input as +ve 2045-46: 0.605; Gains in Water Available For Use / Savings in Demand under the selected programme (Ml/d) input as +ve 2046-47: 0.68033; Gains in Water Available For Use / Savings in Demand under the selected programme (Ml/d) input as +ve 2047-48: 0.68033; Gains in Water Available For Use / Savings in Demand under the selected programme (Ml/d) input as +ve 2048-49: 0.72431; Gains in Water Available For Use / Savings in Demand under the selected programme (Ml/d) input as +ve 2049-50: 0.72431
51dF | NHH. NHH PL repairs.AWSEXS | NHH. NHH PL repairs.AWSEXS | Non-household water audit | Customer Options | N | Least Cost | AWSEXS | Ml/d | 2 | Gains in Water Available For Use / Savings in Demand under the selected programme (Ml/d) input as +ve 2019-20: 0; Gains in Water Available For Use / Savings in Demand under the selected programme (Ml/d) input as +ve 2020-21: 0; Gains in Water Available For Use / Savings in Demand under the selected programme (Ml/d) input as +ve 2021-22: 0; Gains in Water Available For Use / Savings in Demand under the selected programme (Ml/d) input as +ve 2022-23: 0; Gains in Water Available For Use / Savings in Demand under the selected programme (Ml/d) input as +ve 2023-24: 0; Gains in Water Available For Use / Savings in Demand under the selected programme (Ml/d) input as +ve 2024-25: 0; Gains in Water Available For Use / Savings in Demand under the selected programme (Ml/d) input as +ve 2025-26: 0.041414; Gains in Water Available For Use / Savings in Demand under the selected programme (Ml/d) input as +ve 2026-27: 0.079195; Gains in Water Available For Use / Savings in Demand under the selected programme (Ml/d) input as +ve 2027-28: 0.11325; Gains in Water Available For Use / Savings in Demand under the selected programme (Ml/d) input as +ve 2028-29: 0.14455; Gains in Water Available For Use / Savings in Demand under the selected programme (Ml/d) input as +ve 2029-30: 0.17478; Gains in Water Available For Use / Savings in Demand under the selected programme (Ml/d) input as +ve 2030-31: 0.205; Gains in Water Available For Use / Savings in Demand under the selected programme (Ml/d) input as +ve 2031-32: 0.2352; Gains in Water Available For Use / Savings in Demand under the selected programme (Ml/d) input as +ve 2032-33: 0.2654; Gains in Water Available For Use / Savings in Demand under the selected programme (Ml/d) input as +ve 2033-34: 0.2956; Gains in Water Available For Use / Savings in Demand under the selected programme (Ml/d) input as +ve 2034-35: 0.32579; Gains in Water Available For Use / Savings in Demand under the selected programme (Ml/d) input as +ve 2035-36: 0.35597; Gains in Water Available For Use / Savings in Demand under the selected programme (Ml/d) input as +ve 2036-37: 0.38614; Gains in Water Available For Use / Savings in Demand under the selected programme (Ml/d) input as +ve 2037-38: 0.4163; Gains in Water Available For Use / Savings in Demand under the selected programme (Ml/d) input as +ve 2038-39: 0.44644; Gains in Water Available For Use / Savings in Demand under the selected programme (Ml/d) input as +ve 2039-40: 0.47657; Gains in Water Available For Use / Savings in Demand under the selected programme (Ml/d) input as +ve 2040-41: 0.50667; Gains in Water Available For Use / Savings in Demand under the selected programme (Ml/d) input as +ve 2041-42: 0.53674; Gains in Water Available For Use / Savings in Demand under the selected programme (Ml/d) input as +ve 2042-43: 0.56678; Gains in Water Available For Use / Savings in Demand under the selected programme (Ml/d) input as +ve 2043-44: 0.5968; Gains in Water Available For Use / Savings in Demand under the selected programme (Ml/d) input as +ve 2044-45: 0.62679; Gains in Water Available For Use / Savings in Demand under the selected programme (Ml/d) input as +ve 2045-46: 0.65674; Gains in Water Available For Use / Savings in Demand under the selected programme (Ml/d) input as +ve 2046-47: 0.68666; Gains in Water Available For Use / Savings in Demand under the selected programme (Ml/d) input as +ve 2047-48: 0.71654; Gains in Water Available For Use / Savings in Demand under the selected programme (Ml/d) input as +ve 2048-49: 0.74639; Gains in Water Available For Use / Savings in Demand under the selected programme (Ml/d) input as +ve 2049-50: 0.77619
51dF | NHH. NHH PL repairs.AWSEXS | NHH. NHH PL repairs.AWSEXS | Non-household water audit | Customer Options | N | Ofwat Core | AWSEXS | Ml/d | 2 | Gains in Water Available For Use / Savings in Demand under the selected programme (Ml/d) input as +ve 2019-20: 0; Gains in Water Available For Use / Savings in Demand under the selected programme (Ml/d) input as +ve 2020-21: 0; Gains in Water Available For Use / Savings in Demand under the selected programme (Ml/d) input as +ve 2021-22: 0; Gains in Water Available For Use / Savings in Demand under the selected programme (Ml/d) input as +ve 2022-23: 0; Gains in Water Available For Use / Savings in Demand under the selected programme (Ml/d) input as +ve 2023-24: 0; Gains in Water Available For Use / Savings in Demand under the selected programme (Ml/d) input as +ve 2024-25: 0; Gains in Water Available For Use / Savings in Demand under the selected programme (Ml/d) input as +ve 2025-26: 0.041414; Gains in Water Available For Use / Savings in Demand under the selected programme (Ml/d) input as +ve 2026-27: 0.079195; Gains in Water Available For Use / Savings in Demand under the selected programme (Ml/d) input as +ve 2027-28: 0.11325; Gains in Water Available For Use / Savings in Demand under the selected programme (Ml/d) input as +ve 2028-29: 0.14455; Gains in Water Available For Use / Savings in Demand under the selected programme (Ml/d) input as +ve 2029-30: 0.17478; Gains in Water Available For Use / Savings in Demand under the selected programme (Ml/d) input as +ve 2030-31: 0.205; Gains in Water Available For Use / Savings in Demand under the selected programme (Ml/d) input as +ve 2031-32: 0.2352; Gains in Water Available For Use / Savings in Demand under the selected programme (Ml/d) input as +ve 2032-33: 0.2654; Gains in Water Available For Use / Savings in Demand under the selected programme (Ml/d) input as +ve 2033-34: 0.2956; Gains in Water Available For Use / Savings in Demand under the selected programme (Ml/d) input as +ve 2034-35: 0.32579; Gains in Water Available For Use / Savings in Demand under the selected programme (Ml/d) input as +ve 2035-36: 0.35597; Gains in Water Available For Use / Savings in Demand under the selected programme (Ml/d) input as +ve 2036-37: 0.38614; Gains in Water Available For Use / Savings in Demand under the selected programme (Ml/d) input as +ve 2037-38: 0.4163; Gains in Water Available For Use / Savings in Demand under the selected programme (Ml/d) input as +ve 2038-39: 0.44644; Gains in Water Available For Use / Savings in Demand under the selected programme (Ml/d) input as +ve 2039-40: 0.47657; Gains in Water Available For Use / Savings in Demand under the selected programme (Ml/d) input as +ve 2040-41: 0.50667; Gains in Water Available For Use / Savings in Demand under the selected programme (Ml/d) input as +ve 2041-42: 0.53674; Gains in Water Available For Use / Savings in Demand under the selected programme (Ml/d) input as +ve 2042-43: 0.56678; Gains in Water Available For Use / Savings in Demand under the selected programme (Ml/d) input as +ve 2043-44: 0.5968; Gains in Water Available For Use / Savings in Demand under the selected programme (Ml/d) input as +ve 2044-45: 0.62679; Gains in Water Available For Use / Savings in Demand under the selected programme (Ml/d) input as +ve 2045-46: 0.65674; Gains in Water Available For Use / Savings in Demand under the selected programme (Ml/d) input as +ve 2046-47: 0.68666; Gains in Water Available For Use / Savings in Demand under the selected programme (Ml/d) input as +ve 2047-48: 0.71654; Gains in Water Available For Use / Savings in Demand under the selected programme (Ml/d) input as +ve 2048-49: 0.74639; Gains in Water Available For Use / Savings in Demand under the selected programme (Ml/d) input as +ve 2049-50: 0.77619
51dP | NHH. NHH PL repairs.AWSEXS | NHH. NHH PL repairs.AWSEXS | Non-household water audit | Customer Options | N | Preferred | AWSEXS | Ml/d | 2 | Gains in Water Available For Use / Savings in Demand under the selected programme (Ml/d) input as +ve 2019-20: 0; Gains in Water Available For Use / Savings in Demand under the selected programme (Ml/d) input as +ve 2020-21: 0; Gains in Water Available For Use / Savings in Demand under the selected programme (Ml/d) input as +ve 2021-22: 0; Gains in Water Available For Use / Savings in Demand under the selected programme (Ml/d) input as +ve 2022-23: 0; Gains in Water Available For Use / Savings in Demand under the selected programme (Ml/d) input as +ve 2023-24: 0; Gains in Water Available For Use / Savings in Demand under the selected programme (Ml/d) input as +ve 2024-25: 0; Gains in Water Available For Use / Savings in Demand under the selected programme (Ml/d) input as +ve 2025-26: 0.041414; Gains in Water Available For Use / Savings in Demand under the selected programme (Ml/d) input as +ve 2026-27: 0.079195; Gains in Water Available For Use / Savings in Demand under the selected programme (Ml/d) input as +ve 2027-28: 0.11325; Gains in Water Available For Use / Savings in Demand under the selected programme (Ml/d) input as +ve 2028-29: 0.14455; Gains in Water Available For Use / Savings in Demand under the selected programme (Ml/d) input as +ve 2029-30: 0.17478; Gains in Water Available For Use / Savings in Demand under the selected programme (Ml/d) input as +ve 2030-31: 0.205; Gains in Water Available For Use / Savings in Demand under the selected programme (Ml/d) input as +ve 2031-32: 0.2352; Gains in Water Available For Use / Savings in Demand under the selected programme (Ml/d) input as +ve 2032-33: 0.2654; Gains in Water Available For Use / Savings in Demand under the selected programme (Ml/d) input as +ve 2033-34: 0.2956; Gains in Water Available For Use / Savings in Demand under the selected programme (Ml/d) input as +ve 2034-35: 0.32579; Gains in Water Available For Use / Savings in Demand under the selected programme (Ml/d) input as +ve 2035-36: 0.35597; Gains in Water Available For Use / Savings in Demand under the selected programme (Ml/d) input as +ve 2036-37: 0.38614; Gains in Water Available For Use / Savings in Demand under the selected programme (Ml/d) input as +ve 2037-38: 0.4163; Gains in Water Available For Use / Savings in Demand under the selected programme (Ml/d) input as +ve 2038-39: 0.44644; Gains in Water Available For Use / Savings in Demand under the selected programme (Ml/d) input as +ve 2039-40: 0.47657; Gains in Water Available For Use / Savings in Demand under the selected programme (Ml/d) input as +ve 2040-41: 0.50667; Gains in Water Available For Use / Savings in Demand under the selected programme (Ml/d) input as +ve 2041-42: 0.53674; Gains in Water Available For Use / Savings in Demand under the selected programme (Ml/d) input as +ve 2042-43: 0.56678; Gains in Water Available For Use / Savings in Demand under the selected programme (Ml/d) input as +ve 2043-44: 0.5968; Gains in Water Available For Use / Savings in Demand under the selected programme (Ml/d) input as +ve 2044-45: 0.62679; Gains in Water Available For Use / Savings in Demand under the selected programme (Ml/d) input as +ve 2045-46: 0.65674; Gains in Water Available For Use / Savings in Demand under the selected programme (Ml/d) input as +ve 2046-47: 0.68666; Gains in Water Available For Use / Savings in Demand under the selected programme (Ml/d) input as +ve 2047-48: 0.71654; Gains in Water Available For Use / Savings in Demand under the selected programme (Ml/d) input as +ve 2048-49: 0.74639; Gains in Water Available For Use / Savings in Demand under the selected programme (Ml/d) input as +ve 2049-50: 0.77619
51dF | NHH. NHH PL100 repairs.AWSEXS | NHH. NHH PL100 repairs.AWSEXS | Non-household water audit | Customer Options | N | Least Cost | AWSEXS | Ml/d | 2 | Gains in Water Available For Use / Savings in Demand under the selected programme (Ml/d) input as +ve 2019-20: 0; Gains in Water Available For Use / Savings in Demand under the selected programme (Ml/d) input as +ve 2020-21: 0; Gains in Water Available For Use / Savings in Demand under the selected programme (Ml/d) input as +ve 2021-22: 0; Gains in Water Available For Use / Savings in Demand under the selected programme (Ml/d) input as +ve 2022-23: 0; Gains in Water Available For Use / Savings in Demand under the selected programme (Ml/d) input as +ve 2023-24: 0; Gains in Water Available For Use / Savings in Demand under the selected programme (Ml/d) input as +ve 2024-25: 0; Gains in Water Available For Use / Savings in Demand under the selected programme (Ml/d) input as +ve 2025-26: 0.010181; Gains in Water Available For Use / Savings in Demand under the selected programme (Ml/d) input as +ve 2026-27: 0.019469; Gains in Water Available For Use / Savings in Demand under the selected programme (Ml/d) input as +ve 2027-28: 0.02784; Gains in Water Available For Use / Savings in Demand under the selected programme (Ml/d) input as +ve 2028-29: 0.035535; Gains in Water Available For Use / Savings in Demand under the selected programme (Ml/d) input as +ve 2029-30: 0.042967; Gains in Water Available For Use / Savings in Demand under the selected programme (Ml/d) input as +ve 2030-31: 0.050395; Gains in Water Available For Use / Savings in Demand under the selected programme (Ml/d) input as +ve 2031-32: 0.057821; Gains in Water Available For Use / Savings in Demand under the selected programme (Ml/d) input as +ve 2032-33: 0.065245; Gains in Water Available For Use / Savings in Demand under the selected programme (Ml/d) input as +ve 2033-34: 0.072669; Gains in Water Available For Use / Savings in Demand under the selected programme (Ml/d) input as +ve 2034-35: 0.080091; Gains in Water Available For Use / Savings in Demand under the selected programme (Ml/d) input as +ve 2035-36: 0.08751; Gains in Water Available For Use / Savings in Demand under the selected programme (Ml/d) input as +ve 2036-37: 0.094927; Gains in Water Available For Use / Savings in Demand under the selected programme (Ml/d) input as +ve 2037-38: 0.10234; Gains in Water Available For Use / Savings in Demand under the selected programme (Ml/d) input as +ve 2038-39: 0.10975; Gains in Water Available For Use / Savings in Demand under the selected programme (Ml/d) input as +ve 2039-40: 0.11716; Gains in Water Available For Use / Savings in Demand under the selected programme (Ml/d) input as +ve 2040-41: 0.12456; Gains in Water Available For Use / Savings in Demand under the selected programme (Ml/d) input as +ve 2041-42: 0.13195; Gains in Water Available For Use / Savings in Demand under the selected programme (Ml/d) input as +ve 2042-43: 0.13933; Gains in Water Available For Use / Savings in Demand under the selected programme (Ml/d) input as +ve 2043-44: 0.14671; Gains in Water Available For Use / Savings in Demand under the selected programme (Ml/d) input as +ve 2044-45: 0.15408; Gains in Water Available For Use / Savings in Demand under the selected programme (Ml/d) input as +ve 2045-46: 0.16145; Gains in Water Available For Use / Savings in Demand under the selected programme (Ml/d) input as +ve 2046-47: 0.1688; Gains in Water Available For Use / Savings in Demand under the selected programme (Ml/d) input as +ve 2047-48: 0.17615; Gains in Water Available For Use / Savings in Demand under the selected programme (Ml/d) input as +ve 2048-49: 0.18349; Gains in Water Available For Use / Savings in Demand under the selected programme (Ml/d) input as +ve 2049-50: 0.19081
51dF | NHH. NHH PL100 repairs.AWSEXS | NHH. NHH PL100 repairs.AWSEXS | Non-household water audit | Customer Options | N | Ofwat Core | AWSEXS | Ml/d | 2 | Gains in Water Available For Use / Savings in Demand under the selected programme (Ml/d) input as +ve 2019-20: 0; Gains in Water Available For Use / Savings in Demand under the selected programme (Ml/d) input as +ve 2020-21: 0; Gains in Water Available For Use / Savings in Demand under the selected programme (Ml/d) input as +ve 2021-22: 0; Gains in Water Available For Use / Savings in Demand under the selected programme (Ml/d) input as +ve 2022-23: 0; Gains in Water Available For Use / Savings in Demand under the selected programme (Ml/d) input as +ve 2023-24: 0; Gains in Water Available For Use / Savings in Demand under the selected programme (Ml/d) input as +ve 2024-25: 0; Gains in Water Available For Use / Savings in Demand under the selected programme (Ml/d) input as +ve 2025-26: 0.010181; Gains in Water Available For Use / Savings in Demand under the selected programme (Ml/d) input as +ve 2026-27: 0.019469; Gains in Water Available For Use / Savings in Demand under the selected programme (Ml/d) input as +ve 2027-28: 0.02784; Gains in Water Available For Use / Savings in Demand under the selected programme (Ml/d) input as +ve 2028-29: 0.035535; Gains in Water Available For Use / Savings in Demand under the selected programme (Ml/d) input as +ve 2029-30: 0.042967; Gains in Water Available For Use / Savings in Demand under the selected programme (Ml/d) input as +ve 2030-31: 0.050395; Gains in Water Available For Use / Savings in Demand under the selected programme (Ml/d) input as +ve 2031-32: 0.057821; Gains in Water Available For Use / Savings in Demand under the selected programme (Ml/d) input as +ve 2032-33: 0.065245; Gains in Water Available For Use / Savings in Demand under the selected programme (Ml/d) input as +ve 2033-34: 0.072669; Gains in Water Available For Use / Savings in Demand under the selected programme (Ml/d) input as +ve 2034-35: 0.080091; Gains in Water Available For Use / Savings in Demand under the selected programme (Ml/d) input as +ve 2035-36: 0.08751; Gains in Water Available For Use / Savings in Demand under the selected programme (Ml/d) input as +ve 2036-37: 0.094927; Gains in Water Available For Use / Savings in Demand under the selected programme (Ml/d) input as +ve 2037-38: 0.10234; Gains in Water Available For Use / Savings in Demand under the selected programme (Ml/d) input as +ve 2038-39: 0.10975; Gains in Water Available For Use / Savings in Demand under the selected programme (Ml/d) input as +ve 2039-40: 0.11716; Gains in Water Available For Use / Savings in Demand under the selected programme (Ml/d) input as +ve 2040-41: 0.12456; Gains in Water Available For Use / Savings in Demand under the selected programme (Ml/d) input as +ve 2041-42: 0.13195; Gains in Water Available For Use / Savings in Demand under the selected programme (Ml/d) input as +ve 2042-43: 0.13933; Gains in Water Available For Use / Savings in Demand under the selected programme (Ml/d) input as +ve 2043-44: 0.14671; Gains in Water Available For Use / Savings in Demand under the selected programme (Ml/d) input as +ve 2044-45: 0.15408; Gains in Water Available For Use / Savings in Demand under the selected programme (Ml/d) input as +ve 2045-46: 0.16145; Gains in Water Available For Use / Savings in Demand under the selected programme (Ml/d) input as +ve 2046-47: 0.1688; Gains in Water Available For Use / Savings in Demand under the selected programme (Ml/d) input as +ve 2047-48: 0.17615; Gains in Water Available For Use / Savings in Demand under the selected programme (Ml/d) input as +ve 2048-49: 0.18349; Gains in Water Available For Use / Savings in Demand under the selected programme (Ml/d) input as +ve 2049-50: 0.19081
51dP | NHH. NHH PL100 repairs.AWSEXS | NHH. NHH PL100 repairs.AWSEXS | Non-household water audit | Customer Options | N | Preferred | AWSEXS | Ml/d | 2 | Gains in Water Available For Use / Savings in Demand under the selected programme (Ml/d) input as +ve 2019-20: 0; Gains in Water Available For Use / Savings in Demand under the selected programme (Ml/d) input as +ve 2020-21: 0; Gains in Water Available For Use / Savings in Demand under the selected programme (Ml/d) input as +ve 2021-22: 0; Gains in Water Available For Use / Savings in Demand under the selected programme (Ml/d) input as +ve 2022-23: 0; Gains in Water Available For Use / Savings in Demand under the selected programme (Ml/d) input as +ve 2023-24: 0; Gains in Water Available For Use / Savings in Demand under the selected programme (Ml/d) input as +ve 2024-25: 0; Gains in Water Available For Use / Savings in Demand under the selected programme (Ml/d) input as +ve 2025-26: 0.010181; Gains in Water Available For Use / Savings in Demand under the selected programme (Ml/d) input as +ve 2026-27: 0.019469; Gains in Water Available For Use / Savings in Demand under the selected programme (Ml/d) input as +ve 2027-28: 0.02784; Gains in Water Available For Use / Savings in Demand under the selected programme (Ml/d) input as +ve 2028-29: 0.035535; Gains in Water Available For Use / Savings in Demand under the selected programme (Ml/d) input as +ve 2029-30: 0.042967; Gains in Water Available For Use / Savings in Demand under the selected programme (Ml/d) input as +ve 2030-31: 0.050395; Gains in Water Available For Use / Savings in Demand under the selected programme (Ml/d) input as +ve 2031-32: 0.057821; Gains in Water Available For Use / Savings in Demand under the selected programme (Ml/d) input as +ve 2032-33: 0.065245; Gains in Water Available For Use / Savings in Demand under the selected programme (Ml/d) input as +ve 2033-34: 0.072669; Gains in Water Available For Use / Savings in Demand under the selected programme (Ml/d) input as +ve 2034-35: 0.080091; Gains in Water Available For Use / Savings in Demand under the selected programme (Ml/d) input as +ve 2035-36: 0.08751; Gains in Water Available For Use / Savings in Demand under the selected programme (Ml/d) input as +ve 2036-37: 0.094927; Gains in Water Available For Use / Savings in Demand under the selected programme (Ml/d) input as +ve 2037-38: 0.10234; Gains in Water Available For Use / Savings in Demand under the selected programme (Ml/d) input as +ve 2038-39: 0.10975; Gains in Water Available For Use / Savings in Demand under the selected programme (Ml/d) input as +ve 2039-40: 0.11716; Gains in Water Available For Use / Savings in Demand under the selected programme (Ml/d) input as +ve 2040-41: 0.12456; Gains in Water Available For Use / Savings in Demand under the selected programme (Ml/d) input as +ve 2041-42: 0.13195; Gains in Water Available For Use / Savings in Demand under the selected programme (Ml/d) input as +ve 2042-43: 0.13933; Gains in Water Available For Use / Savings in Demand under the selected programme (Ml/d) input as +ve 2043-44: 0.14671; Gains in Water Available For Use / Savings in Demand under the selected programme (Ml/d) input as +ve 2044-45: 0.15408; Gains in Water Available For Use / Savings in Demand under the selected programme (Ml/d) input as +ve 2045-46: 0.16145; Gains in Water Available For Use / Savings in Demand under the selected programme (Ml/d) input as +ve 2046-47: 0.1688; Gains in Water Available For Use / Savings in Demand under the selected programme (Ml/d) input as +ve 2047-48: 0.17615; Gains in Water Available For Use / Savings in Demand under the selected programme (Ml/d) input as +ve 2048-49: 0.18349; Gains in Water Available For Use / Savings in Demand under the selected programme (Ml/d) input as +ve 2049-50: 0.19081
51dF | NHH. WEF Visit Lower.AWSEXS | NHH. WEF Visit Lower.AWSEXS | Non-household water audit | Customer Options | N | Least Cost | AWSEXS | Ml/d | 2 | Gains in Water Available For Use / Savings in Demand under the selected programme (Ml/d) input as +ve 2019-20: 0; Gains in Water Available For Use / Savings in Demand under the selected programme (Ml/d) input as +ve 2020-21: 0; Gains in Water Available For Use / Savings in Demand under the selected programme (Ml/d) input as +ve 2021-22: 0; Gains in Water Available For Use / Savings in Demand under the selected programme (Ml/d) input as +ve 2022-23: 0; Gains in Water Available For Use / Savings in Demand under the selected programme (Ml/d) input as +ve 2023-24: 0; Gains in Water Available For Use / Savings in Demand under the selected programme (Ml/d) input as +ve 2024-25: 0; Gains in Water Available For Use / Savings in Demand under the selected programme (Ml/d) input as +ve 2025-26: 0.024461; Gains in Water Available For Use / Savings in Demand under the selected programme (Ml/d) input as +ve 2026-27: 0.046776; Gains in Water Available For Use / Savings in Demand under the selected programme (Ml/d) input as +ve 2027-28: 0.066888; Gains in Water Available For Use / Savings in Demand under the selected programme (Ml/d) input as +ve 2028-29: 0.085378; Gains in Water Available For Use / Savings in Demand under the selected programme (Ml/d) input as +ve 2029-30: 0.10323; Gains in Water Available For Use / Savings in Demand under the selected programme (Ml/d) input as +ve 2030-31: 0.12108; Gains in Water Available For Use / Savings in Demand under the selected programme (Ml/d) input as +ve 2031-32: 0.13892; Gains in Water Available For Use / Savings in Demand under the selected programme (Ml/d) input as +ve 2032-33: 0.15676; Gains in Water Available For Use / Savings in Demand under the selected programme (Ml/d) input as +ve 2033-34: 0.1746; Gains in Water Available For Use / Savings in Demand under the selected programme (Ml/d) input as +ve 2034-35: 0.19243; Gains in Water Available For Use / Savings in Demand under the selected programme (Ml/d) input as +ve 2035-36: 0.21025; Gains in Water Available For Use / Savings in Demand under the selected programme (Ml/d) input as +ve 2036-37: 0.22807; Gains in Water Available For Use / Savings in Demand under the selected programme (Ml/d) input as +ve 2037-38: 0.24588; Gains in Water Available For Use / Savings in Demand under the selected programme (Ml/d) input as +ve 2038-39: 0.26369; Gains in Water Available For Use / Savings in Demand under the selected programme (Ml/d) input as +ve 2039-40: 0.28148; Gains in Water Available For Use / Savings in Demand under the selected programme (Ml/d) input as +ve 2040-41: 0.29926; Gains in Water Available For Use / Savings in Demand under the selected programme (Ml/d) input as +ve 2041-42: 0.31702; Gains in Water Available For Use / Savings in Demand under the selected programme (Ml/d) input as +ve 2042-43: 0.33477; Gains in Water Available For Use / Savings in Demand under the selected programme (Ml/d) input as +ve 2043-44: 0.3525; Gains in Water Available For Use / Savings in Demand under the selected programme (Ml/d) input as +ve 2044-45: 0.37021; Gains in Water Available For Use / Savings in Demand under the selected programme (Ml/d) input as +ve 2045-46: 0.3879; Gains in Water Available For Use / Savings in Demand under the selected programme (Ml/d) input as +ve 2046-47: 0.40557; Gains in Water Available For Use / Savings in Demand under the selected programme (Ml/d) input as +ve 2047-48: 0.42322; Gains in Water Available For Use / Savings in Demand under the selected programme (Ml/d) input as +ve 2048-49: 0.44085; Gains in Water Available For Use / Savings in Demand under the selected programme (Ml/d) input as +ve 2049-50: 0.45845
51dF | NHH. WEF Visit Lower.AWSEXS | NHH. WEF Visit Lower.AWSEXS | Non-household water audit | Customer Options | N | Ofwat Core | AWSEXS | Ml/d | 2 | Gains in Water Available For Use / Savings in Demand under the selected programme (Ml/d) input as +ve 2019-20: 0; Gains in Water Available For Use / Savings in Demand under the selected programme (Ml/d) input as +ve 2020-21: 0; Gains in Water Available For Use / Savings in Demand under the selected programme (Ml/d) input as +ve 2021-22: 0; Gains in Water Available For Use / Savings in Demand under the selected programme (Ml/d) input as +ve 2022-23: 0; Gains in Water Available For Use / Savings in Demand under the selected programme (Ml/d) input as +ve 2023-24: 0; Gains in Water Available For Use / Savings in Demand under the selected programme (Ml/d) input as +ve 2024-25: 0; Gains in Water Available For Use / Savings in Demand under the selected programme (Ml/d) input as +ve 2025-26: 0.024461; Gains in Water Available For Use / Savings in Demand under the selected programme (Ml/d) input as +ve 2026-27: 0.046776; Gains in Water Available For Use / Savings in Demand under the selected programme (Ml/d) input as +ve 2027-28: 0.066888; Gains in Water Available For Use / Savings in Demand under the selected programme (Ml/d) input as +ve 2028-29: 0.085378; Gains in Water Available For Use / Savings in Demand under the selected programme (Ml/d) input as +ve 2029-30: 0.10323; Gains in Water Available For Use / Savings in Demand under the selected programme (Ml/d) input as +ve 2030-31: 0.12108; Gains in Water Available For Use / Savings in Demand under the selected programme (Ml/d) input as +ve 2031-32: 0.13892; Gains in Water Available For Use / Savings in Demand under the selected programme (Ml/d) input as +ve 2032-33: 0.15676; Gains in Water Available For Use / Savings in Demand under the selected programme (Ml/d) input as +ve 2033-34: 0.1746; Gains in Water Available For Use / Savings in Demand under the selected programme (Ml/d) input as +ve 2034-35: 0.19243; Gains in Water Available For Use / Savings in Demand under the selected programme (Ml/d) input as +ve 2035-36: 0.21025; Gains in Water Available For Use / Savings in Demand under the selected programme (Ml/d) input as +ve 2036-37: 0.22807; Gains in Water Available For Use / Savings in Demand under the selected programme (Ml/d) input as +ve 2037-38: 0.24588; Gains in Water Available For Use / Savings in Demand under the selected programme (Ml/d) input as +ve 2038-39: 0.26369; Gains in Water Available For Use / Savings in Demand under the selected programme (Ml/d) input as +ve 2039-40: 0.28148; Gains in Water Available For Use / Savings in Demand under the selected programme (Ml/d) input as +ve 2040-41: 0.29926; Gains in Water Available For Use / Savings in Demand under the selected programme (Ml/d) input as +ve 2041-42: 0.31702; Gains in Water Available For Use / Savings in Demand under the selected programme (Ml/d) input as +ve 2042-43: 0.33477; Gains in Water Available For Use / Savings in Demand under the selected programme (Ml/d) input as +ve 2043-44: 0.3525; Gains in Water Available For Use / Savings in Demand under the selected programme (Ml/d) input as +ve 2044-45: 0.37021; Gains in Water Available For Use / Savings in Demand under the selected programme (Ml/d) input as +ve 2045-46: 0.3879; Gains in Water Available For Use / Savings in Demand under the selected programme (Ml/d) input as +ve 2046-47: 0.40557; Gains in Water Available For Use / Savings in Demand under the selected programme (Ml/d) input as +ve 2047-48: 0.42322; Gains in Water Available For Use / Savings in Demand under the selected programme (Ml/d) input as +ve 2048-49: 0.44085; Gains in Water Available For Use / Savings in Demand under the selected programme (Ml/d) input as +ve 2049-50: 0.45845
51dP | NHH. WEF Visit Lower.AWSEXS | NHH. WEF Visit Lower.AWSEXS | Non-household water audit | Customer Options | N | Preferred | AWSEXS | Ml/d | 2 | Gains in Water Available For Use / Savings in Demand under the selected programme (Ml/d) input as +ve 2019-20: 0; Gains in Water Available For Use / Savings in Demand under the selected programme (Ml/d) input as +ve 2020-21: 0; Gains in Water Available For Use / Savings in Demand under the selected programme (Ml/d) input as +ve 2021-22: 0; Gains in Water Available For Use / Savings in Demand under the selected programme (Ml/d) input as +ve 2022-23: 0; Gains in Water Available For Use / Savings in Demand under the selected programme (Ml/d) input as +ve 2023-24: 0; Gains in Water Available For Use / Savings in Demand under the selected programme (Ml/d) input as +ve 2024-25: 0; Gains in Water Available For Use / Savings in Demand under the selected programme (Ml/d) input as +ve 2025-26: 0.024461; Gains in Water Available For Use / Savings in Demand under the selected programme (Ml/d) input as +ve 2026-27: 0.046776; Gains in Water Available For Use / Savings in Demand under the selected programme (Ml/d) input as +ve 2027-28: 0.066888; Gains in Water Available For Use / Savings in Demand under the selected programme (Ml/d) input as +ve 2028-29: 0.085378; Gains in Water Available For Use / Savings in Demand under the selected programme (Ml/d) input as +ve 2029-30: 0.10323; Gains in Water Available For Use / Savings in Demand under the selected programme (Ml/d) input as +ve 2030-31: 0.12108; Gains in Water Available For Use / Savings in Demand under the selected programme (Ml/d) input as +ve 2031-32: 0.13892; Gains in Water Available For Use / Savings in Demand under the selected programme (Ml/d) input as +ve 2032-33: 0.15676; Gains in Water Available For Use / Savings in Demand under the selected programme (Ml/d) input as +ve 2033-34: 0.1746; Gains in Water Available For Use / Savings in Demand under the selected programme (Ml/d) input as +ve 2034-35: 0.19243; Gains in Water Available For Use / Savings in Demand under the selected programme (Ml/d) input as +ve 2035-36: 0.21025; Gains in Water Available For Use / Savings in Demand under the selected programme (Ml/d) input as +ve 2036-37: 0.22807; Gains in Water Available For Use / Savings in Demand under the selected programme (Ml/d) input as +ve 2037-38: 0.24588; Gains in Water Available For Use / Savings in Demand under the selected programme (Ml/d) input as +ve 2038-39: 0.26369; Gains in Water Available For Use / Savings in Demand under the selected programme (Ml/d) input as +ve 2039-40: 0.28148; Gains in Water Available For Use / Savings in Demand under the selected programme (Ml/d) input as +ve 2040-41: 0.29926; Gains in Water Available For Use / Savings in Demand under the selected programme (Ml/d) input as +ve 2041-42: 0.31702; Gains in Water Available For Use / Savings in Demand under the selected programme (Ml/d) input as +ve 2042-43: 0.33477; Gains in Water Available For Use / Savings in Demand under the selected programme (Ml/d) input as +ve 2043-44: 0.3525; Gains in Water Available For Use / Savings in Demand under the selected programme (Ml/d) input as +ve 2044-45: 0.37021; Gains in Water Available For Use / Savings in Demand under the selected programme (Ml/d) input as +ve 2045-46: 0.3879; Gains in Water Available For Use / Savings in Demand under the selected programme (Ml/d) input as +ve 2046-47: 0.40557; Gains in Water Available For Use / Savings in Demand under the selected programme (Ml/d) input as +ve 2047-48: 0.42322; Gains in Water Available For Use / Savings in Demand under the selected programme (Ml/d) input as +ve 2048-49: 0.44085; Gains in Water Available For Use / Savings in Demand under the selected programme (Ml/d) input as +ve 2049-50: 0.45845
51dF | NHH. WEF Visit Super High.AWSEXS | NHH. WEF Visit Super High.AWSEXS | Non-household water audit | Customer Options | N | Least Cost | AWSEXS | Ml/d | 2 | Gains in Water Available For Use / Savings in Demand under the selected programme (Ml/d) input as +ve 2019-20: 0; Gains in Water Available For Use / Savings in Demand under the selected programme (Ml/d) input as +ve 2020-21: 0; Gains in Water Available For Use / Savings in Demand under the selected programme (Ml/d) input as +ve 2021-22: 0; Gains in Water Available For Use / Savings in Demand under the selected programme (Ml/d) input as +ve 2022-23: 0; Gains in Water Available For Use / Savings in Demand under the selected programme (Ml/d) input as +ve 2023-24: 0; Gains in Water Available For Use / Savings in Demand under the selected programme (Ml/d) input as +ve 2024-25: 0; Gains in Water Available For Use / Savings in Demand under the selected programme (Ml/d) input as +ve 2025-26: 0.025179; Gains in Water Available For Use / Savings in Demand under the selected programme (Ml/d) input as +ve 2026-27: 0.04815; Gains in Water Available For Use / Savings in Demand under the selected programme (Ml/d) input as +ve 2027-28: 0.068853; Gains in Water Available For Use / Savings in Demand under the selected programme (Ml/d) input as +ve 2028-29: 0.087885; Gains in Water Available For Use / Savings in Demand under the selected programme (Ml/d) input as +ve 2029-30: 0.10626; Gains in Water Available For Use / Savings in Demand under the selected programme (Ml/d) input as +ve 2030-31: 0.12463; Gains in Water Available For Use / Savings in Demand under the selected programme (Ml/d) input as +ve 2031-32: 0.143; Gains in Water Available For Use / Savings in Demand under the selected programme (Ml/d) input as +ve 2032-33: 0.16136; Gains in Water Available For Use / Savings in Demand under the selected programme (Ml/d) input as +ve 2033-34: 0.17972; Gains in Water Available For Use / Savings in Demand under the selected programme (Ml/d) input as +ve 2034-35: 0.19808; Gains in Water Available For Use / Savings in Demand under the selected programme (Ml/d) input as +ve 2035-36: 0.21643; Gains in Water Available For Use / Savings in Demand under the selected programme (Ml/d) input as +ve 2036-37: 0.23477; Gains in Water Available For Use / Savings in Demand under the selected programme (Ml/d) input as +ve 2037-38: 0.2531; Gains in Water Available For Use / Savings in Demand under the selected programme (Ml/d) input as +ve 2038-39: 0.27143; Gains in Water Available For Use / Savings in Demand under the selected programme (Ml/d) input as +ve 2039-40: 0.28975; Gains in Water Available For Use / Savings in Demand under the selected programme (Ml/d) input as +ve 2040-41: 0.30805; Gains in Water Available For Use / Savings in Demand under the selected programme (Ml/d) input as +ve 2041-42: 0.32633; Gains in Water Available For Use / Savings in Demand under the selected programme (Ml/d) input as +ve 2042-43: 0.3446; Gains in Water Available For Use / Savings in Demand under the selected programme (Ml/d) input as +ve 2043-44: 0.36285; Gains in Water Available For Use / Savings in Demand under the selected programme (Ml/d) input as +ve 2044-45: 0.38108; Gains in Water Available For Use / Savings in Demand under the selected programme (Ml/d) input as +ve 2045-46: 0.39929; Gains in Water Available For Use / Savings in Demand under the selected programme (Ml/d) input as +ve 2046-47: 0.41748; Gains in Water Available For Use / Savings in Demand under the selected programme (Ml/d) input as +ve 2047-48: 0.43565; Gains in Water Available For Use / Savings in Demand under the selected programme (Ml/d) input as +ve 2048-49: 0.45379; Gains in Water Available For Use / Savings in Demand under the selected programme (Ml/d) input as +ve 2049-50: 0.47191
51dF | NHH. WEF Visit Super High.AWSEXS | NHH. WEF Visit Super High.AWSEXS | Non-household water audit | Customer Options | N | Ofwat Core | AWSEXS | Ml/d | 2 | Gains in Water Available For Use / Savings in Demand under the selected programme (Ml/d) input as +ve 2019-20: 0; Gains in Water Available For Use / Savings in Demand under the selected programme (Ml/d) input as +ve 2020-21: 0; Gains in Water Available For Use / Savings in Demand under the selected programme (Ml/d) input as +ve 2021-22: 0; Gains in Water Available For Use / Savings in Demand under the selected programme (Ml/d) input as +ve 2022-23: 0; Gains in Water Available For Use / Savings in Demand under the selected programme (Ml/d) input as +ve 2023-24: 0; Gains in Water Available For Use / Savings in Demand under the selected programme (Ml/d) input as +ve 2024-25: 0; Gains in Water Available For Use / Savings in Demand under the selected programme (Ml/d) input as +ve 2025-26: 0.025179; Gains in Water Available For Use / Savings in Demand under the selected programme (Ml/d) input as +ve 2026-27: 0.04815; Gains in Water Available For Use / Savings in Demand under the selected programme (Ml/d) input as +ve 2027-28: 0.068853; Gains in Water Available For Use / Savings in Demand under the selected programme (Ml/d) input as +ve 2028-29: 0.087885; Gains in Water Available For Use / Savings in Demand under the selected programme (Ml/d) input as +ve 2029-30: 0.10626; Gains in Water Available For Use / Savings in Demand under the selected programme (Ml/d) input as +ve 2030-31: 0.12463; Gains in Water Available For Use / Savings in Demand under the selected programme (Ml/d) input as +ve 2031-32: 0.143; Gains in Water Available For Use / Savings in Demand under the selected programme (Ml/d) input as +ve 2032-33: 0.16136; Gains in Water Available For Use / Savings in Demand under the selected programme (Ml/d) input as +ve 2033-34: 0.17972; Gains in Water Available For Use / Savings in Demand under the selected programme (Ml/d) input as +ve 2034-35: 0.19808; Gains in Water Available For Use / Savings in Demand under the selected programme (Ml/d) input as +ve 2035-36: 0.21643; Gains in Water Available For Use / Savings in Demand under the selected programme (Ml/d) input as +ve 2036-37: 0.23477; Gains in Water Available For Use / Savings in Demand under the selected programme (Ml/d) input as +ve 2037-38: 0.2531; Gains in Water Available For Use / Savings in Demand under the selected programme (Ml/d) input as +ve 2038-39: 0.27143; Gains in Water Available For Use / Savings in Demand under the selected programme (Ml/d) input as +ve 2039-40: 0.28975; Gains in Water Available For Use / Savings in Demand under the selected programme (Ml/d) input as +ve 2040-41: 0.30805; Gains in Water Available For Use / Savings in Demand under the selected programme (Ml/d) input as +ve 2041-42: 0.32633; Gains in Water Available For Use / Savings in Demand under the selected programme (Ml/d) input as +ve 2042-43: 0.3446; Gains in Water Available For Use / Savings in Demand under the selected programme (Ml/d) input as +ve 2043-44: 0.36285; Gains in Water Available For Use / Savings in Demand under the selected programme (Ml/d) input as +ve 2044-45: 0.38108; Gains in Water Available For Use / Savings in Demand under the selected programme (Ml/d) input as +ve 2045-46: 0.39929; Gains in Water Available For Use / Savings in Demand under the selected programme (Ml/d) input as +ve 2046-47: 0.41748; Gains in Water Available For Use / Savings in Demand under the selected programme (Ml/d) input as +ve 2047-48: 0.43565; Gains in Water Available For Use / Savings in Demand under the selected programme (Ml/d) input as +ve 2048-49: 0.45379; Gains in Water Available For Use / Savings in Demand under the selected programme (Ml/d) input as +ve 2049-50: 0.47191
51dP | NHH. WEF Visit Super High.AWSEXS | NHH. WEF Visit Super High.AWSEXS | Non-household water audit | Customer Options | N | Preferred | AWSEXS | Ml/d | 2 | Gains in Water Available For Use / Savings in Demand under the selected programme (Ml/d) input as +ve 2019-20: 0; Gains in Water Available For Use / Savings in Demand under the selected programme (Ml/d) input as +ve 2020-21: 0; Gains in Water Available For Use / Savings in Demand under the selected programme (Ml/d) input as +ve 2021-22: 0; Gains in Water Available For Use / Savings in Demand under the selected programme (Ml/d) input as +ve 2022-23: 0; Gains in Water Available For Use / Savings in Demand under the selected programme (Ml/d) input as +ve 2023-24: 0; Gains in Water Available For Use / Savings in Demand under the selected programme (Ml/d) input as +ve 2024-25: 0; Gains in Water Available For Use / Savings in Demand under the selected programme (Ml/d) input as +ve 2025-26: 0.025179; Gains in Water Available For Use / Savings in Demand under the selected programme (Ml/d) input as +ve 2026-27: 0.04815; Gains in Water Available For Use / Savings in Demand under the selected programme (Ml/d) input as +ve 2027-28: 0.068853; Gains in Water Available For Use / Savings in Demand under the selected programme (Ml/d) input as +ve 2028-29: 0.087885; Gains in Water Available For Use / Savings in Demand under the selected programme (Ml/d) input as +ve 2029-30: 0.10626; Gains in Water Available For Use / Savings in Demand under the selected programme (Ml/d) input as +ve 2030-31: 0.12463; Gains in Water Available For Use / Savings in Demand under the selected programme (Ml/d) input as +ve 2031-32: 0.143; Gains in Water Available For Use / Savings in Demand under the selected programme (Ml/d) input as +ve 2032-33: 0.16136; Gains in Water Available For Use / Savings in Demand under the selected programme (Ml/d) input as +ve 2033-34: 0.17972; Gains in Water Available For Use / Savings in Demand under the selected programme (Ml/d) input as +ve 2034-35: 0.19808; Gains in Water Available For Use / Savings in Demand under the selected programme (Ml/d) input as +ve 2035-36: 0.21643; Gains in Water Available For Use / Savings in Demand under the selected programme (Ml/d) input as +ve 2036-37: 0.23477; Gains in Water Available For Use / Savings in Demand under the selected programme (Ml/d) input as +ve 2037-38: 0.2531; Gains in Water Available For Use / Savings in Demand under the selected programme (Ml/d) input as +ve 2038-39: 0.27143; Gains in Water Available For Use / Savings in Demand under the selected programme (Ml/d) input as +ve 2039-40: 0.28975; Gains in Water Available For Use / Savings in Demand under the selected programme (Ml/d) input as +ve 2040-41: 0.30805; Gains in Water Available For Use / Savings in Demand under the selected programme (Ml/d) input as +ve 2041-42: 0.32633; Gains in Water Available For Use / Savings in Demand under the selected programme (Ml/d) input as +ve 2042-43: 0.3446; Gains in Water Available For Use / Savings in Demand under the selected programme (Ml/d) input as +ve 2043-44: 0.36285; Gains in Water Available For Use / Savings in Demand under the selected programme (Ml/d) input as +ve 2044-45: 0.38108; Gains in Water Available For Use / Savings in Demand under the selected programme (Ml/d) input as +ve 2045-46: 0.39929; Gains in Water Available For Use / Savings in Demand under the selected programme (Ml/d) input as +ve 2046-47: 0.41748; Gains in Water Available For Use / Savings in Demand under the selected programme (Ml/d) input as +ve 2047-48: 0.43565; Gains in Water Available For Use / Savings in Demand under the selected programme (Ml/d) input as +ve 2048-49: 0.45379; Gains in Water Available For Use / Savings in Demand under the selected programme (Ml/d) input as +ve 2049-50: 0.47191
51dF | NHH. WEF Visit Upper.AWSEXS | NHH. WEF Visit Upper.AWSEXS | Non-household water audit | Customer Options | N | Least Cost | AWSEXS | Ml/d | 2 | Gains in Water Available For Use / Savings in Demand under the selected programme (Ml/d) input as +ve 2019-20: 0; Gains in Water Available For Use / Savings in Demand under the selected programme (Ml/d) input as +ve 2020-21: 0; Gains in Water Available For Use / Savings in Demand under the selected programme (Ml/d) input as +ve 2021-22: 0; Gains in Water Available For Use / Savings in Demand under the selected programme (Ml/d) input as +ve 2022-23: 0; Gains in Water Available For Use / Savings in Demand under the selected programme (Ml/d) input as +ve 2023-24: 0; Gains in Water Available For Use / Savings in Demand under the selected programme (Ml/d) input as +ve 2024-25: 0; Gains in Water Available For Use / Savings in Demand under the selected programme (Ml/d) input as +ve 2025-26: 0.013213; Gains in Water Available For Use / Savings in Demand under the selected programme (Ml/d) input as +ve 2026-27: 0.025267; Gains in Water Available For Use / Savings in Demand under the selected programme (Ml/d) input as +ve 2027-28: 0.036131; Gains in Water Available For Use / Savings in Demand under the selected programme (Ml/d) input as +ve 2028-29: 0.046119; Gains in Water Available For Use / Savings in Demand under the selected programme (Ml/d) input as +ve 2029-30: 0.055764; Gains in Water Available For Use / Savings in Demand under the selected programme (Ml/d) input as +ve 2030-31: 0.065404; Gains in Water Available For Use / Savings in Demand under the selected programme (Ml/d) input as +ve 2031-32: 0.075041; Gains in Water Available For Use / Savings in Demand under the selected programme (Ml/d) input as +ve 2032-33: 0.084677; Gains in Water Available For Use / Savings in Demand under the selected programme (Ml/d) input as +ve 2033-34: 0.094312; Gains in Water Available For Use / Savings in Demand under the selected programme (Ml/d) input as +ve 2034-35: 0.10394; Gains in Water Available For Use / Savings in Demand under the selected programme (Ml/d) input as +ve 2035-36: 0.11357; Gains in Water Available For Use / Savings in Demand under the selected programme (Ml/d) input as +ve 2036-37: 0.1232; Gains in Water Available For Use / Savings in Demand under the selected programme (Ml/d) input as +ve 2037-38: 0.13282; Gains in Water Available For Use / Savings in Demand under the selected programme (Ml/d) input as +ve 2038-39: 0.14244; Gains in Water Available For Use / Savings in Demand under the selected programme (Ml/d) input as +ve 2039-40: 0.15205; Gains in Water Available For Use / Savings in Demand under the selected programme (Ml/d) input as +ve 2040-41: 0.16165; Gains in Water Available For Use / Savings in Demand under the selected programme (Ml/d) input as +ve 2041-42: 0.17125; Gains in Water Available For Use / Savings in Demand under the selected programme (Ml/d) input as +ve 2042-43: 0.18083; Gains in Water Available For Use / Savings in Demand under the selected programme (Ml/d) input as +ve 2043-44: 0.19041; Gains in Water Available For Use / Savings in Demand under the selected programme (Ml/d) input as +ve 2044-45: 0.19998; Gains in Water Available For Use / Savings in Demand under the selected programme (Ml/d) input as +ve 2045-46: 0.20953; Gains in Water Available For Use / Savings in Demand under the selected programme (Ml/d) input as +ve 2046-47: 0.21908; Gains in Water Available For Use / Savings in Demand under the selected programme (Ml/d) input as +ve 2047-48: 0.22861; Gains in Water Available For Use / Savings in Demand under the selected programme (Ml/d) input as +ve 2048-49: 0.23813; Gains in Water Available For Use / Savings in Demand under the selected programme (Ml/d) input as +ve 2049-50: 0.24764
51dF | NHH. WEF Visit Upper.AWSEXS | NHH. WEF Visit Upper.AWSEXS | Non-household water audit | Customer Options | N | Ofwat Core | AWSEXS | Ml/d | 2 | Gains in Water Available For Use / Savings in Demand under the selected programme (Ml/d) input as +ve 2019-20: 0; Gains in Water Available For Use / Savings in Demand under the selected programme (Ml/d) input as +ve 2020-21: 0; Gains in Water Available For Use / Savings in Demand under the selected programme (Ml/d) input as +ve 2021-22: 0; Gains in Water Available For Use / Savings in Demand under the selected programme (Ml/d) input as +ve 2022-23: 0; Gains in Water Available For Use / Savings in Demand under the selected programme (Ml/d) input as +ve 2023-24: 0; Gains in Water Available For Use / Savings in Demand under the selected programme (Ml/d) input as +ve 2024-25: 0; Gains in Water Available For Use / Savings in Demand under the selected programme (Ml/d) input as +ve 2025-26: 0.013213; Gains in Water Available For Use / Savings in Demand under the selected programme (Ml/d) input as +ve 2026-27: 0.025267; Gains in Water Available For Use / Savings in Demand under the selected programme (Ml/d) input as +ve 2027-28: 0.036131; Gains in Water Available For Use / Savings in Demand under the selected programme (Ml/d) input as +ve 2028-29: 0.046119; Gains in Water Available For Use / Savings in Demand under the selected programme (Ml/d) input as +ve 2029-30: 0.055764; Gains in Water Available For Use / Savings in Demand under the selected programme (Ml/d) input as +ve 2030-31: 0.065404; Gains in Water Available For Use / Savings in Demand under the selected programme (Ml/d) input as +ve 2031-32: 0.075041; Gains in Water Available For Use / Savings in Demand under the selected programme (Ml/d) input as +ve 2032-33: 0.084677; Gains in Water Available For Use / Savings in Demand under the selected programme (Ml/d) input as +ve 2033-34: 0.094312; Gains in Water Available For Use / Savings in Demand under the selected programme (Ml/d) input as +ve 2034-35: 0.10394; Gains in Water Available For Use / Savings in Demand under the selected programme (Ml/d) input as +ve 2035-36: 0.11357; Gains in Water Available For Use / Savings in Demand under the selected programme (Ml/d) input as +ve 2036-37: 0.1232; Gains in Water Available For Use / Savings in Demand under the selected programme (Ml/d) input as +ve 2037-38: 0.13282; Gains in Water Available For Use / Savings in Demand under the selected programme (Ml/d) input as +ve 2038-39: 0.14244; Gains in Water Available For Use / Savings in Demand under the selected programme (Ml/d) input as +ve 2039-40: 0.15205; Gains in Water Available For Use / Savings in Demand under the selected programme (Ml/d) input as +ve 2040-41: 0.16165; Gains in Water Available For Use / Savings in Demand under the selected programme (Ml/d) input as +ve 2041-42: 0.17125; Gains in Water Available For Use / Savings in Demand under the selected programme (Ml/d) input as +ve 2042-43: 0.18083; Gains in Water Available For Use / Savings in Demand under the selected programme (Ml/d) input as +ve 2043-44: 0.19041; Gains in Water Available For Use / Savings in Demand under the selected programme (Ml/d) input as +ve 2044-45: 0.19998; Gains in Water Available For Use / Savings in Demand under the selected programme (Ml/d) input as +ve 2045-46: 0.20953; Gains in Water Available For Use / Savings in Demand under the selected programme (Ml/d) input as +ve 2046-47: 0.21908; Gains in Water Available For Use / Savings in Demand under the selected programme (Ml/d) input as +ve 2047-48: 0.22861; Gains in Water Available For Use / Savings in Demand under the selected programme (Ml/d) input as +ve 2048-49: 0.23813; Gains in Water Available For Use / Savings in Demand under the selected programme (Ml/d) input as +ve 2049-50: 0.24764
51dP | NHH. WEF Visit Upper.AWSEXS | NHH. WEF Visit Upper.AWSEXS | Non-household water audit | Customer Options | N | Preferred | AWSEXS | Ml/d | 2 | Gains in Water Available For Use / Savings in Demand under the selected programme (Ml/d) input as +ve 2019-20: 0; Gains in Water Available For Use / Savings in Demand under the selected programme (Ml/d) input as +ve 2020-21: 0; Gains in Water Available For Use / Savings in Demand under the selected programme (Ml/d) input as +ve 2021-22: 0; Gains in Water Available For Use / Savings in Demand under the selected programme (Ml/d) input as +ve 2022-23: 0; Gains in Water Available For Use / Savings in Demand under the selected programme (Ml/d) input as +ve 2023-24: 0; Gains in Water Available For Use / Savings in Demand under the selected programme (Ml/d) input as +ve 2024-25: 0; Gains in Water Available For Use / Savings in Demand under the selected programme (Ml/d) input as +ve 2025-26: 0.013213; Gains in Water Available For Use / Savings in Demand under the selected programme (Ml/d) input as +ve 2026-27: 0.025267; Gains in Water Available For Use / Savings in Demand under the selected programme (Ml/d) input as +ve 2027-28: 0.036131; Gains in Water Available For Use / Savings in Demand under the selected programme (Ml/d) input as +ve 2028-29: 0.046119; Gains in Water Available For Use / Savings in Demand under the selected programme (Ml/d) input as +ve 2029-30: 0.055764; Gains in Water Available For Use / Savings in Demand under the selected programme (Ml/d) input as +ve 2030-31: 0.065404; Gains in Water Available For Use / Savings in Demand under the selected programme (Ml/d) input as +ve 2031-32: 0.075041; Gains in Water Available For Use / Savings in Demand under the selected programme (Ml/d) input as +ve 2032-33: 0.084677; Gains in Water Available For Use / Savings in Demand under the selected programme (Ml/d) input as +ve 2033-34: 0.094312; Gains in Water Available For Use / Savings in Demand under the selected programme (Ml/d) input as +ve 2034-35: 0.10394; Gains in Water Available For Use / Savings in Demand under the selected programme (Ml/d) input as +ve 2035-36: 0.11357; Gains in Water Available For Use / Savings in Demand under the selected programme (Ml/d) input as +ve 2036-37: 0.1232; Gains in Water Available For Use / Savings in Demand under the selected programme (Ml/d) input as +ve 2037-38: 0.13282; Gains in Water Available For Use / Savings in Demand under the selected programme (Ml/d) input as +ve 2038-39: 0.14244; Gains in Water Available For Use / Savings in Demand under the selected programme (Ml/d) input as +ve 2039-40: 0.15205; Gains in Water Available For Use / Savings in Demand under the selected programme (Ml/d) input as +ve 2040-41: 0.16165; Gains in Water Available For Use / Savings in Demand under the selected programme (Ml/d) input as +ve 2041-42: 0.17125; Gains in Water Available For Use / Savings in Demand under the selected programme (Ml/d) input as +ve 2042-43: 0.18083; Gains in Water Available For Use / Savings in Demand under the selected programme (Ml/d) input as +ve 2043-44: 0.19041; Gains in Water Available For Use / Savings in Demand under the selected programme (Ml/d) input as +ve 2044-45: 0.19998; Gains in Water Available For Use / Savings in Demand under the selected programme (Ml/d) input as +ve 2045-46: 0.20953; Gains in Water Available For Use / Savings in Demand under the selected programme (Ml/d) input as +ve 2046-47: 0.21908; Gains in Water Available For Use / Savings in Demand under the selected programme (Ml/d) input as +ve 2047-48: 0.22861; Gains in Water Available For Use / Savings in Demand under the selected programme (Ml/d) input as +ve 2048-49: 0.23813; Gains in Water Available For Use / Savings in Demand under the selected programme (Ml/d) input as +ve 2049-50: 0.24764
51dF | Smart Metering.AWSEXS | Smart Metering.AWSEXS | Metering other selective | Customer Options | N | Least Cost | AWSEXS | Ml/d | 2 | Gains in Water Available For Use / Savings in Demand under the selected programme (Ml/d) input as +ve 2019-20: 0; Gains in Water Available For Use / Savings in Demand under the selected programme (Ml/d) input as +ve 2020-21: 0; Gains in Water Available For Use / Savings in Demand under the selected programme (Ml/d) input as +ve 2021-22: 0; Gains in Water Available For Use / Savings in Demand under the selected programme (Ml/d) input as +ve 2022-23: 0; Gains in Water Available For Use / Savings in Demand under the selected programme (Ml/d) input as +ve 2023-24: 0; Gains in Water Available For Use / Savings in Demand under the selected programme (Ml/d) input as +ve 2024-25: 0; Gains in Water Available For Use / Savings in Demand under the selected programme (Ml/d) input as +ve 2025-26: 0.024783; Gains in Water Available For Use / Savings in Demand under the selected programme (Ml/d) input as +ve 2026-27: 0.05194; Gains in Water Available For Use / Savings in Demand under the selected programme (Ml/d) input as +ve 2027-28: 0.082576; Gains in Water Available For Use / Savings in Demand under the selected programme (Ml/d) input as +ve 2028-29: 0.11585; Gains in Water Available For Use / Savings in Demand under the selected programme (Ml/d) input as +ve 2029-30: 0.15174; Gains in Water Available For Use / Savings in Demand under the selected programme (Ml/d) input as +ve 2030-31: 0.19135; Gains in Water Available For Use / Savings in Demand under the selected programme (Ml/d) input as +ve 2031-32: 0.23483; Gains in Water Available For Use / Savings in Demand under the selected programme (Ml/d) input as +ve 2032-33: 0.26416; Gains in Water Available For Use / Savings in Demand under the selected programme (Ml/d) input as +ve 2033-34: 0.29007; Gains in Water Available For Use / Savings in Demand under the selected programme (Ml/d) input as +ve 2034-35: 0.31545; Gains in Water Available For Use / Savings in Demand under the selected programme (Ml/d) input as +ve 2035-36: 0.34035; Gains in Water Available For Use / Savings in Demand under the selected programme (Ml/d) input as +ve 2036-37: 0.36477; Gains in Water Available For Use / Savings in Demand under the selected programme (Ml/d) input as +ve 2037-38: 0.38871; Gains in Water Available For Use / Savings in Demand under the selected programme (Ml/d) input as +ve 2038-39: 0.41215; Gains in Water Available For Use / Savings in Demand under the selected programme (Ml/d) input as +ve 2039-40: 0.43512; Gains in Water Available For Use / Savings in Demand under the selected programme (Ml/d) input as +ve 2040-41: 0.45767; Gains in Water Available For Use / Savings in Demand under the selected programme (Ml/d) input as +ve 2041-42: 0.47983; Gains in Water Available For Use / Savings in Demand under the selected programme (Ml/d) input as +ve 2042-43: 0.50155; Gains in Water Available For Use / Savings in Demand under the selected programme (Ml/d) input as +ve 2043-44: 0.52284; Gains in Water Available For Use / Savings in Demand under the selected programme (Ml/d) input as +ve 2044-45: 0.54374; Gains in Water Available For Use / Savings in Demand under the selected programme (Ml/d) input as +ve 2045-46: 0.56178; Gains in Water Available For Use / Savings in Demand under the selected programme (Ml/d) input as +ve 2046-47: 0.57951; Gains in Water Available For Use / Savings in Demand under the selected programme (Ml/d) input as +ve 2047-48: 0.59699; Gains in Water Available For Use / Savings in Demand under the selected programme (Ml/d) input as +ve 2048-49: 0.61417; Gains in Water Available For Use / Savings in Demand under the selected programme (Ml/d) input as +ve 2049-50: 0.62997
51dF | Smart Metering.AWSEXS | Smart Metering.AWSEXS | Metering other selective | Customer Options | N | Ofwat Core | AWSEXS | Ml/d | 2 | Gains in Water Available For Use / Savings in Demand under the selected programme (Ml/d) input as +ve 2019-20: 0; Gains in Water Available For Use / Savings in Demand under the selected programme (Ml/d) input as +ve 2020-21: 0; Gains in Water Available For Use / Savings in Demand under the selected programme (Ml/d) input as +ve 2021-22: 0; Gains in Water Available For Use / Savings in Demand under the selected programme (Ml/d) input as +ve 2022-23: 0; Gains in Water Available For Use / Savings in Demand under the selected programme (Ml/d) input as +ve 2023-24: 0; Gains in Water Available For Use / Savings in Demand under the selected programme (Ml/d) input as +ve 2024-25: 0; Gains in Water Available For Use / Savings in Demand under the selected programme (Ml/d) input as +ve 2025-26: 0.024783; Gains in Water Available For Use / Savings in Demand under the selected programme (Ml/d) input as +ve 2026-27: 0.05194; Gains in Water Available For Use / Savings in Demand under the selected programme (Ml/d) input as +ve 2027-28: 0.082576; Gains in Water Available For Use / Savings in Demand under the selected programme (Ml/d) input as +ve 2028-29: 0.11585; Gains in Water Available For Use / Savings in Demand under the selected programme (Ml/d) input as +ve 2029-30: 0.15174; Gains in Water Available For Use / Savings in Demand under the selected programme (Ml/d) input as +ve 2030-31: 0.19135; Gains in Water Available For Use / Savings in Demand under the selected programme (Ml/d) input as +ve 2031-32: 0.23483; Gains in Water Available For Use / Savings in Demand under the selected programme (Ml/d) input as +ve 2032-33: 0.26416; Gains in Water Available For Use / Savings in Demand under the selected programme (Ml/d) input as +ve 2033-34: 0.29007; Gains in Water Available For Use / Savings in Demand under the selected programme (Ml/d) input as +ve 2034-35: 0.31545; Gains in Water Available For Use / Savings in Demand under the selected programme (Ml/d) input as +ve 2035-36: 0.34035; Gains in Water Available For Use / Savings in Demand under the selected programme (Ml/d) input as +ve 2036-37: 0.36477; Gains in Water Available For Use / Savings in Demand under the selected programme (Ml/d) input as +ve 2037-38: 0.38871; Gains in Water Available For Use / Savings in Demand under the selected programme (Ml/d) input as +ve 2038-39: 0.41215; Gains in Water Available For Use / Savings in Demand under the selected programme (Ml/d) input as +ve 2039-40: 0.43512; Gains in Water Available For Use / Savings in Demand under the selected programme (Ml/d) input as +ve 2040-41: 0.45767; Gains in Water Available For Use / Savings in Demand under the selected programme (Ml/d) input as +ve 2041-42: 0.47983; Gains in Water Available For Use / Savings in Demand under the selected programme (Ml/d) input as +ve 2042-43: 0.50155; Gains in Water Available For Use / Savings in Demand under the selected programme (Ml/d) input as +ve 2043-44: 0.52284; Gains in Water Available For Use / Savings in Demand under the selected programme (Ml/d) input as +ve 2044-45: 0.54374; Gains in Water Available For Use / Savings in Demand under the selected programme (Ml/d) input as +ve 2045-46: 0.56178; Gains in Water Available For Use / Savings in Demand under the selected programme (Ml/d) input as +ve 2046-47: 0.57951; Gains in Water Available For Use / Savings in Demand under the selected programme (Ml/d) input as +ve 2047-48: 0.59699; Gains in Water Available For Use / Savings in Demand under the selected programme (Ml/d) input as +ve 2048-49: 0.61417; Gains in Water Available For Use / Savings in Demand under the selected programme (Ml/d) input as +ve 2049-50: 0.62997
51dP | Smart Metering.AWSEXS | Smart Metering.AWSEXS | Metering other selective | Customer Options | N | Preferred | AWSEXS | Ml/d | 2 | Gains in Water Available For Use / Savings in Demand under the selected programme (Ml/d) input as +ve 2019-20: 0; Gains in Water Available For Use / Savings in Demand under the selected programme (Ml/d) input as +ve 2020-21: 0; Gains in Water Available For Use / Savings in Demand under the selected programme (Ml/d) input as +ve 2021-22: 0; Gains in Water Available For Use / Savings in Demand under the selected programme (Ml/d) input as +ve 2022-23: 0; Gains in Water Available For Use / Savings in Demand under the selected programme (Ml/d) input as +ve 2023-24: 0; Gains in Water Available For Use / Savings in Demand under the selected programme (Ml/d) input as +ve 2024-25: 0; Gains in Water Available For Use / Savings in Demand under the selected programme (Ml/d) input as +ve 2025-26: 0.024783; Gains in Water Available For Use / Savings in Demand under the selected programme (Ml/d) input as +ve 2026-27: 0.05194; Gains in Water Available For Use / Savings in Demand under the selected programme (Ml/d) input as +ve 2027-28: 0.082576; Gains in Water Available For Use / Savings in Demand under the selected programme (Ml/d) input as +ve 2028-29: 0.11585; Gains in Water Available For Use / Savings in Demand under the selected programme (Ml/d) input as +ve 2029-30: 0.15174; Gains in Water Available For Use / Savings in Demand under the selected programme (Ml/d) input as +ve 2030-31: 0.19135; Gains in Water Available For Use / Savings in Demand under the selected programme (Ml/d) input as +ve 2031-32: 0.23483; Gains in Water Available For Use / Savings in Demand under the selected programme (Ml/d) input as +ve 2032-33: 0.26416; Gains in Water Available For Use / Savings in Demand under the selected programme (Ml/d) input as +ve 2033-34: 0.29007; Gains in Water Available For Use / Savings in Demand under the selected programme (Ml/d) input as +ve 2034-35: 0.31545; Gains in Water Available For Use / Savings in Demand under the selected programme (Ml/d) input as +ve 2035-36: 0.34035; Gains in Water Available For Use / Savings in Demand under the selected programme (Ml/d) input as +ve 2036-37: 0.36477; Gains in Water Available For Use / Savings in Demand under the selected programme (Ml/d) input as +ve 2037-38: 0.38871; Gains in Water Available For Use / Savings in Demand under the selected programme (Ml/d) input as +ve 2038-39: 0.41215; Gains in Water Available For Use / Savings in Demand under the selected programme (Ml/d) input as +ve 2039-40: 0.43512; Gains in Water Available For Use / Savings in Demand under the selected programme (Ml/d) input as +ve 2040-41: 0.45767; Gains in Water Available For Use / Savings in Demand under the selected programme (Ml/d) input as +ve 2041-42: 0.47983; Gains in Water Available For Use / Savings in Demand under the selected programme (Ml/d) input as +ve 2042-43: 0.50155; Gains in Water Available For Use / Savings in Demand under the selected programme (Ml/d) input as +ve 2043-44: 0.52284; Gains in Water Available For Use / Savings in Demand under the selected programme (Ml/d) input as +ve 2044-45: 0.54374; Gains in Water Available For Use / Savings in Demand under the selected programme (Ml/d) input as +ve 2045-46: 0.56178; Gains in Water Available For Use / Savings in Demand under the selected programme (Ml/d) input as +ve 2046-47: 0.57951; Gains in Water Available For Use / Savings in Demand under the selected programme (Ml/d) input as +ve 2047-48: 0.59699; Gains in Water Available For Use / Savings in Demand under the selected programme (Ml/d) input as +ve 2048-49: 0.61417; Gains in Water Available For Use / Savings in Demand under the selected programme (Ml/d) input as +ve 2049-50: 0.62997
51dF | USPL_HH_MET.AWSEXS | USPL_HH_MET.AWSEXS | Supply pipe repairs / replacement | Customer Options | N | Least Cost | AWSEXS | Ml/d | 2 | Gains in Water Available For Use / Savings in Demand under the selected programme (Ml/d) input as +ve 2019-20: 0; Gains in Water Available For Use / Savings in Demand under the selected programme (Ml/d) input as +ve 2020-21: 0; Gains in Water Available For Use / Savings in Demand under the selected programme (Ml/d) input as +ve 2021-22: 0; Gains in Water Available For Use / Savings in Demand under the selected programme (Ml/d) input as +ve 2022-23: 0; Gains in Water Available For Use / Savings in Demand under the selected programme (Ml/d) input as +ve 2023-24: 0; Gains in Water Available For Use / Savings in Demand under the selected programme (Ml/d) input as +ve 2024-25: 0; Gains in Water Available For Use / Savings in Demand under the selected programme (Ml/d) input as +ve 2025-26: 0.0045316; Gains in Water Available For Use / Savings in Demand under the selected programme (Ml/d) input as +ve 2026-27: 0.010785; Gains in Water Available For Use / Savings in Demand under the selected programme (Ml/d) input as +ve 2027-28: 0.018881; Gains in Water Available For Use / Savings in Demand under the selected programme (Ml/d) input as +ve 2028-29: 0.028542; Gains in Water Available For Use / Savings in Demand under the selected programme (Ml/d) input as +ve 2029-30: 0.039689; Gains in Water Available For Use / Savings in Demand under the selected programme (Ml/d) input as +ve 2030-31: 0.052565; Gains in Water Available For Use / Savings in Demand under the selected programme (Ml/d) input as +ve 2031-32: 0.067229; Gains in Water Available For Use / Savings in Demand under the selected programme (Ml/d) input as +ve 2032-33: 0.075673; Gains in Water Available For Use / Savings in Demand under the selected programme (Ml/d) input as +ve 2033-34: 0.083054; Gains in Water Available For Use / Savings in Demand under the selected programme (Ml/d) input as +ve 2034-35: 0.090308; Gains in Water Available For Use / Savings in Demand under the selected programme (Ml/d) input as +ve 2035-36: 0.097443; Gains in Water Available For Use / Savings in Demand under the selected programme (Ml/d) input as +ve 2036-37: 0.10446; Gains in Water Available For Use / Savings in Demand under the selected programme (Ml/d) input as +ve 2037-38: 0.11135; Gains in Water Available For Use / Savings in Demand under the selected programme (Ml/d) input as +ve 2038-39: 0.11812; Gains in Water Available For Use / Savings in Demand under the selected programme (Ml/d) input as +ve 2039-40: 0.12478; Gains in Water Available For Use / Savings in Demand under the selected programme (Ml/d) input as +ve 2040-41: 0.13132; Gains in Water Available For Use / Savings in Demand under the selected programme (Ml/d) input as +ve 2041-42: 0.13776; Gains in Water Available For Use / Savings in Demand under the selected programme (Ml/d) input as +ve 2042-43: 0.14408; Gains in Water Available For Use / Savings in Demand under the selected programme (Ml/d) input as +ve 2043-44: 0.1503; Gains in Water Available For Use / Savings in Demand under the selected programme (Ml/d) input as +ve 2044-45: 0.1564; Gains in Water Available For Use / Savings in Demand under the selected programme (Ml/d) input as +ve 2045-46: 0.16199; Gains in Water Available For Use / Savings in Demand under the selected programme (Ml/d) input as +ve 2046-47: 0.1675; Gains in Water Available For Use / Savings in Demand under the selected programme (Ml/d) input as +ve 2047-48: 0.17292; Gains in Water Available For Use / Savings in Demand under the selected programme (Ml/d) input as +ve 2048-49: 0.17826; Gains in Water Available For Use / Savings in Demand under the selected programme (Ml/d) input as +ve 2049-50: 0.18331
51dF | USPL_HH_MET.AWSEXS | USPL_HH_MET.AWSEXS | Supply pipe repairs / replacement | Customer Options | N | Ofwat Core | AWSEXS | Ml/d | 2 | Gains in Water Available For Use / Savings in Demand under the selected programme (Ml/d) input as +ve 2019-20: 0; Gains in Water Available For Use / Savings in Demand under the selected programme (Ml/d) input as +ve 2020-21: 0; Gains in Water Available For Use / Savings in Demand under the selected programme (Ml/d) input as +ve 2021-22: 0; Gains in Water Available For Use / Savings in Demand under the selected programme (Ml/d) input as +ve 2022-23: 0; Gains in Water Available For Use / Savings in Demand under the selected programme (Ml/d) input as +ve 2023-24: 0; Gains in Water Available For Use / Savings in Demand under the selected programme (Ml/d) input as +ve 2024-25: 0; Gains in Water Available For Use / Savings in Demand under the selected programme (Ml/d) input as +ve 2025-26: 0.0045316; Gains in Water Available For Use / Savings in Demand under the selected programme (Ml/d) input as +ve 2026-27: 0.010785; Gains in Water Available For Use / Savings in Demand under the selected programme (Ml/d) input as +ve 2027-28: 0.018881; Gains in Water Available For Use / Savings in Demand under the selected programme (Ml/d) input as +ve 2028-29: 0.028542; Gains in Water Available For Use / Savings in Demand under the selected programme (Ml/d) input as +ve 2029-30: 0.039689; Gains in Water Available For Use / Savings in Demand under the selected programme (Ml/d) input as +ve 2030-31: 0.052565; Gains in Water Available For Use / Savings in Demand under the selected programme (Ml/d) input as +ve 2031-32: 0.067229; Gains in Water Available For Use / Savings in Demand under the selected programme (Ml/d) input as +ve 2032-33: 0.075673; Gains in Water Available For Use / Savings in Demand under the selected programme (Ml/d) input as +ve 2033-34: 0.083054; Gains in Water Available For Use / Savings in Demand under the selected programme (Ml/d) input as +ve 2034-35: 0.090308; Gains in Water Available For Use / Savings in Demand under the selected programme (Ml/d) input as +ve 2035-36: 0.097443; Gains in Water Available For Use / Savings in Demand under the selected programme (Ml/d) input as +ve 2036-37: 0.10446; Gains in Water Available For Use / Savings in Demand under the selected programme (Ml/d) input as +ve 2037-38: 0.11135; Gains in Water Available For Use / Savings in Demand under the selected programme (Ml/d) input as +ve 2038-39: 0.11812; Gains in Water Available For Use / Savings in Demand under the selected programme (Ml/d) input as +ve 2039-40: 0.12478; Gains in Water Available For Use / Savings in Demand under the selected programme (Ml/d) input as +ve 2040-41: 0.13132; Gains in Water Available For Use / Savings in Demand under the selected programme (Ml/d) input as +ve 2041-42: 0.13776; Gains in Water Available For Use / Savings in Demand under the selected programme (Ml/d) input as +ve 2042-43: 0.14408; Gains in Water Available For Use / Savings in Demand under the selected programme (Ml/d) input as +ve 2043-44: 0.1503; Gains in Water Available For Use / Savings in Demand under the selected programme (Ml/d) input as +ve 2044-45: 0.1564; Gains in Water Available For Use / Savings in Demand under the selected programme (Ml/d) input as +ve 2045-46: 0.16199; Gains in Water Available For Use / Savings in Demand under the selected programme (Ml/d) input as +ve 2046-47: 0.1675; Gains in Water Available For Use / Savings in Demand under the selected programme (Ml/d) input as +ve 2047-48: 0.17292; Gains in Water Available For Use / Savings in Demand under the selected programme (Ml/d) input as +ve 2048-49: 0.17826; Gains in Water Available For Use / Savings in Demand under the selected programme (Ml/d) input as +ve 2049-50: 0.18331
51dP | USPL_HH_MET.AWSEXS | USPL_HH_MET.AWSEXS | Supply pipe repairs / replacement | Customer Options | N | Preferred | AWSEXS | Ml/d | 2 | Gains in Water Available For Use / Savings in Demand under the selected programme (Ml/d) input as +ve 2019-20: 0; Gains in Water Available For Use / Savings in Demand under the selected programme (Ml/d) input as +ve 2020-21: 0; Gains in Water Available For Use / Savings in Demand under the selected programme (Ml/d) input as +ve 2021-22: 0; Gains in Water Available For Use / Savings in Demand under the selected programme (Ml/d) input as +ve 2022-23: 0; Gains in Water Available For Use / Savings in Demand under the selected programme (Ml/d) input as +ve 2023-24: 0; Gains in Water Available For Use / Savings in Demand under the selected programme (Ml/d) input as +ve 2024-25: 0; Gains in Water Available For Use / Savings in Demand under the selected programme (Ml/d) input as +ve 2025-26: 0.0045316; Gains in Water Available For Use / Savings in Demand under the selected programme (Ml/d) input as +ve 2026-27: 0.010785; Gains in Water Available For Use / Savings in Demand under the selected programme (Ml/d) input as +ve 2027-28: 0.018881; Gains in Water Available For Use / Savings in Demand under the selected programme (Ml/d) input as +ve 2028-29: 0.028542; Gains in Water Available For Use / Savings in Demand under the selected programme (Ml/d) input as +ve 2029-30: 0.039689; Gains in Water Available For Use / Savings in Demand under the selected programme (Ml/d) input as +ve 2030-31: 0.052565; Gains in Water Available For Use / Savings in Demand under the selected programme (Ml/d) input as +ve 2031-32: 0.067229; Gains in Water Available For Use / Savings in Demand under the selected programme (Ml/d) input as +ve 2032-33: 0.075673; Gains in Water Available For Use / Savings in Demand under the selected programme (Ml/d) input as +ve 2033-34: 0.083054; Gains in Water Available For Use / Savings in Demand under the selected programme (Ml/d) input as +ve 2034-35: 0.090308; Gains in Water Available For Use / Savings in Demand under the selected programme (Ml/d) input as +ve 2035-36: 0.097443; Gains in Water Available For Use / Savings in Demand under the selected programme (Ml/d) input as +ve 2036-37: 0.10446; Gains in Water Available For Use / Savings in Demand under the selected programme (Ml/d) input as +ve 2037-38: 0.11135; Gains in Water Available For Use / Savings in Demand under the selected programme (Ml/d) input as +ve 2038-39: 0.11812; Gains in Water Available For Use / Savings in Demand under the selected programme (Ml/d) input as +ve 2039-40: 0.12478; Gains in Water Available For Use / Savings in Demand under the selected programme (Ml/d) input as +ve 2040-41: 0.13132; Gains in Water Available For Use / Savings in Demand under the selected programme (Ml/d) input as +ve 2041-42: 0.13776; Gains in Water Available For Use / Savings in Demand under the selected programme (Ml/d) input as +ve 2042-43: 0.14408; Gains in Water Available For Use / Savings in Demand under the selected programme (Ml/d) input as +ve 2043-44: 0.1503; Gains in Water Available For Use / Savings in Demand under the selected programme (Ml/d) input as +ve 2044-45: 0.1564; Gains in Water Available For Use / Savings in Demand under the selected programme (Ml/d) input as +ve 2045-46: 0.16199; Gains in Water Available For Use / Savings in Demand under the selected programme (Ml/d) input as +ve 2046-47: 0.1675; Gains in Water Available For Use / Savings in Demand under the selected programme (Ml/d) input as +ve 2047-48: 0.17292; Gains in Water Available For Use / Savings in Demand under the selected programme (Ml/d) input as +ve 2048-49: 0.17826; Gains in Water Available For Use / Savings in Demand under the selected programme (Ml/d) input as +ve 2049-50: 0.18331
51dF | USPL_ShSupplies.AWSEXS | USPL_ShSupplies.AWSEXS | Supply pipe repairs / replacement | Customer Options | N | Least Cost | AWSEXS | Ml/d | 2 | Gains in Water Available For Use / Savings in Demand under the selected programme (Ml/d) input as +ve 2019-20: 0; Gains in Water Available For Use / Savings in Demand under the selected programme (Ml/d) input as +ve 2020-21: 0; Gains in Water Available For Use / Savings in Demand under the selected programme (Ml/d) input as +ve 2021-22: 0; Gains in Water Available For Use / Savings in Demand under the selected programme (Ml/d) input as +ve 2022-23: 0; Gains in Water Available For Use / Savings in Demand under the selected programme (Ml/d) input as +ve 2023-24: 0; Gains in Water Available For Use / Savings in Demand under the selected programme (Ml/d) input as +ve 2024-25: 0; Gains in Water Available For Use / Savings in Demand under the selected programme (Ml/d) input as +ve 2025-26: 0.25003; Gains in Water Available For Use / Savings in Demand under the selected programme (Ml/d) input as +ve 2026-27: 0.25003; Gains in Water Available For Use / Savings in Demand under the selected programme (Ml/d) input as +ve 2027-28: 0.25003; Gains in Water Available For Use / Savings in Demand under the selected programme (Ml/d) input as +ve 2028-29: 0.25003; Gains in Water Available For Use / Savings in Demand under the selected programme (Ml/d) input as +ve 2029-30: 0.25003; Gains in Water Available For Use / Savings in Demand under the selected programme (Ml/d) input as +ve 2030-31: 0.25003; Gains in Water Available For Use / Savings in Demand under the selected programme (Ml/d) input as +ve 2031-32: 0.25003; Gains in Water Available For Use / Savings in Demand under the selected programme (Ml/d) input as +ve 2032-33: 0.25003; Gains in Water Available For Use / Savings in Demand under the selected programme (Ml/d) input as +ve 2033-34: 0.25003; Gains in Water Available For Use / Savings in Demand under the selected programme (Ml/d) input as +ve 2034-35: 0.25003; Gains in Water Available For Use / Savings in Demand under the selected programme (Ml/d) input as +ve 2035-36: 0.25003; Gains in Water Available For Use / Savings in Demand under the selected programme (Ml/d) input as +ve 2036-37: 0.25003; Gains in Water Available For Use / Savings in Demand under the selected programme (Ml/d) input as +ve 2037-38: 0.25003; Gains in Water Available For Use / Savings in Demand under the selected programme (Ml/d) input as +ve 2038-39: 0.25003; Gains in Water Available For Use / Savings in Demand under the selected programme (Ml/d) input as +ve 2039-40: 0.25003; Gains in Water Available For Use / Savings in Demand under the selected programme (Ml/d) input as +ve 2040-41: 0.25003; Gains in Water Available For Use / Savings in Demand under the selected programme (Ml/d) input as +ve 2041-42: 0.25003; Gains in Water Available For Use / Savings in Demand under the selected programme (Ml/d) input as +ve 2042-43: 0.25003; Gains in Water Available For Use / Savings in Demand under the selected programme (Ml/d) input as +ve 2043-44: 0.25003; Gains in Water Available For Use / Savings in Demand under the selected programme (Ml/d) input as +ve 2044-45: 0.25003; Gains in Water Available For Use / Savings in Demand under the selected programme (Ml/d) input as +ve 2045-46: 0.25003; Gains in Water Available For Use / Savings in Demand under the selected programme (Ml/d) input as +ve 2046-47: 0.25003; Gains in Water Available For Use / Savings in Demand under the selected programme (Ml/d) input as +ve 2047-48: 0.25003; Gains in Water Available For Use / Savings in Demand under the selected programme (Ml/d) input as +ve 2048-49: 0.25003; Gains in Water Available For Use / Savings in Demand under the selected programme (Ml/d) input as +ve 2049-50: 0.25003
51dF | USPL_ShSupplies.AWSEXS | USPL_ShSupplies.AWSEXS | Supply pipe repairs / replacement | Customer Options | N | Ofwat Core | AWSEXS | Ml/d | 2 | Gains in Water Available For Use / Savings in Demand under the selected programme (Ml/d) input as +ve 2019-20: 0; Gains in Water Available For Use / Savings in Demand under the selected programme (Ml/d) input as +ve 2020-21: 0; Gains in Water Available For Use / Savings in Demand under the selected programme (Ml/d) input as +ve 2021-22: 0; Gains in Water Available For Use / Savings in Demand under the selected programme (Ml/d) input as +ve 2022-23: 0; Gains in Water Available For Use / Savings in Demand under the selected programme (Ml/d) input as +ve 2023-24: 0; Gains in Water Available For Use / Savings in Demand under the selected programme (Ml/d) input as +ve 2024-25: 0; Gains in Water Available For Use / Savings in Demand under the selected programme (Ml/d) input as +ve 2025-26: 0.25003; Gains in Water Available For Use / Savings in Demand under the selected programme (Ml/d) input as +ve 2026-27: 0.25003; Gains in Water Available For Use / Savings in Demand under the selected programme (Ml/d) input as +ve 2027-28: 0.25003; Gains in Water Available For Use / Savings in Demand under the selected programme (Ml/d) input as +ve 2028-29: 0.25003; Gains in Water Available For Use / Savings in Demand under the selected programme (Ml/d) input as +ve 2029-30: 0.25003; Gains in Water Available For Use / Savings in Demand under the selected programme (Ml/d) input as +ve 2030-31: 0.25003; Gains in Water Available For Use / Savings in Demand under the selected programme (Ml/d) input as +ve 2031-32: 0.25003; Gains in Water Available For Use / Savings in Demand under the selected programme (Ml/d) input as +ve 2032-33: 0.25003; Gains in Water Available For Use / Savings in Demand under the selected programme (Ml/d) input as +ve 2033-34: 0.25003; Gains in Water Available For Use / Savings in Demand under the selected programme (Ml/d) input as +ve 2034-35: 0.25003; Gains in Water Available For Use / Savings in Demand under the selected programme (Ml/d) input as +ve 2035-36: 0.25003; Gains in Water Available For Use / Savings in Demand under the selected programme (Ml/d) input as +ve 2036-37: 0.25003; Gains in Water Available For Use / Savings in Demand under the selected programme (Ml/d) input as +ve 2037-38: 0.25003; Gains in Water Available For Use / Savings in Demand under the selected programme (Ml/d) input as +ve 2038-39: 0.25003; Gains in Water Available For Use / Savings in Demand under the selected programme (Ml/d) input as +ve 2039-40: 0.25003; Gains in Water Available For Use / Savings in Demand under the selected programme (Ml/d) input as +ve 2040-41: 0.25003; Gains in Water Available For Use / Savings in Demand under the selected programme (Ml/d) input as +ve 2041-42: 0.25003; Gains in Water Available For Use / Savings in Demand under the selected programme (Ml/d) input as +ve 2042-43: 0.25003; Gains in Water Available For Use / Savings in Demand under the selected programme (Ml/d) input as +ve 2043-44: 0.25003; Gains in Water Available For Use / Savings in Demand under the selected programme (Ml/d) input as +ve 2044-45: 0.25003; Gains in Water Available For Use / Savings in Demand under the selected programme (Ml/d) input as +ve 2045-46: 0.25003; Gains in Water Available For Use / Savings in Demand under the selected programme (Ml/d) input as +ve 2046-47: 0.25003; Gains in Water Available For Use / Savings in Demand under the selected programme (Ml/d) input as +ve 2047-48: 0.25003; Gains in Water Available For Use / Savings in Demand under the selected programme (Ml/d) input as +ve 2048-49: 0.25003; Gains in Water Available For Use / Savings in Demand under the selected programme (Ml/d) input as +ve 2049-50: 0.25003
51dP | USPL_ShSupplies.AWSEXS | USPL_ShSupplies.AWSEXS | Supply pipe repairs / replacement | Customer Options | N | Preferred | AWSEXS | Ml/d | 2 | Gains in Water Available For Use / Savings in Demand under the selected programme (Ml/d) input as +ve 2019-20: 0; Gains in Water Available For Use / Savings in Demand under the selected programme (Ml/d) input as +ve 2020-21: 0; Gains in Water Available For Use / Savings in Demand under the selected programme (Ml/d) input as +ve 2021-22: 0; Gains in Water Available For Use / Savings in Demand under the selected programme (Ml/d) input as +ve 2022-23: 0; Gains in Water Available For Use / Savings in Demand under the selected programme (Ml/d) input as +ve 2023-24: 0; Gains in Water Available For Use / Savings in Demand under the selected programme (Ml/d) input as +ve 2024-25: 0; Gains in Water Available For Use / Savings in Demand under the selected programme (Ml/d) input as +ve 2025-26: 0.25003; Gains in Water Available For Use / Savings in Demand under the selected programme (Ml/d) input as +ve 2026-27: 0.25003; Gains in Water Available For Use / Savings in Demand under the selected programme (Ml/d) input as +ve 2027-28: 0.25003; Gains in Water Available For Use / Savings in Demand under the selected programme (Ml/d) input as +ve 2028-29: 0.25003; Gains in Water Available For Use / Savings in Demand under the selected programme (Ml/d) input as +ve 2029-30: 0.25003; Gains in Water Available For Use / Savings in Demand under the selected programme (Ml/d) input as +ve 2030-31: 0.25003; Gains in Water Available For Use / Savings in Demand under the selected programme (Ml/d) input as +ve 2031-32: 0.25003; Gains in Water Available For Use / Savings in Demand under the selected programme (Ml/d) input as +ve 2032-33: 0.25003; Gains in Water Available For Use / Savings in Demand under the selected programme (Ml/d) input as +ve 2033-34: 0.25003; Gains in Water Available For Use / Savings in Demand under the selected programme (Ml/d) input as +ve 2034-35: 0.25003; Gains in Water Available For Use / Savings in Demand under the selected programme (Ml/d) input as +ve 2035-36: 0.25003; Gains in Water Available For Use / Savings in Demand under the selected programme (Ml/d) input as +ve 2036-37: 0.25003; Gains in Water Available For Use / Savings in Demand under the selected programme (Ml/d) input as +ve 2037-38: 0.25003; Gains in Water Available For Use / Savings in Demand under the selected programme (Ml/d) input as +ve 2038-39: 0.25003; Gains in Water Available For Use / Savings in Demand under the selected programme (Ml/d) input as +ve 2039-40: 0.25003; Gains in Water Available For Use / Savings in Demand under the selected programme (Ml/d) input as +ve 2040-41: 0.25003; Gains in Water Available For Use / Savings in Demand under the selected programme (Ml/d) input as +ve 2041-42: 0.25003; Gains in Water Available For Use / Savings in Demand under the selected programme (Ml/d) input as +ve 2042-43: 0.25003; Gains in Water Available For Use / Savings in Demand under the selected programme (Ml/d) input as +ve 2043-44: 0.25003; Gains in Water Available For Use / Savings in Demand under the selected programme (Ml/d) input as +ve 2044-45: 0.25003; Gains in Water Available For Use / Savings in Demand under the selected programme (Ml/d) input as +ve 2045-46: 0.25003; Gains in Water Available For Use / Savings in Demand under the selected programme (Ml/d) input as +ve 2046-47: 0.25003; Gains in Water Available For Use / Savings in Demand under the selected programme (Ml/d) input as +ve 2047-48: 0.25003; Gains in Water Available For Use / Savings in Demand under the selected programme (Ml/d) input as +ve 2048-49: 0.25003; Gains in Water Available For Use / Savings in Demand under the selected programme (Ml/d) input as +ve 2049-50: 0.25003
52aA | Adjustment for Licence cap scenario 8 | LC01 | Other changes to DO | Resource Options | N | Ofwat Core | AWSEXS | Ml/d | 2 | Gains in Water Available For Use / Savings in Demand under the selected programme (Ml/d) input as +ve 2025-26: 0.91; Gains in Water Available For Use / Savings in Demand under the selected programme (Ml/d) input as +ve 2026-27: 0.91; Gains in Water Available For Use / Savings in Demand under the selected programme (Ml/d) input as +ve 2027-28: 0.91; Gains in Water Available For Use / Savings in Demand under the selected programme (Ml/d) input as +ve 2028-29: 0.91; Gains in Water Available For Use / Savings in Demand under the selected programme (Ml/d) input as +ve 2029-30: 0.91; Gains in Water Available For Use / Savings in Demand under the selected programme (Ml/d) input as +ve 2030-31: 0; Gains in Water Available For Use / Savings in Demand under the selected programme (Ml/d) input as +ve 2031-32: 0; Gains in Water Available For Use / Savings in Demand under the selected programme (Ml/d) input as +ve 2032-33: 0; Gains in Water Available For Use / Savings in Demand under the selected programme (Ml/d) input as +ve 2033-34: 0; Gains in Water Available For Use / Savings in Demand under the selected programme (Ml/d) input as +ve 2034-35: 0; Gains in Water Available For Use / Savings in Demand under the selected programme (Ml/d) input as +ve 2035-36: 0; Gains in Water Available For Use / Savings in Demand under the selected programme (Ml/d) input as +ve 2036-37: 0; Gains in Water Available For Use / Savings in Demand under the selected programme (Ml/d) input as +ve 2037-38: 0; Gains in Water Available For Use / Savings in Demand under the selected programme (Ml/d) input as +ve 2038-39: 0; Gains in Water Available For Use / Savings in Demand under the selected programme (Ml/d) input as +ve 2039-40: 0; Gains in Water Available For Use / Savings in Demand under the selected programme (Ml/d) input as +ve 2040-41: 0; Gains in Water Available For Use / Savings in Demand under the selected programme (Ml/d) input as +ve 2041-42: 0; Gains in Water Available For Use / Savings in Demand under the selected programme (Ml/d) input as +ve 2042-43: 0; Gains in Water Available For Use / Savings in Demand under the selected programme (Ml/d) input as +ve 2043-44: 0; Gains in Water Available For Use / Savings in Demand under the selected programme (Ml/d) input as +ve 2044-45: 0; Gains in Water Available For Use / Savings in Demand under the selected programme (Ml/d) input as +ve 2045-46: 0; Gains in Water Available For Use / Savings in Demand under the selected programme (Ml/d) input as +ve 2046-47: 0; Gains in Water Available For Use / Savings in Demand under the selected programme (Ml/d) input as +ve 2047-48: 0; Gains in Water Available For Use / Savings in Demand under the selected programme (Ml/d) input as +ve 2048-49: 0; Gains in Water Available For Use / Savings in Demand under the selected programme (Ml/d) input as +ve 2049-50: 0
52aA | Adjustment to 1:200 drought | DA01 | Other changes to DO | Resource Options | N | Ofwat Core | AWSEXS | Ml/d | 2 | Gains in Water Available For Use / Savings in Demand under the selected programme (Ml/d) input as +ve 2025-26: 4.7; Gains in Water Available For Use / Savings in Demand under the selected programme (Ml/d) input as +ve 2026-27: 4.72; Gains in Water Available For Use / Savings in Demand under the selected programme (Ml/d) input as +ve 2027-28: 4.74; Gains in Water Available For Use / Savings in Demand under the selected programme (Ml/d) input as +ve 2028-29: 4.76; Gains in Water Available For Use / Savings in Demand under the selected programme (Ml/d) input as +ve 2029-30: 4.78; Gains in Water Available For Use / Savings in Demand under the selected programme (Ml/d) input as +ve 2030-31: 4.8; Gains in Water Available For Use / Savings in Demand under the selected programme (Ml/d) input as +ve 2031-32: 4.82; Gains in Water Available For Use / Savings in Demand under the selected programme (Ml/d) input as +ve 2032-33: 4.84; Gains in Water Available For Use / Savings in Demand under the selected programme (Ml/d) input as +ve 2033-34: 4.86; Gains in Water Available For Use / Savings in Demand under the selected programme (Ml/d) input as +ve 2034-35: 4.88; Gains in Water Available For Use / Savings in Demand under the selected programme (Ml/d) input as +ve 2035-36: 4.9; Gains in Water Available For Use / Savings in Demand under the selected programme (Ml/d) input as +ve 2036-37: 4.92; Gains in Water Available For Use / Savings in Demand under the selected programme (Ml/d) input as +ve 2037-38: 4.94; Gains in Water Available For Use / Savings in Demand under the selected programme (Ml/d) input as +ve 2038-39: 4.96; Gains in Water Available For Use / Savings in Demand under the selected programme (Ml/d) input as +ve 2039-40: 0; Gains in Water Available For Use / Savings in Demand under the selected programme (Ml/d) input as +ve 2040-41: 0; Gains in Water Available For Use / Savings in Demand under the selected programme (Ml/d) input as +ve 2041-42: 0; Gains in Water Available For Use / Savings in Demand under the selected programme (Ml/d) input as +ve 2042-43: 0; Gains in Water Available For Use / Savings in Demand under the selected programme (Ml/d) input as +ve 2043-44: 0; Gains in Water Available For Use / Savings in Demand under the selected programme (Ml/d) input as +ve 2044-45: 0; Gains in Water Available For Use / Savings in Demand under the selected programme (Ml/d) input as +ve 2045-46: 0; Gains in Water Available For Use / Savings in Demand under the selected programme (Ml/d) input as +ve 2046-47: 0; Gains in Water Available For Use / Savings in Demand under the selected programme (Ml/d) input as +ve 2047-48: 0; Gains in Water Available For Use / Savings in Demand under the selected programme (Ml/d) input as +ve 2048-49: 0; Gains in Water Available For Use / Savings in Demand under the selected programme (Ml/d) input as +ve 2049-50: 0
52aA | AMP8 OPI Adjustment | OPI2 | Other changes to DO | Resource Options | N | Ofwat Core | AWSEXS | Ml/d | 2 | Gains in Water Available For Use / Savings in Demand under the selected programme (Ml/d) input as +ve 2025-26: 0.25; Gains in Water Available For Use / Savings in Demand under the selected programme (Ml/d) input as +ve 2026-27: 0; Gains in Water Available For Use / Savings in Demand under the selected programme (Ml/d) input as +ve 2027-28: 0; Gains in Water Available For Use / Savings in Demand under the selected programme (Ml/d) input as +ve 2028-29: 0; Gains in Water Available For Use / Savings in Demand under the selected programme (Ml/d) input as +ve 2029-30: 0; Gains in Water Available For Use / Savings in Demand under the selected programme (Ml/d) input as +ve 2030-31: 0; Gains in Water Available For Use / Savings in Demand under the selected programme (Ml/d) input as +ve 2031-32: 0; Gains in Water Available For Use / Savings in Demand under the selected programme (Ml/d) input as +ve 2032-33: 0; Gains in Water Available For Use / Savings in Demand under the selected programme (Ml/d) input as +ve 2033-34: 0; Gains in Water Available For Use / Savings in Demand under the selected programme (Ml/d) input as +ve 2034-35: 0; Gains in Water Available For Use / Savings in Demand under the selected programme (Ml/d) input as +ve 2035-36: 0; Gains in Water Available For Use / Savings in Demand under the selected programme (Ml/d) input as +ve 2036-37: 0; Gains in Water Available For Use / Savings in Demand under the selected programme (Ml/d) input as +ve 2037-38: 0; Gains in Water Available For Use / Savings in Demand under the selected programme (Ml/d) input as +ve 2038-39: 0; Gains in Water Available For Use / Savings in Demand under the selected programme (Ml/d) input as +ve 2039-40: 0; Gains in Water Available For Use / Savings in Demand under the selected programme (Ml/d) input as +ve 2040-41: 0; Gains in Water Available For Use / Savings in Demand under the selected programme (Ml/d) input as +ve 2041-42: 0; Gains in Water Available For Use / Savings in Demand under the selected programme (Ml/d) input as +ve 2042-43: 0; Gains in Water Available For Use / Savings in Demand under the selected programme (Ml/d) input as +ve 2043-44: 0; Gains in Water Available For Use / Savings in Demand under the selected programme (Ml/d) input as +ve 2044-45: 0; Gains in Water Available For Use / Savings in Demand under the selected programme (Ml/d) input as +ve 2045-46: 0; Gains in Water Available For Use / Savings in Demand under the selected programme (Ml/d) input as +ve 2046-47: 0; Gains in Water Available For Use / Savings in Demand under the selected programme (Ml/d) input as +ve 2047-48: 0; Gains in Water Available For Use / Savings in Demand under the selected programme (Ml/d) input as +ve 2048-49: 0; Gains in Water Available For Use / Savings in Demand under the selected programme (Ml/d) input as +ve 2049-50: 0
52aA | Holland on Sea desalination (seawater) 26 Ml/d | EXS10 | Desalination | Resource Options | N | Alternative | AWSEXS | Ml/d | 2 | Gains in Water Available For Use / Savings in Demand under the selected programme (Ml/d) input as +ve 2025-26: 0; Gains in Water Available For Use / Savings in Demand under the selected programme (Ml/d) input as +ve 2026-27: 0; Gains in Water Available For Use / Savings in Demand under the selected programme (Ml/d) input as +ve 2027-28: 0; Gains in Water Available For Use / Savings in Demand under the selected programme (Ml/d) input as +ve 2028-29: 0; Gains in Water Available For Use / Savings in Demand under the selected programme (Ml/d) input as +ve 2029-30: 0; Gains in Water Available For Use / Savings in Demand under the selected programme (Ml/d) input as +ve 2030-31: 0; Gains in Water Available For Use / Savings in Demand under the selected programme (Ml/d) input as +ve 2031-32: 0; Gains in Water Available For Use / Savings in Demand under the selected programme (Ml/d) input as +ve 2032-33: 0; Gains in Water Available For Use / Savings in Demand under the selected programme (Ml/d) input as +ve 2033-34: 0; Gains in Water Available For Use / Savings in Demand under the selected programme (Ml/d) input as +ve 2034-35: 0; Gains in Water Available For Use / Savings in Demand under the selected programme (Ml/d) input as +ve 2035-36: 0; Gains in Water Available For Use / Savings in Demand under the selected programme (Ml/d) input as +ve 2036-37: 0; Gains in Water Available For Use / Savings in Demand under the selected programme (Ml/d) input as +ve 2037-38: 0; Gains in Water Available For Use / Savings in Demand under the selected programme (Ml/d) input as +ve 2038-39: 0; Gains in Water Available For Use / Savings in Demand under the selected programme (Ml/d) input as +ve 2039-40: 0; Gains in Water Available For Use / Savings in Demand under the selected programme (Ml/d) input as +ve 2040-41: 26; Gains in Water Available For Use / Savings in Demand under the selected programme (Ml/d) input as +ve 2041-42: 26; Gains in Water Available For Use / Savings in Demand under the selected programme (Ml/d) input as +ve 2042-43: 26; Gains in Water Available For Use / Savings in Demand under the selected programme (Ml/d) input as +ve 2043-44: 26; Gains in Water Available For Use / Savings in Demand under the selected programme (Ml/d) input as +ve 2044-45: 26; Gains in Water Available For Use / Savings in Demand under the selected programme (Ml/d) input as +ve 2045-46: 26; Gains in Water Available For Use / Savings in Demand under the selected programme (Ml/d) input as +ve 2046-47: 26; Gains in Water Available For Use / Savings in Demand under the selected programme (Ml/d) input as +ve 2047-48: 26; Gains in Water Available For Use / Savings in Demand under the selected programme (Ml/d) input as +ve 2048-49: 26; Gains in Water Available For Use / Savings in Demand under the selected programme (Ml/d) input as +ve 2049-50: 26
52aA | Colchester WRC direct to Ardleigh Reservoir (no additional treatment) | EXS19 | Water reuse | Resource Options | N | Ofwat Core | AWSEXS | Ml/d | 2 | Gains in Water Available For Use / Savings in Demand under the selected programme (Ml/d) input as +ve 2025-26: 0; Gains in Water Available For Use / Savings in Demand under the selected programme (Ml/d) input as +ve 2026-27: 0; Gains in Water Available For Use / Savings in Demand under the selected programme (Ml/d) input as +ve 2027-28: 0; Gains in Water Available For Use / Savings in Demand under the selected programme (Ml/d) input as +ve 2028-29: 0; Gains in Water Available For Use / Savings in Demand under the selected programme (Ml/d) input as +ve 2029-30: 0; Gains in Water Available For Use / Savings in Demand under the selected programme (Ml/d) input as +ve 2030-31: 0; Gains in Water Available For Use / Savings in Demand under the selected programme (Ml/d) input as +ve 2031-32: 0; Gains in Water Available For Use / Savings in Demand under the selected programme (Ml/d) input as +ve 2032-33: 11.4; Gains in Water Available For Use / Savings in Demand under the selected programme (Ml/d) input as +ve 2033-34: 11.4; Gains in Water Available For Use / Savings in Demand under the selected programme (Ml/d) input as +ve 2034-35: 11.4; Gains in Water Available For Use / Savings in Demand under the selected programme (Ml/d) input as +ve 2035-36: 11.4; Gains in Water Available For Use / Savings in Demand under the selected programme (Ml/d) input as +ve 2036-37: 11.4; Gains in Water Available For Use / Savings in Demand under the selected programme (Ml/d) input as +ve 2037-38: 11.4; Gains in Water Available For Use / Savings in Demand under the selected programme (Ml/d) input as +ve 2038-39: 11.4; Gains in Water Available For Use / Savings in Demand under the selected programme (Ml/d) input as +ve 2039-40: 13.9; Gains in Water Available For Use / Savings in Demand under the selected programme (Ml/d) input as +ve 2040-41: 13.9; Gains in Water Available For Use / Savings in Demand under the selected programme (Ml/d) input as +ve 2041-42: 13.9; Gains in Water Available For Use / Savings in Demand under the selected programme (Ml/d) input as +ve 2042-43: 13.9; Gains in Water Available For Use / Savings in Demand under the selected programme (Ml/d) input as +ve 2043-44: 13.9; Gains in Water Available For Use / Savings in Demand under the selected programme (Ml/d) input as +ve 2044-45: 13.9; Gains in Water Available For Use / Savings in Demand under the selected programme (Ml/d) input as +ve 2045-46: 13.9; Gains in Water Available For Use / Savings in Demand under the selected programme (Ml/d) input as +ve 2046-47: 13.9; Gains in Water Available For Use / Savings in Demand under the selected programme (Ml/d) input as +ve 2047-48: 13.9; Gains in Water Available For Use / Savings in Demand under the selected programme (Ml/d) input as +ve 2048-49: 13.9; Gains in Water Available For Use / Savings in Demand under the selected programme (Ml/d) input as +ve 2049-50: 13.9
52aA | Adjustment for Licence cap scenario 8 | LC01 | Other changes to DO | Resource Options | N | Least Cost | AWSEXS | Ml/d | 2 | Gains in Water Available For Use / Savings in Demand under the selected programme (Ml/d) input as +ve 2025-26: 0.91; Gains in Water Available For Use / Savings in Demand under the selected programme (Ml/d) input as +ve 2026-27: 0.91; Gains in Water Available For Use / Savings in Demand under the selected programme (Ml/d) input as +ve 2027-28: 0.91; Gains in Water Available For Use / Savings in Demand under the selected programme (Ml/d) input as +ve 2028-29: 0.91; Gains in Water Available For Use / Savings in Demand under the selected programme (Ml/d) input as +ve 2029-30: 0.91; Gains in Water Available For Use / Savings in Demand under the selected programme (Ml/d) input as +ve 2030-31: 0; Gains in Water Available For Use / Savings in Demand under the selected programme (Ml/d) input as +ve 2031-32: 0; Gains in Water Available For Use / Savings in Demand under the selected programme (Ml/d) input as +ve 2032-33: 0; Gains in Water Available For Use / Savings in Demand under the selected programme (Ml/d) input as +ve 2033-34: 0; Gains in Water Available For Use / Savings in Demand under the selected programme (Ml/d) input as +ve 2034-35: 0; Gains in Water Available For Use / Savings in Demand under the selected programme (Ml/d) input as +ve 2035-36: 0; Gains in Water Available For Use / Savings in Demand under the selected programme (Ml/d) input as +ve 2036-37: 0; Gains in Water Available For Use / Savings in Demand under the selected programme (Ml/d) input as +ve 2037-38: 0; Gains in Water Available For Use / Savings in Demand under the selected programme (Ml/d) input as +ve 2038-39: 0; Gains in Water Available For Use / Savings in Demand under the selected programme (Ml/d) input as +ve 2039-40: 0; Gains in Water Available For Use / Savings in Demand under the selected programme (Ml/d) input as +ve 2040-41: 0; Gains in Water Available For Use / Savings in Demand under the selected programme (Ml/d) input as +ve 2041-42: 0; Gains in Water Available For Use / Savings in Demand under the selected programme (Ml/d) input as +ve 2042-43: 0; Gains in Water Available For Use / Savings in Demand under the selected programme (Ml/d) input as +ve 2043-44: 0; Gains in Water Available For Use / Savings in Demand under the selected programme (Ml/d) input as +ve 2044-45: 0; Gains in Water Available For Use / Savings in Demand under the selected programme (Ml/d) input as +ve 2045-46: 0; Gains in Water Available For Use / Savings in Demand under the selected programme (Ml/d) input as +ve 2046-47: 0; Gains in Water Available For Use / Savings in Demand under the selected programme (Ml/d) input as +ve 2047-48: 0; Gains in Water Available For Use / Savings in Demand under the selected programme (Ml/d) input as +ve 2048-49: 0; Gains in Water Available For Use / Savings in Demand under the selected programme (Ml/d) input as +ve 2049-50: 0
52aA | Adjustment to 1:200 drought | DA01 | Other changes to DO | Resource Options | N | Least Cost | AWSEXS | Ml/d | 2 | Gains in Water Available For Use / Savings in Demand under the selected programme (Ml/d) input as +ve 2025-26: 4.7; Gains in Water Available For Use / Savings in Demand under the selected programme (Ml/d) input as +ve 2026-27: 4.72; Gains in Water Available For Use / Savings in Demand under the selected programme (Ml/d) input as +ve 2027-28: 4.74; Gains in Water Available For Use / Savings in Demand under the selected programme (Ml/d) input as +ve 2028-29: 4.76; Gains in Water Available For Use / Savings in Demand under the selected programme (Ml/d) input as +ve 2029-30: 4.78; Gains in Water Available For Use / Savings in Demand under the selected programme (Ml/d) input as +ve 2030-31: 4.8; Gains in Water Available For Use / Savings in Demand under the selected programme (Ml/d) input as +ve 2031-32: 4.82; Gains in Water Available For Use / Savings in Demand under the selected programme (Ml/d) input as +ve 2032-33: 4.84; Gains in Water Available For Use / Savings in Demand under the selected programme (Ml/d) input as +ve 2033-34: 4.86; Gains in Water Available For Use / Savings in Demand under the selected programme (Ml/d) input as +ve 2034-35: 4.88; Gains in Water Available For Use / Savings in Demand under the selected programme (Ml/d) input as +ve 2035-36: 4.9; Gains in Water Available For Use / Savings in Demand under the selected programme (Ml/d) input as +ve 2036-37: 4.92; Gains in Water Available For Use / Savings in Demand under the selected programme (Ml/d) input as +ve 2037-38: 4.94; Gains in Water Available For Use / Savings in Demand under the selected programme (Ml/d) input as +ve 2038-39: 4.96; Gains in Water Available For Use / Savings in Demand under the selected programme (Ml/d) input as +ve 2039-40: 0; Gains in Water Available For Use / Savings in Demand under the selected programme (Ml/d) input as +ve 2040-41: 0; Gains in Water Available For Use / Savings in Demand under the selected programme (Ml/d) input as +ve 2041-42: 0; Gains in Water Available For Use / Savings in Demand under the selected programme (Ml/d) input as +ve 2042-43: 0; Gains in Water Available For Use / Savings in Demand under the selected programme (Ml/d) input as +ve 2043-44: 0; Gains in Water Available For Use / Savings in Demand under the selected programme (Ml/d) input as +ve 2044-45: 0; Gains in Water Available For Use / Savings in Demand under the selected programme (Ml/d) input as +ve 2045-46: 0; Gains in Water Available For Use / Savings in Demand under the selected programme (Ml/d) input as +ve 2046-47: 0; Gains in Water Available For Use / Savings in Demand under the selected programme (Ml/d) input as +ve 2047-48: 0; Gains in Water Available For Use / Savings in Demand under the selected programme (Ml/d) input as +ve 2048-49: 0; Gains in Water Available For Use / Savings in Demand under the selected programme (Ml/d) input as +ve 2049-50: 0
52aA | AMP8 OPI Adjustment | OPI2 | Other changes to DO | Resource Options | N | Least Cost | AWSEXS | Ml/d | 2 | Gains in Water Available For Use / Savings in Demand under the selected programme (Ml/d) input as +ve 2025-26: 0.25; Gains in Water Available For Use / Savings in Demand under the selected programme (Ml/d) input as +ve 2026-27: 0; Gains in Water Available For Use / Savings in Demand under the selected programme (Ml/d) input as +ve 2027-28: 0; Gains in Water Available For Use / Savings in Demand under the selected programme (Ml/d) input as +ve 2028-29: 0; Gains in Water Available For Use / Savings in Demand under the selected programme (Ml/d) input as +ve 2029-30: 0; Gains in Water Available For Use / Savings in Demand under the selected programme (Ml/d) input as +ve 2030-31: 0; Gains in Water Available For Use / Savings in Demand under the selected programme (Ml/d) input as +ve 2031-32: 0; Gains in Water Available For Use / Savings in Demand under the selected programme (Ml/d) input as +ve 2032-33: 0; Gains in Water Available For Use / Savings in Demand under the selected programme (Ml/d) input as +ve 2033-34: 0; Gains in Water Available For Use / Savings in Demand under the selected programme (Ml/d) input as +ve 2034-35: 0; Gains in Water Available For Use / Savings in Demand under the selected programme (Ml/d) input as +ve 2035-36: 0; Gains in Water Available For Use / Savings in Demand under the selected programme (Ml/d) input as +ve 2036-37: 0; Gains in Water Available For Use / Savings in Demand under the selected programme (Ml/d) input as +ve 2037-38: 0; Gains in Water Available For Use / Savings in Demand under the selected programme (Ml/d) input as +ve 2038-39: 0; Gains in Water Available For Use / Savings in Demand under the selected programme (Ml/d) input as +ve 2039-40: 0; Gains in Water Available For Use / Savings in Demand under the selected programme (Ml/d) input as +ve 2040-41: 0; Gains in Water Available For Use / Savings in Demand under the selected programme (Ml/d) input as +ve 2041-42: 0; Gains in Water Available For Use / Savings in Demand under the selected programme (Ml/d) input as +ve 2042-43: 0; Gains in Water Available For Use / Savings in Demand under the selected programme (Ml/d) input as +ve 2043-44: 0; Gains in Water Available For Use / Savings in Demand under the selected programme (Ml/d) input as +ve 2044-45: 0; Gains in Water Available For Use / Savings in Demand under the selected programme (Ml/d) input as +ve 2045-46: 0; Gains in Water Available For Use / Savings in Demand under the selected programme (Ml/d) input as +ve 2046-47: 0; Gains in Water Available For Use / Savings in Demand under the selected programme (Ml/d) input as +ve 2047-48: 0; Gains in Water Available For Use / Savings in Demand under the selected programme (Ml/d) input as +ve 2048-49: 0; Gains in Water Available For Use / Savings in Demand under the selected programme (Ml/d) input as +ve 2049-50: 0
52aA | Holland on Sea desalination (seawater) 26 Ml/d | EXS10 | Desalination | Resource Options | N | Least Cost | AWSEXS | Ml/d | 2 | Gains in Water Available For Use / Savings in Demand under the selected programme (Ml/d) input as +ve 2025-26: 0; Gains in Water Available For Use / Savings in Demand under the selected programme (Ml/d) input as +ve 2026-27: 0; Gains in Water Available For Use / Savings in Demand under the selected programme (Ml/d) input as +ve 2027-28: 0; Gains in Water Available For Use / Savings in Demand under the selected programme (Ml/d) input as +ve 2028-29: 0; Gains in Water Available For Use / Savings in Demand under the selected programme (Ml/d) input as +ve 2029-30: 0; Gains in Water Available For Use / Savings in Demand under the selected programme (Ml/d) input as +ve 2030-31: 0; Gains in Water Available For Use / Savings in Demand under the selected programme (Ml/d) input as +ve 2031-32: 0; Gains in Water Available For Use / Savings in Demand under the selected programme (Ml/d) input as +ve 2032-33: 0; Gains in Water Available For Use / Savings in Demand under the selected programme (Ml/d) input as +ve 2033-34: 0; Gains in Water Available For Use / Savings in Demand under the selected programme (Ml/d) input as +ve 2034-35: 0; Gains in Water Available For Use / Savings in Demand under the selected programme (Ml/d) input as +ve 2035-36: 0; Gains in Water Available For Use / Savings in Demand under the selected programme (Ml/d) input as +ve 2036-37: 0; Gains in Water Available For Use / Savings in Demand under the selected programme (Ml/d) input as +ve 2037-38: 0; Gains in Water Available For Use / Savings in Demand under the selected programme (Ml/d) input as +ve 2038-39: 0; Gains in Water Available For Use / Savings in Demand under the selected programme (Ml/d) input as +ve 2039-40: 0; Gains in Water Available For Use / Savings in Demand under the selected programme (Ml/d) input as +ve 2040-41: 26; Gains in Water Available For Use / Savings in Demand under the selected programme (Ml/d) input as +ve 2041-42: 26; Gains in Water Available For Use / Savings in Demand under the selected programme (Ml/d) input as +ve 2042-43: 26; Gains in Water Available For Use / Savings in Demand under the selected programme (Ml/d) input as +ve 2043-44: 26; Gains in Water Available For Use / Savings in Demand under the selected programme (Ml/d) input as +ve 2044-45: 26; Gains in Water Available For Use / Savings in Demand under the selected programme (Ml/d) input as +ve 2045-46: 26; Gains in Water Available For Use / Savings in Demand under the selected programme (Ml/d) input as +ve 2046-47: 26; Gains in Water Available For Use / Savings in Demand under the selected programme (Ml/d) input as +ve 2047-48: 26; Gains in Water Available For Use / Savings in Demand under the selected programme (Ml/d) input as +ve 2048-49: 26; Gains in Water Available For Use / Savings in Demand under the selected programme (Ml/d) input as +ve 2049-50: 26
52aA | Colchester WRC direct to Ardleigh Reservoir (no additional treatment) | EXS19 | Water reuse | Resource Options | N | Least Cost | AWSEXS | Ml/d | 2 | Gains in Water Available For Use / Savings in Demand under the selected programme (Ml/d) input as +ve 2025-26: 0; Gains in Water Available For Use / Savings in Demand under the selected programme (Ml/d) input as +ve 2026-27: 0; Gains in Water Available For Use / Savings in Demand under the selected programme (Ml/d) input as +ve 2027-28: 0; Gains in Water Available For Use / Savings in Demand under the selected programme (Ml/d) input as +ve 2028-29: 0; Gains in Water Available For Use / Savings in Demand under the selected programme (Ml/d) input as +ve 2029-30: 0; Gains in Water Available For Use / Savings in Demand under the selected programme (Ml/d) input as +ve 2030-31: 0; Gains in Water Available For Use / Savings in Demand under the selected programme (Ml/d) input as +ve 2031-32: 0; Gains in Water Available For Use / Savings in Demand under the selected programme (Ml/d) input as +ve 2032-33: 11.4; Gains in Water Available For Use / Savings in Demand under the selected programme (Ml/d) input as +ve 2033-34: 11.4; Gains in Water Available For Use / Savings in Demand under the selected programme (Ml/d) input as +ve 2034-35: 11.4; Gains in Water Available For Use / Savings in Demand under the selected programme (Ml/d) input as +ve 2035-36: 11.4; Gains in Water Available For Use / Savings in Demand under the selected programme (Ml/d) input as +ve 2036-37: 11.4; Gains in Water Available For Use / Savings in Demand under the selected programme (Ml/d) input as +ve 2037-38: 11.4; Gains in Water Available For Use / Savings in Demand under the selected programme (Ml/d) input as +ve 2038-39: 11.4; Gains in Water Available For Use / Savings in Demand under the selected programme (Ml/d) input as +ve 2039-40: 13.9; Gains in Water Available For Use / Savings in Demand under the selected programme (Ml/d) input as +ve 2040-41: 13.9; Gains in Water Available For Use / Savings in Demand under the selected programme (Ml/d) input as +ve 2041-42: 13.9; Gains in Water Available For Use / Savings in Demand under the selected programme (Ml/d) input as +ve 2042-43: 13.9; Gains in Water Available For Use / Savings in Demand under the selected programme (Ml/d) input as +ve 2043-44: 13.9; Gains in Water Available For Use / Savings in Demand under the selected programme (Ml/d) input as +ve 2044-45: 13.9; Gains in Water Available For Use / Savings in Demand under the selected programme (Ml/d) input as +ve 2045-46: 13.9; Gains in Water Available For Use / Savings in Demand under the selected programme (Ml/d) input as +ve 2046-47: 13.9; Gains in Water Available For Use / Savings in Demand under the selected programme (Ml/d) input as +ve 2047-48: 13.9; Gains in Water Available For Use / Savings in Demand under the selected programme (Ml/d) input as +ve 2048-49: 13.9; Gains in Water Available For Use / Savings in Demand under the selected programme (Ml/d) input as +ve 2049-50: 13.9
52aP | Adjustment for Licence cap scenario 8 | LC01 | Other changes to DO | Resource Options | N | Preferred | AWSEXS | Ml/d | 2 | Gains in Water Available For Use / Savings in Demand under the selected programme (Ml/d) input as +ve 2025-26: 0.91; Gains in Water Available For Use / Savings in Demand under the selected programme (Ml/d) input as +ve 2026-27: 0.91; Gains in Water Available For Use / Savings in Demand under the selected programme (Ml/d) input as +ve 2027-28: 0.91; Gains in Water Available For Use / Savings in Demand under the selected programme (Ml/d) input as +ve 2028-29: 0.91; Gains in Water Available For Use / Savings in Demand under the selected programme (Ml/d) input as +ve 2029-30: 0.91; Gains in Water Available For Use / Savings in Demand under the selected programme (Ml/d) input as +ve 2030-31: 0; Gains in Water Available For Use / Savings in Demand under the selected programme (Ml/d) input as +ve 2031-32: 0; Gains in Water Available For Use / Savings in Demand under the selected programme (Ml/d) input as +ve 2032-33: 0; Gains in Water Available For Use / Savings in Demand under the selected programme (Ml/d) input as +ve 2033-34: 0; Gains in Water Available For Use / Savings in Demand under the selected programme (Ml/d) input as +ve 2034-35: 0; Gains in Water Available For Use / Savings in Demand under the selected programme (Ml/d) input as +ve 2035-36: 0; Gains in Water Available For Use / Savings in Demand under the selected programme (Ml/d) input as +ve 2036-37: 0; Gains in Water Available For Use / Savings in Demand under the selected programme (Ml/d) input as +ve 2037-38: 0; Gains in Water Available For Use / Savings in Demand under the selected programme (Ml/d) input as +ve 2038-39: 0; Gains in Water Available For Use / Savings in Demand under the selected programme (Ml/d) input as +ve 2039-40: 0; Gains in Water Available For Use / Savings in Demand under the selected programme (Ml/d) input as +ve 2040-41: 0; Gains in Water Available For Use / Savings in Demand under the selected programme (Ml/d) input as +ve 2041-42: 0; Gains in Water Available For Use / Savings in Demand under the selected programme (Ml/d) input as +ve 2042-43: 0; Gains in Water Available For Use / Savings in Demand under the selected programme (Ml/d) input as +ve 2043-44: 0; Gains in Water Available For Use / Savings in Demand under the selected programme (Ml/d) input as +ve 2044-45: 0; Gains in Water Available For Use / Savings in Demand under the selected programme (Ml/d) input as +ve 2045-46: 0; Gains in Water Available For Use / Savings in Demand under the selected programme (Ml/d) input as +ve 2046-47: 0; Gains in Water Available For Use / Savings in Demand under the selected programme (Ml/d) input as +ve 2047-48: 0; Gains in Water Available For Use / Savings in Demand under the selected programme (Ml/d) input as +ve 2048-49: 0; Gains in Water Available For Use / Savings in Demand under the selected programme (Ml/d) input as +ve 2049-50: 0
52aP | Adjustment to 1:200 drought | DA01 | Other changes to DO | Resource Options | N | Preferred | AWSEXS | Ml/d | 2 | Gains in Water Available For Use / Savings in Demand under the selected programme (Ml/d) input as +ve 2025-26: 4.7; Gains in Water Available For Use / Savings in Demand under the selected programme (Ml/d) input as +ve 2026-27: 4.72; Gains in Water Available For Use / Savings in Demand under the selected programme (Ml/d) input as +ve 2027-28: 4.74; Gains in Water Available For Use / Savings in Demand under the selected programme (Ml/d) input as +ve 2028-29: 4.76; Gains in Water Available For Use / Savings in Demand under the selected programme (Ml/d) input as +ve 2029-30: 4.78; Gains in Water Available For Use / Savings in Demand under the selected programme (Ml/d) input as +ve 2030-31: 4.8; Gains in Water Available For Use / Savings in Demand under the selected programme (Ml/d) input as +ve 2031-32: 4.82; Gains in Water Available For Use / Savings in Demand under the selected programme (Ml/d) input as +ve 2032-33: 4.84; Gains in Water Available For Use / Savings in Demand under the selected programme (Ml/d) input as +ve 2033-34: 4.86; Gains in Water Available For Use / Savings in Demand under the selected programme (Ml/d) input as +ve 2034-35: 4.88; Gains in Water Available For Use / Savings in Demand under the selected programme (Ml/d) input as +ve 2035-36: 4.9; Gains in Water Available For Use / Savings in Demand under the selected programme (Ml/d) input as +ve 2036-37: 4.92; Gains in Water Available For Use / Savings in Demand under the selected programme (Ml/d) input as +ve 2037-38: 4.94; Gains in Water Available For Use / Savings in Demand under the selected programme (Ml/d) input as +ve 2038-39: 4.96; Gains in Water Available For Use / Savings in Demand under the selected programme (Ml/d) input as +ve 2039-40: 0; Gains in Water Available For Use / Savings in Demand under the selected programme (Ml/d) input as +ve 2040-41: 0; Gains in Water Available For Use / Savings in Demand under the selected programme (Ml/d) input as +ve 2041-42: 0; Gains in Water Available For Use / Savings in Demand under the selected programme (Ml/d) input as +ve 2042-43: 0; Gains in Water Available For Use / Savings in Demand under the selected programme (Ml/d) input as +ve 2043-44: 0; Gains in Water Available For Use / Savings in Demand under the selected programme (Ml/d) input as +ve 2044-45: 0; Gains in Water Available For Use / Savings in Demand under the selected programme (Ml/d) input as +ve 2045-46: 0; Gains in Water Available For Use / Savings in Demand under the selected programme (Ml/d) input as +ve 2046-47: 0; Gains in Water Available For Use / Savings in Demand under the selected programme (Ml/d) input as +ve 2047-48: 0; Gains in Water Available For Use / Savings in Demand under the selected programme (Ml/d) input as +ve 2048-49: 0; Gains in Water Available For Use / Savings in Demand under the selected programme (Ml/d) input as +ve 2049-50: 0
52aP | AMP8 OPI Adjustment | OPI2 | Other changes to DO | Resource Options | N | Preferred | AWSEXS | Ml/d | 2 | Gains in Water Available For Use / Savings in Demand under the selected programme (Ml/d) input as +ve 2025-26: 0.25; Gains in Water Available For Use / Savings in Demand under the selected programme (Ml/d) input as +ve 2026-27: 0; Gains in Water Available For Use / Savings in Demand under the selected programme (Ml/d) input as +ve 2027-28: 0; Gains in Water Available For Use / Savings in Demand under the selected programme (Ml/d) input as +ve 2028-29: 0; Gains in Water Available For Use / Savings in Demand under the selected programme (Ml/d) input as +ve 2029-30: 0; Gains in Water Available For Use / Savings in Demand under the selected programme (Ml/d) input as +ve 2030-31: 0; Gains in Water Available For Use / Savings in Demand under the selected programme (Ml/d) input as +ve 2031-32: 0; Gains in Water Available For Use / Savings in Demand under the selected programme (Ml/d) input as +ve 2032-33: 0; Gains in Water Available For Use / Savings in Demand under the selected programme (Ml/d) input as +ve 2033-34: 0; Gains in Water Available For Use / Savings in Demand under the selected programme (Ml/d) input as +ve 2034-35: 0; Gains in Water Available For Use / Savings in Demand under the selected programme (Ml/d) input as +ve 2035-36: 0; Gains in Water Available For Use / Savings in Demand under the selected programme (Ml/d) input as +ve 2036-37: 0; Gains in Water Available For Use / Savings in Demand under the selected programme (Ml/d) input as +ve 2037-38: 0; Gains in Water Available For Use / Savings in Demand under the selected programme (Ml/d) input as +ve 2038-39: 0; Gains in Water Available For Use / Savings in Demand under the selected programme (Ml/d) input as +ve 2039-40: 0; Gains in Water Available For Use / Savings in Demand under the selected programme (Ml/d) input as +ve 2040-41: 0; Gains in Water Available For Use / Savings in Demand under the selected programme (Ml/d) input as +ve 2041-42: 0; Gains in Water Available For Use / Savings in Demand under the selected programme (Ml/d) input as +ve 2042-43: 0; Gains in Water Available For Use / Savings in Demand under the selected programme (Ml/d) input as +ve 2043-44: 0; Gains in Water Available For Use / Savings in Demand under the selected programme (Ml/d) input as +ve 2044-45: 0; Gains in Water Available For Use / Savings in Demand under the selected programme (Ml/d) input as +ve 2045-46: 0; Gains in Water Available For Use / Savings in Demand under the selected programme (Ml/d) input as +ve 2046-47: 0; Gains in Water Available For Use / Savings in Demand under the selected programme (Ml/d) input as +ve 2047-48: 0; Gains in Water Available For Use / Savings in Demand under the selected programme (Ml/d) input as +ve 2048-49: 0; Gains in Water Available For Use / Savings in Demand under the selected programme (Ml/d) input as +ve 2049-50: 0
52aP | Holland on Sea desalination (seawater) 26 Ml/d | EXS10 | Desalination | Resource Options | N | Preferred | AWSEXS | Ml/d | 2 | Gains in Water Available For Use / Savings in Demand under the selected programme (Ml/d) input as +ve 2025-26: 0; Gains in Water Available For Use / Savings in Demand under the selected programme (Ml/d) input as +ve 2026-27: 0; Gains in Water Available For Use / Savings in Demand under the selected programme (Ml/d) input as +ve 2027-28: 0; Gains in Water Available For Use / Savings in Demand under the selected programme (Ml/d) input as +ve 2028-29: 0; Gains in Water Available For Use / Savings in Demand under the selected programme (Ml/d) input as +ve 2029-30: 0; Gains in Water Available For Use / Savings in Demand under the selected programme (Ml/d) input as +ve 2030-31: 0; Gains in Water Available For Use / Savings in Demand under the selected programme (Ml/d) input as +ve 2031-32: 0; Gains in Water Available For Use / Savings in Demand under the selected programme (Ml/d) input as +ve 2032-33: 0; Gains in Water Available For Use / Savings in Demand under the selected programme (Ml/d) input as +ve 2033-34: 0; Gains in Water Available For Use / Savings in Demand under the selected programme (Ml/d) input as +ve 2034-35: 0; Gains in Water Available For Use / Savings in Demand under the selected programme (Ml/d) input as +ve 2035-36: 0; Gains in Water Available For Use / Savings in Demand under the selected programme (Ml/d) input as +ve 2036-37: 0; Gains in Water Available For Use / Savings in Demand under the selected programme (Ml/d) input as +ve 2037-38: 0; Gains in Water Available For Use / Savings in Demand under the selected programme (Ml/d) input as +ve 2038-39: 0; Gains in Water Available For Use / Savings in Demand under the selected programme (Ml/d) input as +ve 2039-40: 0; Gains in Water Available For Use / Savings in Demand under the selected programme (Ml/d) input as +ve 2040-41: 26; Gains in Water Available For Use / Savings in Demand under the selected programme (Ml/d) input as +ve 2041-42: 26; Gains in Water Available For Use / Savings in Demand under the selected programme (Ml/d) input as +ve 2042-43: 26; Gains in Water Available For Use / Savings in Demand under the selected programme (Ml/d) input as +ve 2043-44: 26; Gains in Water Available For Use / Savings in Demand under the selected programme (Ml/d) input as +ve 2044-45: 26; Gains in Water Available For Use / Savings in Demand under the selected programme (Ml/d) input as +ve 2045-46: 26; Gains in Water Available For Use / Savings in Demand under the selected programme (Ml/d) input as +ve 2046-47: 26; Gains in Water Available For Use / Savings in Demand under the selected programme (Ml/d) input as +ve 2047-48: 26; Gains in Water Available For Use / Savings in Demand under the selected programme (Ml/d) input as +ve 2048-49: 26; Gains in Water Available For Use / Savings in Demand under the selected programme (Ml/d) input as +ve 2049-50: 26
52aP | Colchester WRC direct to Ardleigh Reservoir (no additional treatment) | EXS19 | Water reuse | Resource Options | N | Preferred | AWSEXS | Ml/d | 2 | Gains in Water Available For Use / Savings in Demand under the selected programme (Ml/d) input as +ve 2025-26: 0; Gains in Water Available For Use / Savings in Demand under the selected programme (Ml/d) input as +ve 2026-27: 0; Gains in Water Available For Use / Savings in Demand under the selected programme (Ml/d) input as +ve 2027-28: 0; Gains in Water Available For Use / Savings in Demand under the selected programme (Ml/d) input as +ve 2028-29: 0; Gains in Water Available For Use / Savings in Demand under the selected programme (Ml/d) input as +ve 2029-30: 0; Gains in Water Available For Use / Savings in Demand under the selected programme (Ml/d) input as +ve 2030-31: 0; Gains in Water Available For Use / Savings in Demand under the selected programme (Ml/d) input as +ve 2031-32: 0; Gains in Water Available For Use / Savings in Demand under the selected programme (Ml/d) input as +ve 2032-33: 11.4; Gains in Water Available For Use / Savings in Demand under the selected programme (Ml/d) input as +ve 2033-34: 11.4; Gains in Water Available For Use / Savings in Demand under the selected programme (Ml/d) input as +ve 2034-35: 11.4; Gains in Water Available For Use / Savings in Demand under the selected programme (Ml/d) input as +ve 2035-36: 11.4; Gains in Water Available For Use / Savings in Demand under the selected programme (Ml/d) input as +ve 2036-37: 11.4; Gains in Water Available For Use / Savings in Demand under the selected programme (Ml/d) input as +ve 2037-38: 11.4; Gains in Water Available For Use / Savings in Demand under the selected programme (Ml/d) input as +ve 2038-39: 11.4; Gains in Water Available For Use / Savings in Demand under the selected programme (Ml/d) input as +ve 2039-40: 13.9; Gains in Water Available For Use / Savings in Demand under the selected programme (Ml/d) input as +ve 2040-41: 13.9; Gains in Water Available For Use / Savings in Demand under the selected programme (Ml/d) input as +ve 2041-42: 13.9; Gains in Water Available For Use / Savings in Demand under the selected programme (Ml/d) input as +ve 2042-43: 13.9; Gains in Water Available For Use / Savings in Demand under the selected programme (Ml/d) input as +ve 2043-44: 13.9; Gains in Water Available For Use / Savings in Demand under the selected programme (Ml/d) input as +ve 2044-45: 13.9; Gains in Water Available For Use / Savings in Demand under the selected programme (Ml/d) input as +ve 2045-46: 13.9; Gains in Water Available For Use / Savings in Demand under the selected programme (Ml/d) input as +ve 2046-47: 13.9; Gains in Water Available For Use / Savings in Demand under the selected programme (Ml/d) input as +ve 2047-48: 13.9; Gains in Water Available For Use / Savings in Demand under the selected programme (Ml/d) input as +ve 2048-49: 13.9; Gains in Water Available For Use / Savings in Demand under the selected programme (Ml/d) input as +ve 2049-50: 13.9
52bA | Essex South WTW Backwash water recovery | EXS7 | Water treatment works loss recovery | Production Options | N | Ofwat Core | AWSEXS | Ml/d | 2 | Gains in Water Available For Use / Savings in Demand under the selected programme (Ml/d) input as +ve 2025-26: 0; Gains in Water Available For Use / Savings in Demand under the selected programme (Ml/d) input as +ve 2026-27: 0; Gains in Water Available For Use / Savings in Demand under the selected programme (Ml/d) input as +ve 2027-28: 0; Gains in Water Available For Use / Savings in Demand under the selected programme (Ml/d) input as +ve 2028-29: 0; Gains in Water Available For Use / Savings in Demand under the selected programme (Ml/d) input as +ve 2029-30: 0; Gains in Water Available For Use / Savings in Demand under the selected programme (Ml/d) input as +ve 2030-31: 0.3; Gains in Water Available For Use / Savings in Demand under the selected programme (Ml/d) input as +ve 2031-32: 0.3; Gains in Water Available For Use / Savings in Demand under the selected programme (Ml/d) input as +ve 2032-33: 0.3; Gains in Water Available For Use / Savings in Demand under the selected programme (Ml/d) input as +ve 2033-34: 0.3; Gains in Water Available For Use / Savings in Demand under the selected programme (Ml/d) input as +ve 2034-35: 0.3; Gains in Water Available For Use / Savings in Demand under the selected programme (Ml/d) input as +ve 2035-36: 0.3; Gains in Water Available For Use / Savings in Demand under the selected programme (Ml/d) input as +ve 2036-37: 0.3; Gains in Water Available For Use / Savings in Demand under the selected programme (Ml/d) input as +ve 2037-38: 0.3; Gains in Water Available For Use / Savings in Demand under the selected programme (Ml/d) input as +ve 2038-39: 0.3; Gains in Water Available For Use / Savings in Demand under the selected programme (Ml/d) input as +ve 2039-40: 0.3; Gains in Water Available For Use / Savings in Demand under the selected programme (Ml/d) input as +ve 2040-41: 0.3; Gains in Water Available For Use / Savings in Demand under the selected programme (Ml/d) input as +ve 2041-42: 0.3; Gains in Water Available For Use / Savings in Demand under the selected programme (Ml/d) input as +ve 2042-43: 0.3; Gains in Water Available For Use / Savings in Demand under the selected programme (Ml/d) input as +ve 2043-44: 0.3; Gains in Water Available For Use / Savings in Demand under the selected programme (Ml/d) input as +ve 2044-45: 0.3; Gains in Water Available For Use / Savings in Demand under the selected programme (Ml/d) input as +ve 2045-46: 0.3; Gains in Water Available For Use / Savings in Demand under the selected programme (Ml/d) input as +ve 2046-47: 0.3; Gains in Water Available For Use / Savings in Demand under the selected programme (Ml/d) input as +ve 2047-48: 0.3; Gains in Water Available For Use / Savings in Demand under the selected programme (Ml/d) input as +ve 2048-49: 0.3; Gains in Water Available For Use / Savings in Demand under the selected programme (Ml/d) input as +ve 2049-50: 0.3
52bA | Essex South WTW Backwash water recovery | EXS7 | Water treatment works loss recovery | Production Options | N | Least Cost | AWSEXS | Ml/d | 2 | Gains in Water Available For Use / Savings in Demand under the selected programme (Ml/d) input as +ve 2025-26: 0; Gains in Water Available For Use / Savings in Demand under the selected programme (Ml/d) input as +ve 2026-27: 0; Gains in Water Available For Use / Savings in Demand under the selected programme (Ml/d) input as +ve 2027-28: 0; Gains in Water Available For Use / Savings in Demand under the selected programme (Ml/d) input as +ve 2028-29: 0; Gains in Water Available For Use / Savings in Demand under the selected programme (Ml/d) input as +ve 2029-30: 0; Gains in Water Available For Use / Savings in Demand under the selected programme (Ml/d) input as +ve 2030-31: 0; Gains in Water Available For Use / Savings in Demand under the selected programme (Ml/d) input as +ve 2031-32: 0; Gains in Water Available For Use / Savings in Demand under the selected programme (Ml/d) input as +ve 2032-33: 0; Gains in Water Available For Use / Savings in Demand under the selected programme (Ml/d) input as +ve 2033-34: 0; Gains in Water Available For Use / Savings in Demand under the selected programme (Ml/d) input as +ve 2034-35: 0; Gains in Water Available For Use / Savings in Demand under the selected programme (Ml/d) input as +ve 2035-36: 0; Gains in Water Available For Use / Savings in Demand under the selected programme (Ml/d) input as +ve 2036-37: 0; Gains in Water Available For Use / Savings in Demand under the selected programme (Ml/d) input as +ve 2037-38: 0; Gains in Water Available For Use / Savings in Demand under the selected programme (Ml/d) input as +ve 2038-39: 0; Gains in Water Available For Use / Savings in Demand under the selected programme (Ml/d) input as +ve 2039-40: 0; Gains in Water Available For Use / Savings in Demand under the selected programme (Ml/d) input as +ve 2040-41: 0.3; Gains in Water Available For Use / Savings in Demand under the selected programme (Ml/d) input as +ve 2041-42: 0.3; Gains in Water Available For Use / Savings in Demand under the selected programme (Ml/d) input as +ve 2042-43: 0.3; Gains in Water Available For Use / Savings in Demand under the selected programme (Ml/d) input as +ve 2043-44: 0.3; Gains in Water Available For Use / Savings in Demand under the selected programme (Ml/d) input as +ve 2044-45: 0.3; Gains in Water Available For Use / Savings in Demand under the selected programme (Ml/d) input as +ve 2045-46: 0.3; Gains in Water Available For Use / Savings in Demand under the selected programme (Ml/d) input as +ve 2046-47: 0.3; Gains in Water Available For Use / Savings in Demand under the selected programme (Ml/d) input as +ve 2047-48: 0.3; Gains in Water Available For Use / Savings in Demand under the selected programme (Ml/d) input as +ve 2048-49: 0.3; Gains in Water Available For Use / Savings in Demand under the selected programme (Ml/d) input as +ve 2049-50: 0.3
52bP | Essex South WTW Backwash water recovery | EXS7 | Water treatment works loss recovery | Production Options | N | Preferred | AWSEXS | Ml/d | 2 | Gains in Water Available For Use / Savings in Demand under the selected programme (Ml/d) input as +ve 2025-26: 0; Gains in Water Available For Use / Savings in Demand under the selected programme (Ml/d) input as +ve 2026-27: 0; Gains in Water Available For Use / Savings in Demand under the selected programme (Ml/d) input as +ve 2027-28: 0; Gains in Water Available For Use / Savings in Demand under the selected programme (Ml/d) input as +ve 2028-29: 0; Gains in Water Available For Use / Savings in Demand under the selected programme (Ml/d) input as +ve 2029-30: 0; Gains in Water Available For Use / Savings in Demand under the selected programme (Ml/d) input as +ve 2030-31: 0.3; Gains in Water Available For Use / Savings in Demand under the selected programme (Ml/d) input as +ve 2031-32: 0.3; Gains in Water Available For Use / Savings in Demand under the selected programme (Ml/d) input as +ve 2032-33: 0.3; Gains in Water Available For Use / Savings in Demand under the selected programme (Ml/d) input as +ve 2033-34: 0.3; Gains in Water Available For Use / Savings in Demand under the selected programme (Ml/d) input as +ve 2034-35: 0.3; Gains in Water Available For Use / Savings in Demand under the selected programme (Ml/d) input as +ve 2035-36: 0.3; Gains in Water Available For Use / Savings in Demand under the selected programme (Ml/d) input as +ve 2036-37: 0.3; Gains in Water Available For Use / Savings in Demand under the selected programme (Ml/d) input as +ve 2037-38: 0.3; Gains in Water Available For Use / Savings in Demand under the selected programme (Ml/d) input as +ve 2038-39: 0.3; Gains in Water Available For Use / Savings in Demand under the selected programme (Ml/d) input as +ve 2039-40: 0.3; Gains in Water Available For Use / Savings in Demand under the selected programme (Ml/d) input as +ve 2040-41: 0.3; Gains in Water Available For Use / Savings in Demand under the selected programme (Ml/d) input as +ve 2041-42: 0.3; Gains in Water Available For Use / Savings in Demand under the selected programme (Ml/d) input as +ve 2042-43: 0.3; Gains in Water Available For Use / Savings in Demand under the selected programme (Ml/d) input as +ve 2043-44: 0.3; Gains in Water Available For Use / Savings in Demand under the selected programme (Ml/d) input as +ve 2044-45: 0.3; Gains in Water Available For Use / Savings in Demand under the selected programme (Ml/d) input as +ve 2045-46: 0.3; Gains in Water Available For Use / Savings in Demand under the selected programme (Ml/d) input as +ve 2046-47: 0.3; Gains in Water Available For Use / Savings in Demand under the selected programme (Ml/d) input as +ve 2047-48: 0.3; Gains in Water Available For Use / Savings in Demand under the selected programme (Ml/d) input as +ve 2048-49: 0.3; Gains in Water Available For Use / Savings in Demand under the selected programme (Ml/d) input as +ve 2049-50: 0.3
52cA | Adjustment to existing potable water import | EI02 | Internal potable transfer | Distribution Options | N | Ofwat Core | AWSEXS | Ml/d | 2 | Gains in Water Available For Use / Savings in Demand under the selected programme (Ml/d) input as +ve 2025-26: -5.602; Gains in Water Available For Use / Savings in Demand under the selected programme (Ml/d) input as +ve 2026-27: -5.28; Gains in Water Available For Use / Savings in Demand under the selected programme (Ml/d) input as +ve 2027-28: -5.33; Gains in Water Available For Use / Savings in Demand under the selected programme (Ml/d) input as +ve 2028-29: -5.42; Gains in Water Available For Use / Savings in Demand under the selected programme (Ml/d) input as +ve 2029-30: -5.59; Gains in Water Available For Use / Savings in Demand under the selected programme (Ml/d) input as +ve 2030-31: -1.16; Gains in Water Available For Use / Savings in Demand under the selected programme (Ml/d) input as +ve 2031-32: -1.17; Gains in Water Available For Use / Savings in Demand under the selected programme (Ml/d) input as +ve 2032-33: -12.48; Gains in Water Available For Use / Savings in Demand under the selected programme (Ml/d) input as +ve 2033-34: -12.42; Gains in Water Available For Use / Savings in Demand under the selected programme (Ml/d) input as +ve 2034-35: -12.39; Gains in Water Available For Use / Savings in Demand under the selected programme (Ml/d) input as +ve 2035-36: -13.1; Gains in Water Available For Use / Savings in Demand under the selected programme (Ml/d) input as +ve 2036-37: -13.84; Gains in Water Available For Use / Savings in Demand under the selected programme (Ml/d) input as +ve 2037-38: -13.8; Gains in Water Available For Use / Savings in Demand under the selected programme (Ml/d) input as +ve 2038-39: -14.52; Gains in Water Available For Use / Savings in Demand under the selected programme (Ml/d) input as +ve 2039-40: -14.52; Gains in Water Available For Use / Savings in Demand under the selected programme (Ml/d) input as +ve 2040-41: -9.52; Gains in Water Available For Use / Savings in Demand under the selected programme (Ml/d) input as +ve 2041-42: -9.58; Gains in Water Available For Use / Savings in Demand under the selected programme (Ml/d) input as +ve 2042-43: -9.74; Gains in Water Available For Use / Savings in Demand under the selected programme (Ml/d) input as +ve 2043-44: -9.76; Gains in Water Available For Use / Savings in Demand under the selected programme (Ml/d) input as +ve 2044-45: -9.69; Gains in Water Available For Use / Savings in Demand under the selected programme (Ml/d) input as +ve 2045-46: -10.05; Gains in Water Available For Use / Savings in Demand under the selected programme (Ml/d) input as +ve 2046-47: -9.88; Gains in Water Available For Use / Savings in Demand under the selected programme (Ml/d) input as +ve 2047-48: -9.74; Gains in Water Available For Use / Savings in Demand under the selected programme (Ml/d) input as +ve 2048-49: -9.62; Gains in Water Available For Use / Savings in Demand under the selected programme (Ml/d) input as +ve 2049-50: -9.77
52cA | Adjustment to existing potable water export | EE01 | Internal potable transfer | Distribution Options | N | Ofwat Core | AWSEXS | Ml/d | 2 | Gains in Water Available For Use / Savings in Demand under the selected programme (Ml/d) input as +ve 2025-26: -1.798; Gains in Water Available For Use / Savings in Demand under the selected programme (Ml/d) input as +ve 2026-27: -1.82; Gains in Water Available For Use / Savings in Demand under the selected programme (Ml/d) input as +ve 2027-28: -1.76; Gains in Water Available For Use / Savings in Demand under the selected programme (Ml/d) input as +ve 2028-29: -1.73; Gains in Water Available For Use / Savings in Demand under the selected programme (Ml/d) input as +ve 2029-30: -1.7; Gains in Water Available For Use / Savings in Demand under the selected programme (Ml/d) input as +ve 2030-31: -1.7; Gains in Water Available For Use / Savings in Demand under the selected programme (Ml/d) input as +ve 2031-32: -1.71; Gains in Water Available For Use / Savings in Demand under the selected programme (Ml/d) input as +ve 2032-33: -1.72; Gains in Water Available For Use / Savings in Demand under the selected programme (Ml/d) input as +ve 2033-34: -1.73; Gains in Water Available For Use / Savings in Demand under the selected programme (Ml/d) input as +ve 2034-35: -1.74; Gains in Water Available For Use / Savings in Demand under the selected programme (Ml/d) input as +ve 2035-36: -1.75; Gains in Water Available For Use / Savings in Demand under the selected programme (Ml/d) input as +ve 2036-37: -1.76; Gains in Water Available For Use / Savings in Demand under the selected programme (Ml/d) input as +ve 2037-38: -1.77; Gains in Water Available For Use / Savings in Demand under the selected programme (Ml/d) input as +ve 2038-39: -1.78; Gains in Water Available For Use / Savings in Demand under the selected programme (Ml/d) input as +ve 2039-40: 0.7; Gains in Water Available For Use / Savings in Demand under the selected programme (Ml/d) input as +ve 2040-41: 0.7; Gains in Water Available For Use / Savings in Demand under the selected programme (Ml/d) input as +ve 2041-42: 0.7; Gains in Water Available For Use / Savings in Demand under the selected programme (Ml/d) input as +ve 2042-43: 0.7; Gains in Water Available For Use / Savings in Demand under the selected programme (Ml/d) input as +ve 2043-44: 0.7; Gains in Water Available For Use / Savings in Demand under the selected programme (Ml/d) input as +ve 2044-45: 0.7; Gains in Water Available For Use / Savings in Demand under the selected programme (Ml/d) input as +ve 2045-46: 0.7; Gains in Water Available For Use / Savings in Demand under the selected programme (Ml/d) input as +ve 2046-47: 0.7; Gains in Water Available For Use / Savings in Demand under the selected programme (Ml/d) input as +ve 2047-48: 0.7; Gains in Water Available For Use / Savings in Demand under the selected programme (Ml/d) input as +ve 2048-49: 0.7; Gains in Water Available For Use / Savings in Demand under the selected programme (Ml/d) input as +ve 2049-50: 0.7
52cA | Adjustment to existing potable water import | EI02 | Internal potable transfer | Distribution Options | N | Least Cost | AWSEXS | Ml/d | 2 | Gains in Water Available For Use / Savings in Demand under the selected programme (Ml/d) input as +ve 2025-26: -5.602; Gains in Water Available For Use / Savings in Demand under the selected programme (Ml/d) input as +ve 2026-27: -5.28; Gains in Water Available For Use / Savings in Demand under the selected programme (Ml/d) input as +ve 2027-28: -5.33; Gains in Water Available For Use / Savings in Demand under the selected programme (Ml/d) input as +ve 2028-29: -5.42; Gains in Water Available For Use / Savings in Demand under the selected programme (Ml/d) input as +ve 2029-30: -5.59; Gains in Water Available For Use / Savings in Demand under the selected programme (Ml/d) input as +ve 2030-31: -1.16; Gains in Water Available For Use / Savings in Demand under the selected programme (Ml/d) input as +ve 2031-32: -1.17; Gains in Water Available For Use / Savings in Demand under the selected programme (Ml/d) input as +ve 2032-33: -12.48; Gains in Water Available For Use / Savings in Demand under the selected programme (Ml/d) input as +ve 2033-34: -12.42; Gains in Water Available For Use / Savings in Demand under the selected programme (Ml/d) input as +ve 2034-35: -12.39; Gains in Water Available For Use / Savings in Demand under the selected programme (Ml/d) input as +ve 2035-36: -13.1; Gains in Water Available For Use / Savings in Demand under the selected programme (Ml/d) input as +ve 2036-37: -13.84; Gains in Water Available For Use / Savings in Demand under the selected programme (Ml/d) input as +ve 2037-38: -13.8; Gains in Water Available For Use / Savings in Demand under the selected programme (Ml/d) input as +ve 2038-39: -14.52; Gains in Water Available For Use / Savings in Demand under the selected programme (Ml/d) input as +ve 2039-40: -14.52; Gains in Water Available For Use / Savings in Demand under the selected programme (Ml/d) input as +ve 2040-41: -9.52; Gains in Water Available For Use / Savings in Demand under the selected programme (Ml/d) input as +ve 2041-42: -9.58; Gains in Water Available For Use / Savings in Demand under the selected programme (Ml/d) input as +ve 2042-43: -9.74; Gains in Water Available For Use / Savings in Demand under the selected programme (Ml/d) input as +ve 2043-44: -9.76; Gains in Water Available For Use / Savings in Demand under the selected programme (Ml/d) input as +ve 2044-45: -9.69; Gains in Water Available For Use / Savings in Demand under the selected programme (Ml/d) input as +ve 2045-46: -10.05; Gains in Water Available For Use / Savings in Demand under the selected programme (Ml/d) input as +ve 2046-47: -9.88; Gains in Water Available For Use / Savings in Demand under the selected programme (Ml/d) input as +ve 2047-48: -9.74; Gains in Water Available For Use / Savings in Demand under the selected programme (Ml/d) input as +ve 2048-49: -9.62; Gains in Water Available For Use / Savings in Demand under the selected programme (Ml/d) input as +ve 2049-50: -9.77
52cA | Adjustment to existing potable water export | EE01 | Internal potable transfer | Distribution Options | N | Least Cost | AWSEXS | Ml/d | 2 | Gains in Water Available For Use / Savings in Demand under the selected programme (Ml/d) input as +ve 2025-26: -1.798; Gains in Water Available For Use / Savings in Demand under the selected programme (Ml/d) input as +ve 2026-27: -1.82; Gains in Water Available For Use / Savings in Demand under the selected programme (Ml/d) input as +ve 2027-28: -1.76; Gains in Water Available For Use / Savings in Demand under the selected programme (Ml/d) input as +ve 2028-29: -1.73; Gains in Water Available For Use / Savings in Demand under the selected programme (Ml/d) input as +ve 2029-30: -1.7; Gains in Water Available For Use / Savings in Demand under the selected programme (Ml/d) input as +ve 2030-31: -1.7; Gains in Water Available For Use / Savings in Demand under the selected programme (Ml/d) input as +ve 2031-32: -1.71; Gains in Water Available For Use / Savings in Demand under the selected programme (Ml/d) input as +ve 2032-33: -1.72; Gains in Water Available For Use / Savings in Demand under the selected programme (Ml/d) input as +ve 2033-34: -1.73; Gains in Water Available For Use / Savings in Demand under the selected programme (Ml/d) input as +ve 2034-35: -1.74; Gains in Water Available For Use / Savings in Demand under the selected programme (Ml/d) input as +ve 2035-36: -1.75; Gains in Water Available For Use / Savings in Demand under the selected programme (Ml/d) input as +ve 2036-37: -1.76; Gains in Water Available For Use / Savings in Demand under the selected programme (Ml/d) input as +ve 2037-38: -1.77; Gains in Water Available For Use / Savings in Demand under the selected programme (Ml/d) input as +ve 2038-39: -1.78; Gains in Water Available For Use / Savings in Demand under the selected programme (Ml/d) input as +ve 2039-40: 0.7; Gains in Water Available For Use / Savings in Demand under the selected programme (Ml/d) input as +ve 2040-41: 0.7; Gains in Water Available For Use / Savings in Demand under the selected programme (Ml/d) input as +ve 2041-42: 0.7; Gains in Water Available For Use / Savings in Demand under the selected programme (Ml/d) input as +ve 2042-43: 0.7; Gains in Water Available For Use / Savings in Demand under the selected programme (Ml/d) input as +ve 2043-44: 0.7; Gains in Water Available For Use / Savings in Demand under the selected programme (Ml/d) input as +ve 2044-45: 0.7; Gains in Water Available For Use / Savings in Demand under the selected programme (Ml/d) input as +ve 2045-46: 0.7; Gains in Water Available For Use / Savings in Demand under the selected programme (Ml/d) input as +ve 2046-47: 0.7; Gains in Water Available For Use / Savings in Demand under the selected programme (Ml/d) input as +ve 2047-48: 0.7; Gains in Water Available For Use / Savings in Demand under the selected programme (Ml/d) input as +ve 2048-49: 0.7; Gains in Water Available For Use / Savings in Demand under the selected programme (Ml/d) input as +ve 2049-50: 0.7
52cA | Essex South to Essex Central potable transfer (10 Ml/d) | EXC3 | Internal potable transfer | Distribution Options | N | Least Cost | AWSEXS | Ml/d | 2 | Gains in Water Available For Use / Savings in Demand under the selected programme (Ml/d) input as +ve 2025-26: 0; Gains in Water Available For Use / Savings in Demand under the selected programme (Ml/d) input as +ve 2026-27: 0; Gains in Water Available For Use / Savings in Demand under the selected programme (Ml/d) input as +ve 2027-28: 0; Gains in Water Available For Use / Savings in Demand under the selected programme (Ml/d) input as +ve 2028-29: 0; Gains in Water Available For Use / Savings in Demand under the selected programme (Ml/d) input as +ve 2029-30: 0; Gains in Water Available For Use / Savings in Demand under the selected programme (Ml/d) input as +ve 2030-31: -0.54; Gains in Water Available For Use / Savings in Demand under the selected programme (Ml/d) input as +ve 2031-32: -0.51; Gains in Water Available For Use / Savings in Demand under the selected programme (Ml/d) input as +ve 2032-33: -0.5; Gains in Water Available For Use / Savings in Demand under the selected programme (Ml/d) input as +ve 2033-34: -0.5; Gains in Water Available For Use / Savings in Demand under the selected programme (Ml/d) input as +ve 2034-35: -0.49; Gains in Water Available For Use / Savings in Demand under the selected programme (Ml/d) input as +ve 2035-36: -0.4; Gains in Water Available For Use / Savings in Demand under the selected programme (Ml/d) input as +ve 2036-37: -0.33; Gains in Water Available For Use / Savings in Demand under the selected programme (Ml/d) input as +ve 2037-38: -0.32; Gains in Water Available For Use / Savings in Demand under the selected programme (Ml/d) input as +ve 2038-39: -0.33; Gains in Water Available For Use / Savings in Demand under the selected programme (Ml/d) input as +ve 2039-40: -0.29; Gains in Water Available For Use / Savings in Demand under the selected programme (Ml/d) input as +ve 2040-41: -7.62; Gains in Water Available For Use / Savings in Demand under the selected programme (Ml/d) input as +ve 2041-42: -7.62; Gains in Water Available For Use / Savings in Demand under the selected programme (Ml/d) input as +ve 2042-43: -7.53; Gains in Water Available For Use / Savings in Demand under the selected programme (Ml/d) input as +ve 2043-44: -7.51; Gains in Water Available For Use / Savings in Demand under the selected programme (Ml/d) input as +ve 2044-45: -7.42; Gains in Water Available For Use / Savings in Demand under the selected programme (Ml/d) input as +ve 2045-46: -7.37; Gains in Water Available For Use / Savings in Demand under the selected programme (Ml/d) input as +ve 2046-47: -7.33; Gains in Water Available For Use / Savings in Demand under the selected programme (Ml/d) input as +ve 2047-48: -7.36; Gains in Water Available For Use / Savings in Demand under the selected programme (Ml/d) input as +ve 2048-49: -7.37; Gains in Water Available For Use / Savings in Demand under the selected programme (Ml/d) input as +ve 2049-50: -7.37
52cP | Adjustment to existing potable water import | EI02 | Internal potable transfer | Distribution Options | N | Preferred | AWSEXS | Ml/d | 2 | Gains in Water Available For Use / Savings in Demand under the selected programme (Ml/d) input as +ve 2025-26: -5.602; Gains in Water Available For Use / Savings in Demand under the selected programme (Ml/d) input as +ve 2026-27: -5.28; Gains in Water Available For Use / Savings in Demand under the selected programme (Ml/d) input as +ve 2027-28: -5.33; Gains in Water Available For Use / Savings in Demand under the selected programme (Ml/d) input as +ve 2028-29: -5.42; Gains in Water Available For Use / Savings in Demand under the selected programme (Ml/d) input as +ve 2029-30: -5.59; Gains in Water Available For Use / Savings in Demand under the selected programme (Ml/d) input as +ve 2030-31: -1.16; Gains in Water Available For Use / Savings in Demand under the selected programme (Ml/d) input as +ve 2031-32: -1.17; Gains in Water Available For Use / Savings in Demand under the selected programme (Ml/d) input as +ve 2032-33: -12.48; Gains in Water Available For Use / Savings in Demand under the selected programme (Ml/d) input as +ve 2033-34: -12.42; Gains in Water Available For Use / Savings in Demand under the selected programme (Ml/d) input as +ve 2034-35: -12.39; Gains in Water Available For Use / Savings in Demand under the selected programme (Ml/d) input as +ve 2035-36: -13.1; Gains in Water Available For Use / Savings in Demand under the selected programme (Ml/d) input as +ve 2036-37: -13.84; Gains in Water Available For Use / Savings in Demand under the selected programme (Ml/d) input as +ve 2037-38: -13.8; Gains in Water Available For Use / Savings in Demand under the selected programme (Ml/d) input as +ve 2038-39: -14.52; Gains in Water Available For Use / Savings in Demand under the selected programme (Ml/d) input as +ve 2039-40: -14.52; Gains in Water Available For Use / Savings in Demand under the selected programme (Ml/d) input as +ve 2040-41: -9.52; Gains in Water Available For Use / Savings in Demand under the selected programme (Ml/d) input as +ve 2041-42: -9.58; Gains in Water Available For Use / Savings in Demand under the selected programme (Ml/d) input as +ve 2042-43: -9.74; Gains in Water Available For Use / Savings in Demand under the selected programme (Ml/d) input as +ve 2043-44: -9.76; Gains in Water Available For Use / Savings in Demand under the selected programme (Ml/d) input as +ve 2044-45: -9.69; Gains in Water Available For Use / Savings in Demand under the selected programme (Ml/d) input as +ve 2045-46: -10.05; Gains in Water Available For Use / Savings in Demand under the selected programme (Ml/d) input as +ve 2046-47: -9.88; Gains in Water Available For Use / Savings in Demand under the selected programme (Ml/d) input as +ve 2047-48: -9.74; Gains in Water Available For Use / Savings in Demand under the selected programme (Ml/d) input as +ve 2048-49: -9.62; Gains in Water Available For Use / Savings in Demand under the selected programme (Ml/d) input as +ve 2049-50: -9.77
52cP | Adjustment to existing potable water export | EE01 | Internal potable transfer | Distribution Options | N | Preferred | AWSEXS | Ml/d | 2 | Gains in Water Available For Use / Savings in Demand under the selected programme (Ml/d) input as +ve 2025-26: -1.798; Gains in Water Available For Use / Savings in Demand under the selected programme (Ml/d) input as +ve 2026-27: -1.82; Gains in Water Available For Use / Savings in Demand under the selected programme (Ml/d) input as +ve 2027-28: -1.76; Gains in Water Available For Use / Savings in Demand under the selected programme (Ml/d) input as +ve 2028-29: -1.73; Gains in Water Available For Use / Savings in Demand under the selected programme (Ml/d) input as +ve 2029-30: -1.7; Gains in Water Available For Use / Savings in Demand under the selected programme (Ml/d) input as +ve 2030-31: -1.7; Gains in Water Available For Use / Savings in Demand under the selected programme (Ml/d) input as +ve 2031-32: -1.71; Gains in Water Available For Use / Savings in Demand under the selected programme (Ml/d) input as +ve 2032-33: -1.72; Gains in Water Available For Use / Savings in Demand under the selected programme (Ml/d) input as +ve 2033-34: -1.73; Gains in Water Available For Use / Savings in Demand under the selected programme (Ml/d) input as +ve 2034-35: -1.74; Gains in Water Available For Use / Savings in Demand under the selected programme (Ml/d) input as +ve 2035-36: -1.75; Gains in Water Available For Use / Savings in Demand under the selected programme (Ml/d) input as +ve 2036-37: -1.76; Gains in Water Available For Use / Savings in Demand under the selected programme (Ml/d) input as +ve 2037-38: -1.77; Gains in Water Available For Use / Savings in Demand under the selected programme (Ml/d) input as +ve 2038-39: -1.78; Gains in Water Available For Use / Savings in Demand under the selected programme (Ml/d) input as +ve 2039-40: 0.7; Gains in Water Available For Use / Savings in Demand under the selected programme (Ml/d) input as +ve 2040-41: 0.7; Gains in Water Available For Use / Savings in Demand under the selected programme (Ml/d) input as +ve 2041-42: 0.7; Gains in Water Available For Use / Savings in Demand under the selected programme (Ml/d) input as +ve 2042-43: 0.7; Gains in Water Available For Use / Savings in Demand under the selected programme (Ml/d) input as +ve 2043-44: 0.7; Gains in Water Available For Use / Savings in Demand under the selected programme (Ml/d) input as +ve 2044-45: 0.7; Gains in Water Available For Use / Savings in Demand under the selected programme (Ml/d) input as +ve 2045-46: 0.7; Gains in Water Available For Use / Savings in Demand under the selected programme (Ml/d) input as +ve 2046-47: 0.7; Gains in Water Available For Use / Savings in Demand under the selected programme (Ml/d) input as +ve 2047-48: 0.7; Gains in Water Available For Use / Savings in Demand under the selected programme (Ml/d) input as +ve 2048-49: 0.7; Gains in Water Available For Use / Savings in Demand under the selected programme (Ml/d) input as +ve 2049-50: 0.7
51cF | CC Mains Replacement.AWSEXS | CC Mains Replacement.AWSEXS | Mains replacement (not trunk mains) | Distribution Options | N | Least Cost | AWSEXS | Ml/d | 2 | 0 | 0 | 0 | 0 | 0 | 0 | 0.0021117 | 0.0042233 | 0.006335 | 0.0084466 | 0.010558 | 0.01267 | 0.014782 | 0.016893 | 0.019005 | 0.021117 | 0.023228 | 0.02534 | 0.027451 | 0.029563 | 0.031675 | 0.033786 | 0.035898 | 0.03801 | 0.040121 | 0.042233 | 0.044345 | 0.046456 | 0.048568 | 0.05068 | 0.052791 | 0.054903 | 0.057015 | 0.059126 | 0.061238 | 0.06335 | 0.065461 | 0.067573 | 0.069685 | 0.071796 | 0.073908 | 0.07602 | 0.078131 | 0.080243 | 0.082354 | 0.084466 | 0.086578 | 0.088689 | 0.090801 | 0.092913 | 0.095024 | 0.097136 | 0.099248 | 0.10136 | 0.10347 | 0.10558 | 0.10769 | 0.10981 | 0.11192 | 0.11403 | 0.11614 | 0.11825 | 0.12036 | 0.12248 | 0.12459 | 0.1267 | 0.12881 | 0.13092 | 0.13303 | 0.13515 | 0.13726 | 0.13937 | 0.14148 | 0.14359 | 0.1457 | 0.14782 | 0.14993 | 0.15204 | 0.15415 | 0.15626 | 0.15837
51cF | CC Mains Replacement.AWSEXS | CC Mains Replacement.AWSEXS | Mains replacement (not trunk mains) | Distribution Options | N | Ofwat Core | AWSEXS | Ml/d | 2 | 0 | 0 | 0 | 0 | 0 | 0 | 0.0021117 | 0.0042233 | 0.006335 | 0.0084466 | 0.010558 | 0.01267 | 0.014782 | 0.016893 | 0.019005 | 0.021117 | 0.023228 | 0.02534 | 0.027451 | 0.029563 | 0.031675 | 0.033786 | 0.035898 | 0.03801 | 0.040121 | 0.042233 | 0.044345 | 0.046456 | 0.048568 | 0.05068 | 0.052791 | 0.054903 | 0.057015 | 0.059126 | 0.061238 | 0.06335 | 0.065461 | 0.067573 | 0.069685 | 0.071796 | 0.073908 | 0.07602 | 0.078131 | 0.080243 | 0.082354 | 0.084466 | 0.086578 | 0.088689 | 0.090801 | 0.092913 | 0.095024 | 0.097136 | 0.099248 | 0.10136 | 0.10347 | 0.10558 | 0.10769 | 0.10981 | 0.11192 | 0.11403 | 0.11614 | 0.11825 | 0.12036 | 0.12248 | 0.12459 | 0.1267 | 0.12881 | 0.13092 | 0.13303 | 0.13515 | 0.13726 | 0.13937 | 0.14148 | 0.14359 | 0.1457 | 0.14782 | 0.14993 | 0.15204 | 0.15415 | 0.15626 | 0.15837
51cP | CC Mains Replacement.AWSEXS | CC Mains Replacement.AWSEXS | Mains replacement (not trunk mains) | Distribution Options | N | Preferred | AWSEXS | Ml/d | 2 | 0 | 0 | 0 | 0 | 0 | 0 | 0.0021117 | 0.0042233 | 0.006335 | 0.0084466 | 0.010558 | 0.01267 | 0.014782 | 0.016893 | 0.019005 | 0.021117 | 0.023228 | 0.02534 | 0.027451 | 0.029563 | 0.031675 | 0.033786 | 0.035898 | 0.03801 | 0.040121 | 0.042233 | 0.044345 | 0.046456 | 0.048568 | 0.05068 | 0.052791 | 0.054903 | 0.057015 | 0.059126 | 0.061238 | 0.06335 | 0.065461 | 0.067573 | 0.069685 | 0.071796 | 0.073908 | 0.07602 | 0.078131 | 0.080243 | 0.082354 | 0.084466 | 0.086578 | 0.088689 | 0.090801 | 0.092913 | 0.095024 | 0.097136 | 0.099248 | 0.10136 | 0.10347 | 0.10558 | 0.10769 | 0.10981 | 0.11192 | 0.11403 | 0.11614 | 0.11825 | 0.12036 | 0.12248 | 0.12459 | 0.1267 | 0.12881 | 0.13092 | 0.13303 | 0.13515 | 0.13726 | 0.13937 | 0.14148 | 0.14359 | 0.1457 | 0.14782 | 0.14993 | 0.15204 | 0.15415 | 0.15626 | 0.15837
51dF | 1a WRMP24. Smart Showers.AWSFND | WEF 1a.AWSFND | Retrofitting indoor water efficiency devices | Customer Options | N | Least Cost | AWSFND | Ml/d | 2 | Gains in Water Available For Use / Savings in Demand under the selected programme (Ml/d) input as +ve 2019-20: 0; Gains in Water Available For Use / Savings in Demand under the selected programme (Ml/d) input as +ve 2020-21: 0; Gains in Water Available For Use / Savings in Demand under the selected programme (Ml/d) input as +ve 2021-22: 0; Gains in Water Available For Use / Savings in Demand under the selected programme (Ml/d) input as +ve 2022-23: 0; Gains in Water Available For Use / Savings in Demand under the selected programme (Ml/d) input as +ve 2023-24: 0; Gains in Water Available For Use / Savings in Demand under the selected programme (Ml/d) input as +ve 2024-25: 0; Gains in Water Available For Use / Savings in Demand under the selected programme (Ml/d) input as +ve 2025-26: 0.015915; Gains in Water Available For Use / Savings in Demand under the selected programme (Ml/d) input as +ve 2026-27: 0.031771; Gains in Water Available For Use / Savings in Demand under the selected programme (Ml/d) input as +ve 2027-28: 0.045819; Gains in Water Available For Use / Savings in Demand under the selected programme (Ml/d) input as +ve 2028-29: 0.058626; Gains in Water Available For Use / Savings in Demand under the selected programme (Ml/d) input as +ve 2029-30: 0.070434; Gains in Water Available For Use / Savings in Demand under the selected programme (Ml/d) input as +ve 2030-31: 0.070221; Gains in Water Available For Use / Savings in Demand under the selected programme (Ml/d) input as +ve 2031-32: 0.070071; Gains in Water Available For Use / Savings in Demand under the selected programme (Ml/d) input as +ve 2032-33: 0.071306; Gains in Water Available For Use / Savings in Demand under the selected programme (Ml/d) input as +ve 2033-34: 0.073496; Gains in Water Available For Use / Savings in Demand under the selected programme (Ml/d) input as +ve 2034-35: 0.076452; Gains in Water Available For Use / Savings in Demand under the selected programme (Ml/d) input as +ve 2035-36: 0.079377; Gains in Water Available For Use / Savings in Demand under the selected programme (Ml/d) input as +ve 2036-37: 0.082274; Gains in Water Available For Use / Savings in Demand under the selected programme (Ml/d) input as +ve 2037-38: 0.08514; Gains in Water Available For Use / Savings in Demand under the selected programme (Ml/d) input as +ve 2038-39: 0.08797; Gains in Water Available For Use / Savings in Demand under the selected programme (Ml/d) input as +ve 2039-40: 0.09077; Gains in Water Available For Use / Savings in Demand under the selected programme (Ml/d) input as +ve 2040-41: 0.093551; Gains in Water Available For Use / Savings in Demand under the selected programme (Ml/d) input as +ve 2041-42: 0.096318; Gains in Water Available For Use / Savings in Demand under the selected programme (Ml/d) input as +ve 2042-43: 0.099076; Gains in Water Available For Use / Savings in Demand under the selected programme (Ml/d) input as +ve 2043-44: 0.10183; Gains in Water Available For Use / Savings in Demand under the selected programme (Ml/d) input as +ve 2044-45: 0.10458; Gains in Water Available For Use / Savings in Demand under the selected programme (Ml/d) input as +ve 2045-46: 0.10731; Gains in Water Available For Use / Savings in Demand under the selected programme (Ml/d) input as +ve 2046-47: 0.11004; Gains in Water Available For Use / Savings in Demand under the selected programme (Ml/d) input as +ve 2047-48: 0.11276; Gains in Water Available For Use / Savings in Demand under the selected programme (Ml/d) input as +ve 2048-49: 0.11547; Gains in Water Available For Use / Savings in Demand under the selected programme (Ml/d) input as +ve 2049-50: 0.11817
51dF | 1a WRMP24. Smart Showers.AWSFND | WEF 1a.AWSFND | Retrofitting indoor water efficiency devices | Customer Options | N | Ofwat Core | AWSFND | Ml/d | 2 | Gains in Water Available For Use / Savings in Demand under the selected programme (Ml/d) input as +ve 2019-20: 0; Gains in Water Available For Use / Savings in Demand under the selected programme (Ml/d) input as +ve 2020-21: 0; Gains in Water Available For Use / Savings in Demand under the selected programme (Ml/d) input as +ve 2021-22: 0; Gains in Water Available For Use / Savings in Demand under the selected programme (Ml/d) input as +ve 2022-23: 0; Gains in Water Available For Use / Savings in Demand under the selected programme (Ml/d) input as +ve 2023-24: 0; Gains in Water Available For Use / Savings in Demand under the selected programme (Ml/d) input as +ve 2024-25: 0; Gains in Water Available For Use / Savings in Demand under the selected programme (Ml/d) input as +ve 2025-26: 0.015915; Gains in Water Available For Use / Savings in Demand under the selected programme (Ml/d) input as +ve 2026-27: 0.031771; Gains in Water Available For Use / Savings in Demand under the selected programme (Ml/d) input as +ve 2027-28: 0.045819; Gains in Water Available For Use / Savings in Demand under the selected programme (Ml/d) input as +ve 2028-29: 0.058626; Gains in Water Available For Use / Savings in Demand under the selected programme (Ml/d) input as +ve 2029-30: 0.070434; Gains in Water Available For Use / Savings in Demand under the selected programme (Ml/d) input as +ve 2030-31: 0.070221; Gains in Water Available For Use / Savings in Demand under the selected programme (Ml/d) input as +ve 2031-32: 0.070071; Gains in Water Available For Use / Savings in Demand under the selected programme (Ml/d) input as +ve 2032-33: 0.071306; Gains in Water Available For Use / Savings in Demand under the selected programme (Ml/d) input as +ve 2033-34: 0.073496; Gains in Water Available For Use / Savings in Demand under the selected programme (Ml/d) input as +ve 2034-35: 0.076452; Gains in Water Available For Use / Savings in Demand under the selected programme (Ml/d) input as +ve 2035-36: 0.079377; Gains in Water Available For Use / Savings in Demand under the selected programme (Ml/d) input as +ve 2036-37: 0.082274; Gains in Water Available For Use / Savings in Demand under the selected programme (Ml/d) input as +ve 2037-38: 0.08514; Gains in Water Available For Use / Savings in Demand under the selected programme (Ml/d) input as +ve 2038-39: 0.08797; Gains in Water Available For Use / Savings in Demand under the selected programme (Ml/d) input as +ve 2039-40: 0.09077; Gains in Water Available For Use / Savings in Demand under the selected programme (Ml/d) input as +ve 2040-41: 0.093551; Gains in Water Available For Use / Savings in Demand under the selected programme (Ml/d) input as +ve 2041-42: 0.096318; Gains in Water Available For Use / Savings in Demand under the selected programme (Ml/d) input as +ve 2042-43: 0.099076; Gains in Water Available For Use / Savings in Demand under the selected programme (Ml/d) input as +ve 2043-44: 0.10183; Gains in Water Available For Use / Savings in Demand under the selected programme (Ml/d) input as +ve 2044-45: 0.10458; Gains in Water Available For Use / Savings in Demand under the selected programme (Ml/d) input as +ve 2045-46: 0.10731; Gains in Water Available For Use / Savings in Demand under the selected programme (Ml/d) input as +ve 2046-47: 0.11004; Gains in Water Available For Use / Savings in Demand under the selected programme (Ml/d) input as +ve 2047-48: 0.11276; Gains in Water Available For Use / Savings in Demand under the selected programme (Ml/d) input as +ve 2048-49: 0.11547; Gains in Water Available For Use / Savings in Demand under the selected programme (Ml/d) input as +ve 2049-50: 0.11817
51dP | 1a WRMP24. Smart Showers.AWSFND | WEF 1a.AWSFND | Retrofitting indoor water efficiency devices | Customer Options | N | Preferred | AWSFND | Ml/d | 2 | Gains in Water Available For Use / Savings in Demand under the selected programme (Ml/d) input as +ve 2019-20: 0; Gains in Water Available For Use / Savings in Demand under the selected programme (Ml/d) input as +ve 2020-21: 0; Gains in Water Available For Use / Savings in Demand under the selected programme (Ml/d) input as +ve 2021-22: 0; Gains in Water Available For Use / Savings in Demand under the selected programme (Ml/d) input as +ve 2022-23: 0; Gains in Water Available For Use / Savings in Demand under the selected programme (Ml/d) input as +ve 2023-24: 0; Gains in Water Available For Use / Savings in Demand under the selected programme (Ml/d) input as +ve 2024-25: 0; Gains in Water Available For Use / Savings in Demand under the selected programme (Ml/d) input as +ve 2025-26: 0.015915; Gains in Water Available For Use / Savings in Demand under the selected programme (Ml/d) input as +ve 2026-27: 0.031771; Gains in Water Available For Use / Savings in Demand under the selected programme (Ml/d) input as +ve 2027-28: 0.045819; Gains in Water Available For Use / Savings in Demand under the selected programme (Ml/d) input as +ve 2028-29: 0.058626; Gains in Water Available For Use / Savings in Demand under the selected programme (Ml/d) input as +ve 2029-30: 0.070434; Gains in Water Available For Use / Savings in Demand under the selected programme (Ml/d) input as +ve 2030-31: 0.070221; Gains in Water Available For Use / Savings in Demand under the selected programme (Ml/d) input as +ve 2031-32: 0.070071; Gains in Water Available For Use / Savings in Demand under the selected programme (Ml/d) input as +ve 2032-33: 0.071306; Gains in Water Available For Use / Savings in Demand under the selected programme (Ml/d) input as +ve 2033-34: 0.073496; Gains in Water Available For Use / Savings in Demand under the selected programme (Ml/d) input as +ve 2034-35: 0.076452; Gains in Water Available For Use / Savings in Demand under the selected programme (Ml/d) input as +ve 2035-36: 0.079377; Gains in Water Available For Use / Savings in Demand under the selected programme (Ml/d) input as +ve 2036-37: 0.082274; Gains in Water Available For Use / Savings in Demand under the selected programme (Ml/d) input as +ve 2037-38: 0.08514; Gains in Water Available For Use / Savings in Demand under the selected programme (Ml/d) input as +ve 2038-39: 0.08797; Gains in Water Available For Use / Savings in Demand under the selected programme (Ml/d) input as +ve 2039-40: 0.09077; Gains in Water Available For Use / Savings in Demand under the selected programme (Ml/d) input as +ve 2040-41: 0.093551; Gains in Water Available For Use / Savings in Demand under the selected programme (Ml/d) input as +ve 2041-42: 0.096318; Gains in Water Available For Use / Savings in Demand under the selected programme (Ml/d) input as +ve 2042-43: 0.099076; Gains in Water Available For Use / Savings in Demand under the selected programme (Ml/d) input as +ve 2043-44: 0.10183; Gains in Water Available For Use / Savings in Demand under the selected programme (Ml/d) input as +ve 2044-45: 0.10458; Gains in Water Available For Use / Savings in Demand under the selected programme (Ml/d) input as +ve 2045-46: 0.10731; Gains in Water Available For Use / Savings in Demand under the selected programme (Ml/d) input as +ve 2046-47: 0.11004; Gains in Water Available For Use / Savings in Demand under the selected programme (Ml/d) input as +ve 2047-48: 0.11276; Gains in Water Available For Use / Savings in Demand under the selected programme (Ml/d) input as +ve 2048-49: 0.11547; Gains in Water Available For Use / Savings in Demand under the selected programme (Ml/d) input as +ve 2049-50: 0.11817
51dF | 2c WRMP24. Garden Advice.AWSFND | WEF 2c.AWSFND | Water efficiency customer education / awareness | Customer Options | N | Least Cost | AWSFND | Ml/d | 2 | Gains in Water Available For Use / Savings in Demand under the selected programme (Ml/d) input as +ve 2019-20: 0; Gains in Water Available For Use / Savings in Demand under the selected programme (Ml/d) input as +ve 2020-21: 0; Gains in Water Available For Use / Savings in Demand under the selected programme (Ml/d) input as +ve 2021-22: 0; Gains in Water Available For Use / Savings in Demand under the selected programme (Ml/d) input as +ve 2022-23: 0; Gains in Water Available For Use / Savings in Demand under the selected programme (Ml/d) input as +ve 2023-24: 0; Gains in Water Available For Use / Savings in Demand under the selected programme (Ml/d) input as +ve 2024-25: 0; Gains in Water Available For Use / Savings in Demand under the selected programme (Ml/d) input as +ve 2025-26: 0.0026168; Gains in Water Available For Use / Savings in Demand under the selected programme (Ml/d) input as +ve 2026-27: 0.0052275; Gains in Water Available For Use / Savings in Demand under the selected programme (Ml/d) input as +ve 2027-28: 0.0078361; Gains in Water Available For Use / Savings in Demand under the selected programme (Ml/d) input as +ve 2028-29: 0.010454; Gains in Water Available For Use / Savings in Demand under the selected programme (Ml/d) input as +ve 2029-30: 0.013082; Gains in Water Available For Use / Savings in Demand under the selected programme (Ml/d) input as +ve 2030-31: 0.015718; Gains in Water Available For Use / Savings in Demand under the selected programme (Ml/d) input as +ve 2031-32: 0.01836; Gains in Water Available For Use / Savings in Demand under the selected programme (Ml/d) input as +ve 2032-33: 0.021005; Gains in Water Available For Use / Savings in Demand under the selected programme (Ml/d) input as +ve 2033-34: 0.023655; Gains in Water Available For Use / Savings in Demand under the selected programme (Ml/d) input as +ve 2034-35: 0.026307; Gains in Water Available For Use / Savings in Demand under the selected programme (Ml/d) input as +ve 2035-36: 0.028958; Gains in Water Available For Use / Savings in Demand under the selected programme (Ml/d) input as +ve 2036-37: 0.031608; Gains in Water Available For Use / Savings in Demand under the selected programme (Ml/d) input as +ve 2037-38: 0.034253; Gains in Water Available For Use / Savings in Demand under the selected programme (Ml/d) input as +ve 2038-39: 0.036894; Gains in Water Available For Use / Savings in Demand under the selected programme (Ml/d) input as +ve 2039-40: 0.03953; Gains in Water Available For Use / Savings in Demand under the selected programme (Ml/d) input as +ve 2040-41: 0.042161; Gains in Water Available For Use / Savings in Demand under the selected programme (Ml/d) input as +ve 2041-42: 0.044788; Gains in Water Available For Use / Savings in Demand under the selected programme (Ml/d) input as +ve 2042-43: 0.04741; Gains in Water Available For Use / Savings in Demand under the selected programme (Ml/d) input as +ve 2043-44: 0.050027; Gains in Water Available For Use / Savings in Demand under the selected programme (Ml/d) input as +ve 2044-45: 0.05264; Gains in Water Available For Use / Savings in Demand under the selected programme (Ml/d) input as +ve 2045-46: 0.055247; Gains in Water Available For Use / Savings in Demand under the selected programme (Ml/d) input as +ve 2046-47: 0.057849; Gains in Water Available For Use / Savings in Demand under the selected programme (Ml/d) input as +ve 2047-48: 0.060445; Gains in Water Available For Use / Savings in Demand under the selected programme (Ml/d) input as +ve 2048-49: 0.063035; Gains in Water Available For Use / Savings in Demand under the selected programme (Ml/d) input as +ve 2049-50: 0.065618
51dF | 2c WRMP24. Garden Advice.AWSFND | WEF 2c.AWSFND | Water efficiency customer education / awareness | Customer Options | N | Ofwat Core | AWSFND | Ml/d | 2 | Gains in Water Available For Use / Savings in Demand under the selected programme (Ml/d) input as +ve 2019-20: 0; Gains in Water Available For Use / Savings in Demand under the selected programme (Ml/d) input as +ve 2020-21: 0; Gains in Water Available For Use / Savings in Demand under the selected programme (Ml/d) input as +ve 2021-22: 0; Gains in Water Available For Use / Savings in Demand under the selected programme (Ml/d) input as +ve 2022-23: 0; Gains in Water Available For Use / Savings in Demand under the selected programme (Ml/d) input as +ve 2023-24: 0; Gains in Water Available For Use / Savings in Demand under the selected programme (Ml/d) input as +ve 2024-25: 0; Gains in Water Available For Use / Savings in Demand under the selected programme (Ml/d) input as +ve 2025-26: 0.0026168; Gains in Water Available For Use / Savings in Demand under the selected programme (Ml/d) input as +ve 2026-27: 0.0052275; Gains in Water Available For Use / Savings in Demand under the selected programme (Ml/d) input as +ve 2027-28: 0.0078361; Gains in Water Available For Use / Savings in Demand under the selected programme (Ml/d) input as +ve 2028-29: 0.010454; Gains in Water Available For Use / Savings in Demand under the selected programme (Ml/d) input as +ve 2029-30: 0.013082; Gains in Water Available For Use / Savings in Demand under the selected programme (Ml/d) input as +ve 2030-31: 0.015718; Gains in Water Available For Use / Savings in Demand under the selected programme (Ml/d) input as +ve 2031-32: 0.01836; Gains in Water Available For Use / Savings in Demand under the selected programme (Ml/d) input as +ve 2032-33: 0.021005; Gains in Water Available For Use / Savings in Demand under the selected programme (Ml/d) input as +ve 2033-34: 0.023655; Gains in Water Available For Use / Savings in Demand under the selected programme (Ml/d) input as +ve 2034-35: 0.026307; Gains in Water Available For Use / Savings in Demand under the selected programme (Ml/d) input as +ve 2035-36: 0.028958; Gains in Water Available For Use / Savings in Demand under the selected programme (Ml/d) input as +ve 2036-37: 0.031608; Gains in Water Available For Use / Savings in Demand under the selected programme (Ml/d) input as +ve 2037-38: 0.034253; Gains in Water Available For Use / Savings in Demand under the selected programme (Ml/d) input as +ve 2038-39: 0.036894; Gains in Water Available For Use / Savings in Demand under the selected programme (Ml/d) input as +ve 2039-40: 0.03953; Gains in Water Available For Use / Savings in Demand under the selected programme (Ml/d) input as +ve 2040-41: 0.042161; Gains in Water Available For Use / Savings in Demand under the selected programme (Ml/d) input as +ve 2041-42: 0.044788; Gains in Water Available For Use / Savings in Demand under the selected programme (Ml/d) input as +ve 2042-43: 0.04741; Gains in Water Available For Use / Savings in Demand under the selected programme (Ml/d) input as +ve 2043-44: 0.050027; Gains in Water Available For Use / Savings in Demand under the selected programme (Ml/d) input as +ve 2044-45: 0.05264; Gains in Water Available For Use / Savings in Demand under the selected programme (Ml/d) input as +ve 2045-46: 0.055247; Gains in Water Available For Use / Savings in Demand under the selected programme (Ml/d) input as +ve 2046-47: 0.057849; Gains in Water Available For Use / Savings in Demand under the selected programme (Ml/d) input as +ve 2047-48: 0.060445; Gains in Water Available For Use / Savings in Demand under the selected programme (Ml/d) input as +ve 2048-49: 0.063035; Gains in Water Available For Use / Savings in Demand under the selected programme (Ml/d) input as +ve 2049-50: 0.065618
51dP | 2c WRMP24. Garden Advice.AWSFND | WEF 2c.AWSFND | Water efficiency customer education / awareness | Customer Options | N | Preferred | AWSFND | Ml/d | 2 | Gains in Water Available For Use / Savings in Demand under the selected programme (Ml/d) input as +ve 2019-20: 0; Gains in Water Available For Use / Savings in Demand under the selected programme (Ml/d) input as +ve 2020-21: 0; Gains in Water Available For Use / Savings in Demand under the selected programme (Ml/d) input as +ve 2021-22: 0; Gains in Water Available For Use / Savings in Demand under the selected programme (Ml/d) input as +ve 2022-23: 0; Gains in Water Available For Use / Savings in Demand under the selected programme (Ml/d) input as +ve 2023-24: 0; Gains in Water Available For Use / Savings in Demand under the selected programme (Ml/d) input as +ve 2024-25: 0; Gains in Water Available For Use / Savings in Demand under the selected programme (Ml/d) input as +ve 2025-26: 0.0026168; Gains in Water Available For Use / Savings in Demand under the selected programme (Ml/d) input as +ve 2026-27: 0.0052275; Gains in Water Available For Use / Savings in Demand under the selected programme (Ml/d) input as +ve 2027-28: 0.0078361; Gains in Water Available For Use / Savings in Demand under the selected programme (Ml/d) input as +ve 2028-29: 0.010454; Gains in Water Available For Use / Savings in Demand under the selected programme (Ml/d) input as +ve 2029-30: 0.013082; Gains in Water Available For Use / Savings in Demand under the selected programme (Ml/d) input as +ve 2030-31: 0.015718; Gains in Water Available For Use / Savings in Demand under the selected programme (Ml/d) input as +ve 2031-32: 0.01836; Gains in Water Available For Use / Savings in Demand under the selected programme (Ml/d) input as +ve 2032-33: 0.021005; Gains in Water Available For Use / Savings in Demand under the selected programme (Ml/d) input as +ve 2033-34: 0.023655; Gains in Water Available For Use / Savings in Demand under the selected programme (Ml/d) input as +ve 2034-35: 0.026307; Gains in Water Available For Use / Savings in Demand under the selected programme (Ml/d) input as +ve 2035-36: 0.028958; Gains in Water Available For Use / Savings in Demand under the selected programme (Ml/d) input as +ve 2036-37: 0.031608; Gains in Water Available For Use / Savings in Demand under the selected programme (Ml/d) input as +ve 2037-38: 0.034253; Gains in Water Available For Use / Savings in Demand under the selected programme (Ml/d) input as +ve 2038-39: 0.036894; Gains in Water Available For Use / Savings in Demand under the selected programme (Ml/d) input as +ve 2039-40: 0.03953; Gains in Water Available For Use / Savings in Demand under the selected programme (Ml/d) input as +ve 2040-41: 0.042161; Gains in Water Available For Use / Savings in Demand under the selected programme (Ml/d) input as +ve 2041-42: 0.044788; Gains in Water Available For Use / Savings in Demand under the selected programme (Ml/d) input as +ve 2042-43: 0.04741; Gains in Water Available For Use / Savings in Demand under the selected programme (Ml/d) input as +ve 2043-44: 0.050027; Gains in Water Available For Use / Savings in Demand under the selected programme (Ml/d) input as +ve 2044-45: 0.05264; Gains in Water Available For Use / Savings in Demand under the selected programme (Ml/d) input as +ve 2045-46: 0.055247; Gains in Water Available For Use / Savings in Demand under the selected programme (Ml/d) input as +ve 2046-47: 0.057849; Gains in Water Available For Use / Savings in Demand under the selected programme (Ml/d) input as +ve 2047-48: 0.060445; Gains in Water Available For Use / Savings in Demand under the selected programme (Ml/d) input as +ve 2048-49: 0.063035; Gains in Water Available For Use / Savings in Demand under the selected programme (Ml/d) input as +ve 2049-50: 0.065618
51dF | 3a WRMP24. Community Reward.AWSFND | WEF 3a.AWSFND | Water efficiency customer education / awareness | Customer Options | N | Least Cost | AWSFND | Ml/d | 2 | Gains in Water Available For Use / Savings in Demand under the selected programme (Ml/d) input as +ve 2019-20: 0; Gains in Water Available For Use / Savings in Demand under the selected programme (Ml/d) input as +ve 2020-21: 0; Gains in Water Available For Use / Savings in Demand under the selected programme (Ml/d) input as +ve 2021-22: 0; Gains in Water Available For Use / Savings in Demand under the selected programme (Ml/d) input as +ve 2022-23: 0; Gains in Water Available For Use / Savings in Demand under the selected programme (Ml/d) input as +ve 2023-24: 0; Gains in Water Available For Use / Savings in Demand under the selected programme (Ml/d) input as +ve 2024-25: 0; Gains in Water Available For Use / Savings in Demand under the selected programme (Ml/d) input as +ve 2025-26: 0.0047858; Gains in Water Available For Use / Savings in Demand under the selected programme (Ml/d) input as +ve 2026-27: 0.0094906; Gains in Water Available For Use / Savings in Demand under the selected programme (Ml/d) input as +ve 2027-28: 0.013612; Gains in Water Available For Use / Savings in Demand under the selected programme (Ml/d) input as +ve 2028-29: 0.017329; Gains in Water Available For Use / Savings in Demand under the selected programme (Ml/d) input as +ve 2029-30: 0.020715; Gains in Water Available For Use / Savings in Demand under the selected programme (Ml/d) input as +ve 2030-31: 0.024077; Gains in Water Available For Use / Savings in Demand under the selected programme (Ml/d) input as +ve 2031-32: 0.027412; Gains in Water Available For Use / Savings in Demand under the selected programme (Ml/d) input as +ve 2032-33: 0.030737; Gains in Water Available For Use / Savings in Demand under the selected programme (Ml/d) input as +ve 2033-34: 0.034053; Gains in Water Available For Use / Savings in Demand under the selected programme (Ml/d) input as +ve 2034-35: 0.037358; Gains in Water Available For Use / Savings in Demand under the selected programme (Ml/d) input as +ve 2035-36: 0.040649; Gains in Water Available For Use / Savings in Demand under the selected programme (Ml/d) input as +ve 2036-37: 0.043921; Gains in Water Available For Use / Savings in Demand under the selected programme (Ml/d) input as +ve 2037-38: 0.047174; Gains in Water Available For Use / Savings in Demand under the selected programme (Ml/d) input as +ve 2038-39: 0.050408; Gains in Water Available For Use / Savings in Demand under the selected programme (Ml/d) input as +ve 2039-40: 0.05363; Gains in Water Available For Use / Savings in Demand under the selected programme (Ml/d) input as +ve 2040-41: 0.053862; Gains in Water Available For Use / Savings in Demand under the selected programme (Ml/d) input as +ve 2041-42: 0.054159; Gains in Water Available For Use / Savings in Demand under the selected programme (Ml/d) input as +ve 2042-43: 0.054824; Gains in Water Available For Use / Savings in Demand under the selected programme (Ml/d) input as +ve 2043-44: 0.055745; Gains in Water Available For Use / Savings in Demand under the selected programme (Ml/d) input as +ve 2044-45: 0.056876; Gains in Water Available For Use / Savings in Demand under the selected programme (Ml/d) input as +ve 2045-46: 0.058026; Gains in Water Available For Use / Savings in Demand under the selected programme (Ml/d) input as +ve 2046-47: 0.059196; Gains in Water Available For Use / Savings in Demand under the selected programme (Ml/d) input as +ve 2047-48: 0.060371; Gains in Water Available For Use / Savings in Demand under the selected programme (Ml/d) input as +ve 2048-49: 0.061549; Gains in Water Available For Use / Savings in Demand under the selected programme (Ml/d) input as +ve 2049-50: 0.062731
51dF | 3a WRMP24. Community Reward.AWSFND | WEF 3a.AWSFND | Water efficiency customer education / awareness | Customer Options | N | Ofwat Core | AWSFND | Ml/d | 2 | Gains in Water Available For Use / Savings in Demand under the selected programme (Ml/d) input as +ve 2019-20: 0; Gains in Water Available For Use / Savings in Demand under the selected programme (Ml/d) input as +ve 2020-21: 0; Gains in Water Available For Use / Savings in Demand under the selected programme (Ml/d) input as +ve 2021-22: 0; Gains in Water Available For Use / Savings in Demand under the selected programme (Ml/d) input as +ve 2022-23: 0; Gains in Water Available For Use / Savings in Demand under the selected programme (Ml/d) input as +ve 2023-24: 0; Gains in Water Available For Use / Savings in Demand under the selected programme (Ml/d) input as +ve 2024-25: 0; Gains in Water Available For Use / Savings in Demand under the selected programme (Ml/d) input as +ve 2025-26: 0.0047858; Gains in Water Available For Use / Savings in Demand under the selected programme (Ml/d) input as +ve 2026-27: 0.0094906; Gains in Water Available For Use / Savings in Demand under the selected programme (Ml/d) input as +ve 2027-28: 0.013612; Gains in Water Available For Use / Savings in Demand under the selected programme (Ml/d) input as +ve 2028-29: 0.017329; Gains in Water Available For Use / Savings in Demand under the selected programme (Ml/d) input as +ve 2029-30: 0.020715; Gains in Water Available For Use / Savings in Demand under the selected programme (Ml/d) input as +ve 2030-31: 0.024077; Gains in Water Available For Use / Savings in Demand under the selected programme (Ml/d) input as +ve 2031-32: 0.027412; Gains in Water Available For Use / Savings in Demand under the selected programme (Ml/d) input as +ve 2032-33: 0.030737; Gains in Water Available For Use / Savings in Demand under the selected programme (Ml/d) input as +ve 2033-34: 0.034053; Gains in Water Available For Use / Savings in Demand under the selected programme (Ml/d) input as +ve 2034-35: 0.037358; Gains in Water Available For Use / Savings in Demand under the selected programme (Ml/d) input as +ve 2035-36: 0.040649; Gains in Water Available For Use / Savings in Demand under the selected programme (Ml/d) input as +ve 2036-37: 0.043921; Gains in Water Available For Use / Savings in Demand under the selected programme (Ml/d) input as +ve 2037-38: 0.047174; Gains in Water Available For Use / Savings in Demand under the selected programme (Ml/d) input as +ve 2038-39: 0.050408; Gains in Water Available For Use / Savings in Demand under the selected programme (Ml/d) input as +ve 2039-40: 0.05363; Gains in Water Available For Use / Savings in Demand under the selected programme (Ml/d) input as +ve 2040-41: 0.053862; Gains in Water Available For Use / Savings in Demand under the selected programme (Ml/d) input as +ve 2041-42: 0.054159; Gains in Water Available For Use / Savings in Demand under the selected programme (Ml/d) input as +ve 2042-43: 0.054824; Gains in Water Available For Use / Savings in Demand under the selected programme (Ml/d) input as +ve 2043-44: 0.055745; Gains in Water Available For Use / Savings in Demand under the selected programme (Ml/d) input as +ve 2044-45: 0.056876; Gains in Water Available For Use / Savings in Demand under the selected programme (Ml/d) input as +ve 2045-46: 0.058026; Gains in Water Available For Use / Savings in Demand under the selected programme (Ml/d) input as +ve 2046-47: 0.059196; Gains in Water Available For Use / Savings in Demand under the selected programme (Ml/d) input as +ve 2047-48: 0.060371; Gains in Water Available For Use / Savings in Demand under the selected programme (Ml/d) input as +ve 2048-49: 0.061549; Gains in Water Available For Use / Savings in Demand under the selected programme (Ml/d) input as +ve 2049-50: 0.062731
51dP | 3a WRMP24. Community Reward.AWSFND | WEF 3a.AWSFND | Water efficiency customer education / awareness | Customer Options | N | Preferred | AWSFND | Ml/d | 2 | Gains in Water Available For Use / Savings in Demand under the selected programme (Ml/d) input as +ve 2019-20: 0; Gains in Water Available For Use / Savings in Demand under the selected programme (Ml/d) input as +ve 2020-21: 0; Gains in Water Available For Use / Savings in Demand under the selected programme (Ml/d) input as +ve 2021-22: 0; Gains in Water Available For Use / Savings in Demand under the selected programme (Ml/d) input as +ve 2022-23: 0; Gains in Water Available For Use / Savings in Demand under the selected programme (Ml/d) input as +ve 2023-24: 0; Gains in Water Available For Use / Savings in Demand under the selected programme (Ml/d) input as +ve 2024-25: 0; Gains in Water Available For Use / Savings in Demand under the selected programme (Ml/d) input as +ve 2025-26: 0.0047858; Gains in Water Available For Use / Savings in Demand under the selected programme (Ml/d) input as +ve 2026-27: 0.0094906; Gains in Water Available For Use / Savings in Demand under the selected programme (Ml/d) input as +ve 2027-28: 0.013612; Gains in Water Available For Use / Savings in Demand under the selected programme (Ml/d) input as +ve 2028-29: 0.017329; Gains in Water Available For Use / Savings in Demand under the selected programme (Ml/d) input as +ve 2029-30: 0.020715; Gains in Water Available For Use / Savings in Demand under the selected programme (Ml/d) input as +ve 2030-31: 0.024077; Gains in Water Available For Use / Savings in Demand under the selected programme (Ml/d) input as +ve 2031-32: 0.027412; Gains in Water Available For Use / Savings in Demand under the selected programme (Ml/d) input as +ve 2032-33: 0.030737; Gains in Water Available For Use / Savings in Demand under the selected programme (Ml/d) input as +ve 2033-34: 0.034053; Gains in Water Available For Use / Savings in Demand under the selected programme (Ml/d) input as +ve 2034-35: 0.037358; Gains in Water Available For Use / Savings in Demand under the selected programme (Ml/d) input as +ve 2035-36: 0.040649; Gains in Water Available For Use / Savings in Demand under the selected programme (Ml/d) input as +ve 2036-37: 0.043921; Gains in Water Available For Use / Savings in Demand under the selected programme (Ml/d) input as +ve 2037-38: 0.047174; Gains in Water Available For Use / Savings in Demand under the selected programme (Ml/d) input as +ve 2038-39: 0.050408; Gains in Water Available For Use / Savings in Demand under the selected programme (Ml/d) input as +ve 2039-40: 0.05363; Gains in Water Available For Use / Savings in Demand under the selected programme (Ml/d) input as +ve 2040-41: 0.053862; Gains in Water Available For Use / Savings in Demand under the selected programme (Ml/d) input as +ve 2041-42: 0.054159; Gains in Water Available For Use / Savings in Demand under the selected programme (Ml/d) input as +ve 2042-43: 0.054824; Gains in Water Available For Use / Savings in Demand under the selected programme (Ml/d) input as +ve 2043-44: 0.055745; Gains in Water Available For Use / Savings in Demand under the selected programme (Ml/d) input as +ve 2044-45: 0.056876; Gains in Water Available For Use / Savings in Demand under the selected programme (Ml/d) input as +ve 2045-46: 0.058026; Gains in Water Available For Use / Savings in Demand under the selected programme (Ml/d) input as +ve 2046-47: 0.059196; Gains in Water Available For Use / Savings in Demand under the selected programme (Ml/d) input as +ve 2047-48: 0.060371; Gains in Water Available For Use / Savings in Demand under the selected programme (Ml/d) input as +ve 2048-49: 0.061549; Gains in Water Available For Use / Savings in Demand under the selected programme (Ml/d) input as +ve 2049-50: 0.062731
51dF | 4a WRMP24. PL Uplift - Vulnerable Customers.AWSFND | WEF 4a.AWSFND | Other water efficiency | Customer Options | N | Least Cost | AWSFND | Ml/d | 2 | Gains in Water Available For Use / Savings in Demand under the selected programme (Ml/d) input as +ve 2019-20: 0; Gains in Water Available For Use / Savings in Demand under the selected programme (Ml/d) input as +ve 2020-21: 0; Gains in Water Available For Use / Savings in Demand under the selected programme (Ml/d) input as +ve 2021-22: 0; Gains in Water Available For Use / Savings in Demand under the selected programme (Ml/d) input as +ve 2022-23: 0; Gains in Water Available For Use / Savings in Demand under the selected programme (Ml/d) input as +ve 2023-24: 0; Gains in Water Available For Use / Savings in Demand under the selected programme (Ml/d) input as +ve 2024-25: 0; Gains in Water Available For Use / Savings in Demand under the selected programme (Ml/d) input as +ve 2025-26: 0.0111; Gains in Water Available For Use / Savings in Demand under the selected programme (Ml/d) input as +ve 2026-27: 0.015929; Gains in Water Available For Use / Savings in Demand under the selected programme (Ml/d) input as +ve 2027-28: 0.019462; Gains in Water Available For Use / Savings in Demand under the selected programme (Ml/d) input as +ve 2028-29: 0.023192; Gains in Water Available For Use / Savings in Demand under the selected programme (Ml/d) input as +ve 2029-30: 0.027036; Gains in Water Available For Use / Savings in Demand under the selected programme (Ml/d) input as +ve 2030-31: 0.030972; Gains in Water Available For Use / Savings in Demand under the selected programme (Ml/d) input as +ve 2031-32: 0.034981; Gains in Water Available For Use / Savings in Demand under the selected programme (Ml/d) input as +ve 2032-33: 0.035518; Gains in Water Available For Use / Savings in Demand under the selected programme (Ml/d) input as +ve 2033-34: 0.036031; Gains in Water Available For Use / Savings in Demand under the selected programme (Ml/d) input as +ve 2034-35: 0.036501; Gains in Water Available For Use / Savings in Demand under the selected programme (Ml/d) input as +ve 2035-36: 0.03692; Gains in Water Available For Use / Savings in Demand under the selected programme (Ml/d) input as +ve 2036-37: 0.037317; Gains in Water Available For Use / Savings in Demand under the selected programme (Ml/d) input as +ve 2037-38: 0.037682; Gains in Water Available For Use / Savings in Demand under the selected programme (Ml/d) input as +ve 2038-39: 0.038026; Gains in Water Available For Use / Savings in Demand under the selected programme (Ml/d) input as +ve 2039-40: 0.038364; Gains in Water Available For Use / Savings in Demand under the selected programme (Ml/d) input as +ve 2040-41: 0.038694; Gains in Water Available For Use / Savings in Demand under the selected programme (Ml/d) input as +ve 2041-42: 0.039019; Gains in Water Available For Use / Savings in Demand under the selected programme (Ml/d) input as +ve 2042-43: 0.039338; Gains in Water Available For Use / Savings in Demand under the selected programme (Ml/d) input as +ve 2043-44: 0.039651; Gains in Water Available For Use / Savings in Demand under the selected programme (Ml/d) input as +ve 2044-45: 0.039958; Gains in Water Available For Use / Savings in Demand under the selected programme (Ml/d) input as +ve 2045-46: 0.040208; Gains in Water Available For Use / Savings in Demand under the selected programme (Ml/d) input as +ve 2046-47: 0.040455; Gains in Water Available For Use / Savings in Demand under the selected programme (Ml/d) input as +ve 2047-48: 0.040694; Gains in Water Available For Use / Savings in Demand under the selected programme (Ml/d) input as +ve 2048-49: 0.04093; Gains in Water Available For Use / Savings in Demand under the selected programme (Ml/d) input as +ve 2049-50: 0.041131
51dF | 4a WRMP24. PL Uplift - Vulnerable Customers.AWSFND | WEF 4a.AWSFND | Other water efficiency | Customer Options | N | Ofwat Core | AWSFND | Ml/d | 2 | Gains in Water Available For Use / Savings in Demand under the selected programme (Ml/d) input as +ve 2019-20: 0; Gains in Water Available For Use / Savings in Demand under the selected programme (Ml/d) input as +ve 2020-21: 0; Gains in Water Available For Use / Savings in Demand under the selected programme (Ml/d) input as +ve 2021-22: 0; Gains in Water Available For Use / Savings in Demand under the selected programme (Ml/d) input as +ve 2022-23: 0; Gains in Water Available For Use / Savings in Demand under the selected programme (Ml/d) input as +ve 2023-24: 0; Gains in Water Available For Use / Savings in Demand under the selected programme (Ml/d) input as +ve 2024-25: 0; Gains in Water Available For Use / Savings in Demand under the selected programme (Ml/d) input as +ve 2025-26: 0.0111; Gains in Water Available For Use / Savings in Demand under the selected programme (Ml/d) input as +ve 2026-27: 0.015929; Gains in Water Available For Use / Savings in Demand under the selected programme (Ml/d) input as +ve 2027-28: 0.019462; Gains in Water Available For Use / Savings in Demand under the selected programme (Ml/d) input as +ve 2028-29: 0.023192; Gains in Water Available For Use / Savings in Demand under the selected programme (Ml/d) input as +ve 2029-30: 0.027036; Gains in Water Available For Use / Savings in Demand under the selected programme (Ml/d) input as +ve 2030-31: 0.030972; Gains in Water Available For Use / Savings in Demand under the selected programme (Ml/d) input as +ve 2031-32: 0.034981; Gains in Water Available For Use / Savings in Demand under the selected programme (Ml/d) input as +ve 2032-33: 0.035518; Gains in Water Available For Use / Savings in Demand under the selected programme (Ml/d) input as +ve 2033-34: 0.036031; Gains in Water Available For Use / Savings in Demand under the selected programme (Ml/d) input as +ve 2034-35: 0.036501; Gains in Water Available For Use / Savings in Demand under the selected programme (Ml/d) input as +ve 2035-36: 0.03692; Gains in Water Available For Use / Savings in Demand under the selected programme (Ml/d) input as +ve 2036-37: 0.037317; Gains in Water Available For Use / Savings in Demand under the selected programme (Ml/d) input as +ve 2037-38: 0.037682; Gains in Water Available For Use / Savings in Demand under the selected programme (Ml/d) input as +ve 2038-39: 0.038026; Gains in Water Available For Use / Savings in Demand under the selected programme (Ml/d) input as +ve 2039-40: 0.038364; Gains in Water Available For Use / Savings in Demand under the selected programme (Ml/d) input as +ve 2040-41: 0.038694; Gains in Water Available For Use / Savings in Demand under the selected programme (Ml/d) input as +ve 2041-42: 0.039019; Gains in Water Available For Use / Savings in Demand under the selected programme (Ml/d) input as +ve 2042-43: 0.039338; Gains in Water Available For Use / Savings in Demand under the selected programme (Ml/d) input as +ve 2043-44: 0.039651; Gains in Water Available For Use / Savings in Demand under the selected programme (Ml/d) input as +ve 2044-45: 0.039958; Gains in Water Available For Use / Savings in Demand under the selected programme (Ml/d) input as +ve 2045-46: 0.040208; Gains in Water Available For Use / Savings in Demand under the selected programme (Ml/d) input as +ve 2046-47: 0.040455; Gains in Water Available For Use / Savings in Demand under the selected programme (Ml/d) input as +ve 2047-48: 0.040694; Gains in Water Available For Use / Savings in Demand under the selected programme (Ml/d) input as +ve 2048-49: 0.04093; Gains in Water Available For Use / Savings in Demand under the selected programme (Ml/d) input as +ve 2049-50: 0.041131
51dP | 4a WRMP24. PL Uplift - Vulnerable Customers.AWSFND | WEF 4a.AWSFND | Other water efficiency | Customer Options | N | Preferred | AWSFND | Ml/d | 2 | Gains in Water Available For Use / Savings in Demand under the selected programme (Ml/d) input as +ve 2019-20: 0; Gains in Water Available For Use / Savings in Demand under the selected programme (Ml/d) input as +ve 2020-21: 0; Gains in Water Available For Use / Savings in Demand under the selected programme (Ml/d) input as +ve 2021-22: 0; Gains in Water Available For Use / Savings in Demand under the selected programme (Ml/d) input as +ve 2022-23: 0; Gains in Water Available For Use / Savings in Demand under the selected programme (Ml/d) input as +ve 2023-24: 0; Gains in Water Available For Use / Savings in Demand under the selected programme (Ml/d) input as +ve 2024-25: 0; Gains in Water Available For Use / Savings in Demand under the selected programme (Ml/d) input as +ve 2025-26: 0.0111; Gains in Water Available For Use / Savings in Demand under the selected programme (Ml/d) input as +ve 2026-27: 0.015929; Gains in Water Available For Use / Savings in Demand under the selected programme (Ml/d) input as +ve 2027-28: 0.019462; Gains in Water Available For Use / Savings in Demand under the selected programme (Ml/d) input as +ve 2028-29: 0.023192; Gains in Water Available For Use / Savings in Demand under the selected programme (Ml/d) input as +ve 2029-30: 0.027036; Gains in Water Available For Use / Savings in Demand under the selected programme (Ml/d) input as +ve 2030-31: 0.030972; Gains in Water Available For Use / Savings in Demand under the selected programme (Ml/d) input as +ve 2031-32: 0.034981; Gains in Water Available For Use / Savings in Demand under the selected programme (Ml/d) input as +ve 2032-33: 0.035518; Gains in Water Available For Use / Savings in Demand under the selected programme (Ml/d) input as +ve 2033-34: 0.036031; Gains in Water Available For Use / Savings in Demand under the selected programme (Ml/d) input as +ve 2034-35: 0.036501; Gains in Water Available For Use / Savings in Demand under the selected programme (Ml/d) input as +ve 2035-36: 0.03692; Gains in Water Available For Use / Savings in Demand under the selected programme (Ml/d) input as +ve 2036-37: 0.037317; Gains in Water Available For Use / Savings in Demand under the selected programme (Ml/d) input as +ve 2037-38: 0.037682; Gains in Water Available For Use / Savings in Demand under the selected programme (Ml/d) input as +ve 2038-39: 0.038026; Gains in Water Available For Use / Savings in Demand under the selected programme (Ml/d) input as +ve 2039-40: 0.038364; Gains in Water Available For Use / Savings in Demand under the selected programme (Ml/d) input as +ve 2040-41: 0.038694; Gains in Water Available For Use / Savings in Demand under the selected programme (Ml/d) input as +ve 2041-42: 0.039019; Gains in Water Available For Use / Savings in Demand under the selected programme (Ml/d) input as +ve 2042-43: 0.039338; Gains in Water Available For Use / Savings in Demand under the selected programme (Ml/d) input as +ve 2043-44: 0.039651; Gains in Water Available For Use / Savings in Demand under the selected programme (Ml/d) input as +ve 2044-45: 0.039958; Gains in Water Available For Use / Savings in Demand under the selected programme (Ml/d) input as +ve 2045-46: 0.040208; Gains in Water Available For Use / Savings in Demand under the selected programme (Ml/d) input as +ve 2046-47: 0.040455; Gains in Water Available For Use / Savings in Demand under the selected programme (Ml/d) input as +ve 2047-48: 0.040694; Gains in Water Available For Use / Savings in Demand under the selected programme (Ml/d) input as +ve 2048-49: 0.04093; Gains in Water Available For Use / Savings in Demand under the selected programme (Ml/d) input as +ve 2049-50: 0.041131
51dF | 4c-PL WRMP24. PL uplift - Non-Vulnerable Customers.AWSFND | WEF 4c-PL.AWSFND | Other water efficiency | Customer Options | N | Least Cost | AWSFND | Ml/d | 2 | Gains in Water Available For Use / Savings in Demand under the selected programme (Ml/d) input as +ve 2019-20: 0; Gains in Water Available For Use / Savings in Demand under the selected programme (Ml/d) input as +ve 2020-21: 0; Gains in Water Available For Use / Savings in Demand under the selected programme (Ml/d) input as +ve 2021-22: 0; Gains in Water Available For Use / Savings in Demand under the selected programme (Ml/d) input as +ve 2022-23: 0; Gains in Water Available For Use / Savings in Demand under the selected programme (Ml/d) input as +ve 2023-24: 0; Gains in Water Available For Use / Savings in Demand under the selected programme (Ml/d) input as +ve 2024-25: 0; Gains in Water Available For Use / Savings in Demand under the selected programme (Ml/d) input as +ve 2025-26: 0.095842; Gains in Water Available For Use / Savings in Demand under the selected programme (Ml/d) input as +ve 2026-27: 0.13753; Gains in Water Available For Use / Savings in Demand under the selected programme (Ml/d) input as +ve 2027-28: 0.16803; Gains in Water Available For Use / Savings in Demand under the selected programme (Ml/d) input as +ve 2028-29: 0.20024; Gains in Water Available For Use / Savings in Demand under the selected programme (Ml/d) input as +ve 2029-30: 0.23343; Gains in Water Available For Use / Savings in Demand under the selected programme (Ml/d) input as +ve 2030-31: 0.26741; Gains in Water Available For Use / Savings in Demand under the selected programme (Ml/d) input as +ve 2031-32: 0.30202; Gains in Water Available For Use / Savings in Demand under the selected programme (Ml/d) input as +ve 2032-33: 0.30666; Gains in Water Available For Use / Savings in Demand under the selected programme (Ml/d) input as +ve 2033-34: 0.31109; Gains in Water Available For Use / Savings in Demand under the selected programme (Ml/d) input as +ve 2034-35: 0.31515; Gains in Water Available For Use / Savings in Demand under the selected programme (Ml/d) input as +ve 2035-36: 0.31877; Gains in Water Available For Use / Savings in Demand under the selected programme (Ml/d) input as +ve 2036-37: 0.3222; Gains in Water Available For Use / Savings in Demand under the selected programme (Ml/d) input as +ve 2037-38: 0.32535; Gains in Water Available For Use / Savings in Demand under the selected programme (Ml/d) input as +ve 2038-39: 0.32832; Gains in Water Available For Use / Savings in Demand under the selected programme (Ml/d) input as +ve 2039-40: 0.33123; Gains in Water Available For Use / Savings in Demand under the selected programme (Ml/d) input as +ve 2040-41: 0.33409; Gains in Water Available For Use / Savings in Demand under the selected programme (Ml/d) input as +ve 2041-42: 0.33689; Gains in Water Available For Use / Savings in Demand under the selected programme (Ml/d) input as +ve 2042-43: 0.33965; Gains in Water Available For Use / Savings in Demand under the selected programme (Ml/d) input as +ve 2043-44: 0.34235; Gains in Water Available For Use / Savings in Demand under the selected programme (Ml/d) input as +ve 2044-45: 0.345; Gains in Water Available For Use / Savings in Demand under the selected programme (Ml/d) input as +ve 2045-46: 0.34716; Gains in Water Available For Use / Savings in Demand under the selected programme (Ml/d) input as +ve 2046-47: 0.34929; Gains in Water Available For Use / Savings in Demand under the selected programme (Ml/d) input as +ve 2047-48: 0.35135; Gains in Water Available For Use / Savings in Demand under the selected programme (Ml/d) input as +ve 2048-49: 0.35339; Gains in Water Available For Use / Savings in Demand under the selected programme (Ml/d) input as +ve 2049-50: 0.35513
51dF | 4c-PL WRMP24. PL uplift - Non-Vulnerable Customers.AWSFND | WEF 4c-PL.AWSFND | Other water efficiency | Customer Options | N | Ofwat Core | AWSFND | Ml/d | 2 | Gains in Water Available For Use / Savings in Demand under the selected programme (Ml/d) input as +ve 2019-20: 0; Gains in Water Available For Use / Savings in Demand under the selected programme (Ml/d) input as +ve 2020-21: 0; Gains in Water Available For Use / Savings in Demand under the selected programme (Ml/d) input as +ve 2021-22: 0; Gains in Water Available For Use / Savings in Demand under the selected programme (Ml/d) input as +ve 2022-23: 0; Gains in Water Available For Use / Savings in Demand under the selected programme (Ml/d) input as +ve 2023-24: 0; Gains in Water Available For Use / Savings in Demand under the selected programme (Ml/d) input as +ve 2024-25: 0; Gains in Water Available For Use / Savings in Demand under the selected programme (Ml/d) input as +ve 2025-26: 0.095842; Gains in Water Available For Use / Savings in Demand under the selected programme (Ml/d) input as +ve 2026-27: 0.13753; Gains in Water Available For Use / Savings in Demand under the selected programme (Ml/d) input as +ve 2027-28: 0.16803; Gains in Water Available For Use / Savings in Demand under the selected programme (Ml/d) input as +ve 2028-29: 0.20024; Gains in Water Available For Use / Savings in Demand under the selected programme (Ml/d) input as +ve 2029-30: 0.23343; Gains in Water Available For Use / Savings in Demand under the selected programme (Ml/d) input as +ve 2030-31: 0.26741; Gains in Water Available For Use / Savings in Demand under the selected programme (Ml/d) input as +ve 2031-32: 0.30202; Gains in Water Available For Use / Savings in Demand under the selected programme (Ml/d) input as +ve 2032-33: 0.30666; Gains in Water Available For Use / Savings in Demand under the selected programme (Ml/d) input as +ve 2033-34: 0.31109; Gains in Water Available For Use / Savings in Demand under the selected programme (Ml/d) input as +ve 2034-35: 0.31515; Gains in Water Available For Use / Savings in Demand under the selected programme (Ml/d) input as +ve 2035-36: 0.31877; Gains in Water Available For Use / Savings in Demand under the selected programme (Ml/d) input as +ve 2036-37: 0.3222; Gains in Water Available For Use / Savings in Demand under the selected programme (Ml/d) input as +ve 2037-38: 0.32535; Gains in Water Available For Use / Savings in Demand under the selected programme (Ml/d) input as +ve 2038-39: 0.32832; Gains in Water Available For Use / Savings in Demand under the selected programme (Ml/d) input as +ve 2039-40: 0.33123; Gains in Water Available For Use / Savings in Demand under the selected programme (Ml/d) input as +ve 2040-41: 0.33409; Gains in Water Available For Use / Savings in Demand under the selected programme (Ml/d) input as +ve 2041-42: 0.33689; Gains in Water Available For Use / Savings in Demand under the selected programme (Ml/d) input as +ve 2042-43: 0.33965; Gains in Water Available For Use / Savings in Demand under the selected programme (Ml/d) input as +ve 2043-44: 0.34235; Gains in Water Available For Use / Savings in Demand under the selected programme (Ml/d) input as +ve 2044-45: 0.345; Gains in Water Available For Use / Savings in Demand under the selected programme (Ml/d) input as +ve 2045-46: 0.34716; Gains in Water Available For Use / Savings in Demand under the selected programme (Ml/d) input as +ve 2046-47: 0.34929; Gains in Water Available For Use / Savings in Demand under the selected programme (Ml/d) input as +ve 2047-48: 0.35135; Gains in Water Available For Use / Savings in Demand under the selected programme (Ml/d) input as +ve 2048-49: 0.35339; Gains in Water Available For Use / Savings in Demand under the selected programme (Ml/d) input as +ve 2049-50: 0.35513
51dP | 4c-PL WRMP24. PL uplift - Non-Vulnerable Customers.AWSFND | WEF 4c-PL.AWSFND | Other water efficiency | Customer Options | N | Preferred | AWSFND | Ml/d | 2 | Gains in Water Available For Use / Savings in Demand under the selected programme (Ml/d) input as +ve 2019-20: 0; Gains in Water Available For Use / Savings in Demand under the selected programme (Ml/d) input as +ve 2020-21: 0; Gains in Water Available For Use / Savings in Demand under the selected programme (Ml/d) input as +ve 2021-22: 0; Gains in Water Available For Use / Savings in Demand under the selected programme (Ml/d) input as +ve 2022-23: 0; Gains in Water Available For Use / Savings in Demand under the selected programme (Ml/d) input as +ve 2023-24: 0; Gains in Water Available For Use / Savings in Demand under the selected programme (Ml/d) input as +ve 2024-25: 0; Gains in Water Available For Use / Savings in Demand under the selected programme (Ml/d) input as +ve 2025-26: 0.095842; Gains in Water Available For Use / Savings in Demand under the selected programme (Ml/d) input as +ve 2026-27: 0.13753; Gains in Water Available For Use / Savings in Demand under the selected programme (Ml/d) input as +ve 2027-28: 0.16803; Gains in Water Available For Use / Savings in Demand under the selected programme (Ml/d) input as +ve 2028-29: 0.20024; Gains in Water Available For Use / Savings in Demand under the selected programme (Ml/d) input as +ve 2029-30: 0.23343; Gains in Water Available For Use / Savings in Demand under the selected programme (Ml/d) input as +ve 2030-31: 0.26741; Gains in Water Available For Use / Savings in Demand under the selected programme (Ml/d) input as +ve 2031-32: 0.30202; Gains in Water Available For Use / Savings in Demand under the selected programme (Ml/d) input as +ve 2032-33: 0.30666; Gains in Water Available For Use / Savings in Demand under the selected programme (Ml/d) input as +ve 2033-34: 0.31109; Gains in Water Available For Use / Savings in Demand under the selected programme (Ml/d) input as +ve 2034-35: 0.31515; Gains in Water Available For Use / Savings in Demand under the selected programme (Ml/d) input as +ve 2035-36: 0.31877; Gains in Water Available For Use / Savings in Demand under the selected programme (Ml/d) input as +ve 2036-37: 0.3222; Gains in Water Available For Use / Savings in Demand under the selected programme (Ml/d) input as +ve 2037-38: 0.32535; Gains in Water Available For Use / Savings in Demand under the selected programme (Ml/d) input as +ve 2038-39: 0.32832; Gains in Water Available For Use / Savings in Demand under the selected programme (Ml/d) input as +ve 2039-40: 0.33123; Gains in Water Available For Use / Savings in Demand under the selected programme (Ml/d) input as +ve 2040-41: 0.33409; Gains in Water Available For Use / Savings in Demand under the selected programme (Ml/d) input as +ve 2041-42: 0.33689; Gains in Water Available For Use / Savings in Demand under the selected programme (Ml/d) input as +ve 2042-43: 0.33965; Gains in Water Available For Use / Savings in Demand under the selected programme (Ml/d) input as +ve 2043-44: 0.34235; Gains in Water Available For Use / Savings in Demand under the selected programme (Ml/d) input as +ve 2044-45: 0.345; Gains in Water Available For Use / Savings in Demand under the selected programme (Ml/d) input as +ve 2045-46: 0.34716; Gains in Water Available For Use / Savings in Demand under the selected programme (Ml/d) input as +ve 2046-47: 0.34929; Gains in Water Available For Use / Savings in Demand under the selected programme (Ml/d) input as +ve 2047-48: 0.35135; Gains in Water Available For Use / Savings in Demand under the selected programme (Ml/d) input as +ve 2048-49: 0.35339; Gains in Water Available For Use / Savings in Demand under the selected programme (Ml/d) input as +ve 2049-50: 0.35513
51dF | 4d WRMP24. Leaky Loos Campaign.AWSFND | WEF 4d.AWSFND | Other water efficiency | Customer Options | N | Least Cost | AWSFND | Ml/d | 2 | Gains in Water Available For Use / Savings in Demand under the selected programme (Ml/d) input as +ve 2019-20: 0; Gains in Water Available For Use / Savings in Demand under the selected programme (Ml/d) input as +ve 2020-21: 0; Gains in Water Available For Use / Savings in Demand under the selected programme (Ml/d) input as +ve 2021-22: 0; Gains in Water Available For Use / Savings in Demand under the selected programme (Ml/d) input as +ve 2022-23: 0; Gains in Water Available For Use / Savings in Demand under the selected programme (Ml/d) input as +ve 2023-24: 0; Gains in Water Available For Use / Savings in Demand under the selected programme (Ml/d) input as +ve 2024-25: 0; Gains in Water Available For Use / Savings in Demand under the selected programme (Ml/d) input as +ve 2025-26: 0.008453; Gains in Water Available For Use / Savings in Demand under the selected programme (Ml/d) input as +ve 2026-27: 0.0093432; Gains in Water Available For Use / Savings in Demand under the selected programme (Ml/d) input as +ve 2027-28: 0.010233; Gains in Water Available For Use / Savings in Demand under the selected programme (Ml/d) input as +ve 2028-29: 0.011124; Gains in Water Available For Use / Savings in Demand under the selected programme (Ml/d) input as +ve 2029-30: 0.012014; Gains in Water Available For Use / Savings in Demand under the selected programme (Ml/d) input as +ve 2030-31: 0.012014; Gains in Water Available For Use / Savings in Demand under the selected programme (Ml/d) input as +ve 2031-32: 0.012014; Gains in Water Available For Use / Savings in Demand under the selected programme (Ml/d) input as +ve 2032-33: 0.012014; Gains in Water Available For Use / Savings in Demand under the selected programme (Ml/d) input as +ve 2033-34: 0.012014; Gains in Water Available For Use / Savings in Demand under the selected programme (Ml/d) input as +ve 2034-35: 0.012014; Gains in Water Available For Use / Savings in Demand under the selected programme (Ml/d) input as +ve 2035-36: 0.012014; Gains in Water Available For Use / Savings in Demand under the selected programme (Ml/d) input as +ve 2036-37: 0.012014; Gains in Water Available For Use / Savings in Demand under the selected programme (Ml/d) input as +ve 2037-38: 0.012014; Gains in Water Available For Use / Savings in Demand under the selected programme (Ml/d) input as +ve 2038-39: 0.012014; Gains in Water Available For Use / Savings in Demand under the selected programme (Ml/d) input as +ve 2039-40: 0.012014; Gains in Water Available For Use / Savings in Demand under the selected programme (Ml/d) input as +ve 2040-41: 0.0035609; Gains in Water Available For Use / Savings in Demand under the selected programme (Ml/d) input as +ve 2041-42: 0.0026707; Gains in Water Available For Use / Savings in Demand under the selected programme (Ml/d) input as +ve 2042-43: 0.0017804; Gains in Water Available For Use / Savings in Demand under the selected programme (Ml/d) input as +ve 2043-44: 0.00089022; Gains in Water Available For Use / Savings in Demand under the selected programme (Ml/d) input as +ve 2044-45: 0; Gains in Water Available For Use / Savings in Demand under the selected programme (Ml/d) input as +ve 2045-46: 0; Gains in Water Available For Use / Savings in Demand under the selected programme (Ml/d) input as +ve 2046-47: 0; Gains in Water Available For Use / Savings in Demand under the selected programme (Ml/d) input as +ve 2047-48: 0; Gains in Water Available For Use / Savings in Demand under the selected programme (Ml/d) input as +ve 2048-49: 0; Gains in Water Available For Use / Savings in Demand under the selected programme (Ml/d) input as +ve 2049-50: 0
51dF | 4d WRMP24. Leaky Loos Campaign.AWSFND | WEF 4d.AWSFND | Other water efficiency | Customer Options | N | Ofwat Core | AWSFND | Ml/d | 2 | Gains in Water Available For Use / Savings in Demand under the selected programme (Ml/d) input as +ve 2019-20: 0; Gains in Water Available For Use / Savings in Demand under the selected programme (Ml/d) input as +ve 2020-21: 0; Gains in Water Available For Use / Savings in Demand under the selected programme (Ml/d) input as +ve 2021-22: 0; Gains in Water Available For Use / Savings in Demand under the selected programme (Ml/d) input as +ve 2022-23: 0; Gains in Water Available For Use / Savings in Demand under the selected programme (Ml/d) input as +ve 2023-24: 0; Gains in Water Available For Use / Savings in Demand under the selected programme (Ml/d) input as +ve 2024-25: 0; Gains in Water Available For Use / Savings in Demand under the selected programme (Ml/d) input as +ve 2025-26: 0.008453; Gains in Water Available For Use / Savings in Demand under the selected programme (Ml/d) input as +ve 2026-27: 0.0093432; Gains in Water Available For Use / Savings in Demand under the selected programme (Ml/d) input as +ve 2027-28: 0.010233; Gains in Water Available For Use / Savings in Demand under the selected programme (Ml/d) input as +ve 2028-29: 0.011124; Gains in Water Available For Use / Savings in Demand under the selected programme (Ml/d) input as +ve 2029-30: 0.012014; Gains in Water Available For Use / Savings in Demand under the selected programme (Ml/d) input as +ve 2030-31: 0.012014; Gains in Water Available For Use / Savings in Demand under the selected programme (Ml/d) input as +ve 2031-32: 0.012014; Gains in Water Available For Use / Savings in Demand under the selected programme (Ml/d) input as +ve 2032-33: 0.012014; Gains in Water Available For Use / Savings in Demand under the selected programme (Ml/d) input as +ve 2033-34: 0.012014; Gains in Water Available For Use / Savings in Demand under the selected programme (Ml/d) input as +ve 2034-35: 0.012014; Gains in Water Available For Use / Savings in Demand under the selected programme (Ml/d) input as +ve 2035-36: 0.012014; Gains in Water Available For Use / Savings in Demand under the selected programme (Ml/d) input as +ve 2036-37: 0.012014; Gains in Water Available For Use / Savings in Demand under the selected programme (Ml/d) input as +ve 2037-38: 0.012014; Gains in Water Available For Use / Savings in Demand under the selected programme (Ml/d) input as +ve 2038-39: 0.012014; Gains in Water Available For Use / Savings in Demand under the selected programme (Ml/d) input as +ve 2039-40: 0.012014; Gains in Water Available For Use / Savings in Demand under the selected programme (Ml/d) input as +ve 2040-41: 0.0035609; Gains in Water Available For Use / Savings in Demand under the selected programme (Ml/d) input as +ve 2041-42: 0.0026707; Gains in Water Available For Use / Savings in Demand under the selected programme (Ml/d) input as +ve 2042-43: 0.0017804; Gains in Water Available For Use / Savings in Demand under the selected programme (Ml/d) input as +ve 2043-44: 0.00089022; Gains in Water Available For Use / Savings in Demand under the selected programme (Ml/d) input as +ve 2044-45: 0; Gains in Water Available For Use / Savings in Demand under the selected programme (Ml/d) input as +ve 2045-46: 0; Gains in Water Available For Use / Savings in Demand under the selected programme (Ml/d) input as +ve 2046-47: 0; Gains in Water Available For Use / Savings in Demand under the selected programme (Ml/d) input as +ve 2047-48: 0; Gains in Water Available For Use / Savings in Demand under the selected programme (Ml/d) input as +ve 2048-49: 0; Gains in Water Available For Use / Savings in Demand under the selected programme (Ml/d) input as +ve 2049-50: 0
51dP | 4d WRMP24. Leaky Loos Campaign.AWSFND | WEF 4d.AWSFND | Other water efficiency | Customer Options | N | Preferred | AWSFND | Ml/d | 2 | Gains in Water Available For Use / Savings in Demand under the selected programme (Ml/d) input as +ve 2019-20: 0; Gains in Water Available For Use / Savings in Demand under the selected programme (Ml/d) input as +ve 2020-21: 0; Gains in Water Available For Use / Savings in Demand under the selected programme (Ml/d) input as +ve 2021-22: 0; Gains in Water Available For Use / Savings in Demand under the selected programme (Ml/d) input as +ve 2022-23: 0; Gains in Water Available For Use / Savings in Demand under the selected programme (Ml/d) input as +ve 2023-24: 0; Gains in Water Available For Use / Savings in Demand under the selected programme (Ml/d) input as +ve 2024-25: 0; Gains in Water Available For Use / Savings in Demand under the selected programme (Ml/d) input as +ve 2025-26: 0.008453; Gains in Water Available For Use / Savings in Demand under the selected programme (Ml/d) input as +ve 2026-27: 0.0093432; Gains in Water Available For Use / Savings in Demand under the selected programme (Ml/d) input as +ve 2027-28: 0.010233; Gains in Water Available For Use / Savings in Demand under the selected programme (Ml/d) input as +ve 2028-29: 0.011124; Gains in Water Available For Use / Savings in Demand under the selected programme (Ml/d) input as +ve 2029-30: 0.012014; Gains in Water Available For Use / Savings in Demand under the selected programme (Ml/d) input as +ve 2030-31: 0.012014; Gains in Water Available For Use / Savings in Demand under the selected programme (Ml/d) input as +ve 2031-32: 0.012014; Gains in Water Available For Use / Savings in Demand under the selected programme (Ml/d) input as +ve 2032-33: 0.012014; Gains in Water Available For Use / Savings in Demand under the selected programme (Ml/d) input as +ve 2033-34: 0.012014; Gains in Water Available For Use / Savings in Demand under the selected programme (Ml/d) input as +ve 2034-35: 0.012014; Gains in Water Available For Use / Savings in Demand under the selected programme (Ml/d) input as +ve 2035-36: 0.012014; Gains in Water Available For Use / Savings in Demand under the selected programme (Ml/d) input as +ve 2036-37: 0.012014; Gains in Water Available For Use / Savings in Demand under the selected programme (Ml/d) input as +ve 2037-38: 0.012014; Gains in Water Available For Use / Savings in Demand under the selected programme (Ml/d) input as +ve 2038-39: 0.012014; Gains in Water Available For Use / Savings in Demand under the selected programme (Ml/d) input as +ve 2039-40: 0.012014; Gains in Water Available For Use / Savings in Demand under the selected programme (Ml/d) input as +ve 2040-41: 0.0035609; Gains in Water Available For Use / Savings in Demand under the selected programme (Ml/d) input as +ve 2041-42: 0.0026707; Gains in Water Available For Use / Savings in Demand under the selected programme (Ml/d) input as +ve 2042-43: 0.0017804; Gains in Water Available For Use / Savings in Demand under the selected programme (Ml/d) input as +ve 2043-44: 0.00089022; Gains in Water Available For Use / Savings in Demand under the selected programme (Ml/d) input as +ve 2044-45: 0; Gains in Water Available For Use / Savings in Demand under the selected programme (Ml/d) input as +ve 2045-46: 0; Gains in Water Available For Use / Savings in Demand under the selected programme (Ml/d) input as +ve 2046-47: 0; Gains in Water Available For Use / Savings in Demand under the selected programme (Ml/d) input as +ve 2047-48: 0; Gains in Water Available For Use / Savings in Demand under the selected programme (Ml/d) input as +ve 2048-49: 0; Gains in Water Available For Use / Savings in Demand under the selected programme (Ml/d) input as +ve 2049-50: 0
51cF | Find and Fix.AWSFND | Find and Fix.AWSFND | Active leakage management | Distribution Options | N | Least Cost | AWSFND | Ml/d | 2 | Gains in Water Available For Use / Savings in Demand under the selected programme (Ml/d) input as +ve 2019-20: 0; Gains in Water Available For Use / Savings in Demand under the selected programme (Ml/d) input as +ve 2020-21: 0; Gains in Water Available For Use / Savings in Demand under the selected programme (Ml/d) input as +ve 2021-22: 0; Gains in Water Available For Use / Savings in Demand under the selected programme (Ml/d) input as +ve 2022-23: 0; Gains in Water Available For Use / Savings in Demand under the selected programme (Ml/d) input as +ve 2023-24: 0; Gains in Water Available For Use / Savings in Demand under the selected programme (Ml/d) input as +ve 2024-25: 0; Gains in Water Available For Use / Savings in Demand under the selected programme (Ml/d) input as +ve 2025-26: 0.029215; Gains in Water Available For Use / Savings in Demand under the selected programme (Ml/d) input as +ve 2026-27: 0.12605; Gains in Water Available For Use / Savings in Demand under the selected programme (Ml/d) input as +ve 2027-28: 0.12605; Gains in Water Available For Use / Savings in Demand under the selected programme (Ml/d) input as +ve 2028-29: 0.12605; Gains in Water Available For Use / Savings in Demand under the selected programme (Ml/d) input as +ve 2029-30: 0.19; Gains in Water Available For Use / Savings in Demand under the selected programme (Ml/d) input as +ve 2030-31: 0.21859; Gains in Water Available For Use / Savings in Demand under the selected programme (Ml/d) input as +ve 2031-32: 0.24452; Gains in Water Available For Use / Savings in Demand under the selected programme (Ml/d) input as +ve 2032-33: 0.24452; Gains in Water Available For Use / Savings in Demand under the selected programme (Ml/d) input as +ve 2033-34: 0.24452; Gains in Water Available For Use / Savings in Demand under the selected programme (Ml/d) input as +ve 2034-35: 0.26511; Gains in Water Available For Use / Savings in Demand under the selected programme (Ml/d) input as +ve 2035-36: 0.30522; Gains in Water Available For Use / Savings in Demand under the selected programme (Ml/d) input as +ve 2036-37: 0.36273; Gains in Water Available For Use / Savings in Demand under the selected programme (Ml/d) input as +ve 2037-38: 0.39874; Gains in Water Available For Use / Savings in Demand under the selected programme (Ml/d) input as +ve 2038-39: 0.39874; Gains in Water Available For Use / Savings in Demand under the selected programme (Ml/d) input as +ve 2039-40: 0.4469; Gains in Water Available For Use / Savings in Demand under the selected programme (Ml/d) input as +ve 2040-41: 0.47536; Gains in Water Available For Use / Savings in Demand under the selected programme (Ml/d) input as +ve 2041-42: 0.52975; Gains in Water Available For Use / Savings in Demand under the selected programme (Ml/d) input as +ve 2042-43: 0.56844; Gains in Water Available For Use / Savings in Demand under the selected programme (Ml/d) input as +ve 2043-44: 0.59307; Gains in Water Available For Use / Savings in Demand under the selected programme (Ml/d) input as +ve 2044-45: 0.61458; Gains in Water Available For Use / Savings in Demand under the selected programme (Ml/d) input as +ve 2045-46: 0.62421; Gains in Water Available For Use / Savings in Demand under the selected programme (Ml/d) input as +ve 2046-47: 0.62421; Gains in Water Available For Use / Savings in Demand under the selected programme (Ml/d) input as +ve 2047-48: 0.6389; Gains in Water Available For Use / Savings in Demand under the selected programme (Ml/d) input as +ve 2048-49: 0.65911; Gains in Water Available For Use / Savings in Demand under the selected programme (Ml/d) input as +ve 2049-50: 0.67174
51cF | Find and Fix.AWSFND | Find and Fix.AWSFND | Active leakage management | Distribution Options | N | Ofwat Core | AWSFND | Ml/d | 2 | Gains in Water Available For Use / Savings in Demand under the selected programme (Ml/d) input as +ve 2019-20: 0; Gains in Water Available For Use / Savings in Demand under the selected programme (Ml/d) input as +ve 2020-21: 0; Gains in Water Available For Use / Savings in Demand under the selected programme (Ml/d) input as +ve 2021-22: 0; Gains in Water Available For Use / Savings in Demand under the selected programme (Ml/d) input as +ve 2022-23: 0; Gains in Water Available For Use / Savings in Demand under the selected programme (Ml/d) input as +ve 2023-24: 0; Gains in Water Available For Use / Savings in Demand under the selected programme (Ml/d) input as +ve 2024-25: 0; Gains in Water Available For Use / Savings in Demand under the selected programme (Ml/d) input as +ve 2025-26: 0.029215; Gains in Water Available For Use / Savings in Demand under the selected programme (Ml/d) input as +ve 2026-27: 0.12605; Gains in Water Available For Use / Savings in Demand under the selected programme (Ml/d) input as +ve 2027-28: 0.12605; Gains in Water Available For Use / Savings in Demand under the selected programme (Ml/d) input as +ve 2028-29: 0.12605; Gains in Water Available For Use / Savings in Demand under the selected programme (Ml/d) input as +ve 2029-30: 0.19; Gains in Water Available For Use / Savings in Demand under the selected programme (Ml/d) input as +ve 2030-31: 0.21859; Gains in Water Available For Use / Savings in Demand under the selected programme (Ml/d) input as +ve 2031-32: 0.24452; Gains in Water Available For Use / Savings in Demand under the selected programme (Ml/d) input as +ve 2032-33: 0.24452; Gains in Water Available For Use / Savings in Demand under the selected programme (Ml/d) input as +ve 2033-34: 0.24452; Gains in Water Available For Use / Savings in Demand under the selected programme (Ml/d) input as +ve 2034-35: 0.26511; Gains in Water Available For Use / Savings in Demand under the selected programme (Ml/d) input as +ve 2035-36: 0.30522; Gains in Water Available For Use / Savings in Demand under the selected programme (Ml/d) input as +ve 2036-37: 0.36273; Gains in Water Available For Use / Savings in Demand under the selected programme (Ml/d) input as +ve 2037-38: 0.39874; Gains in Water Available For Use / Savings in Demand under the selected programme (Ml/d) input as +ve 2038-39: 0.39874; Gains in Water Available For Use / Savings in Demand under the selected programme (Ml/d) input as +ve 2039-40: 0.4469; Gains in Water Available For Use / Savings in Demand under the selected programme (Ml/d) input as +ve 2040-41: 0.47536; Gains in Water Available For Use / Savings in Demand under the selected programme (Ml/d) input as +ve 2041-42: 0.52975; Gains in Water Available For Use / Savings in Demand under the selected programme (Ml/d) input as +ve 2042-43: 0.56844; Gains in Water Available For Use / Savings in Demand under the selected programme (Ml/d) input as +ve 2043-44: 0.59307; Gains in Water Available For Use / Savings in Demand under the selected programme (Ml/d) input as +ve 2044-45: 0.61458; Gains in Water Available For Use / Savings in Demand under the selected programme (Ml/d) input as +ve 2045-46: 0.62421; Gains in Water Available For Use / Savings in Demand under the selected programme (Ml/d) input as +ve 2046-47: 0.62421; Gains in Water Available For Use / Savings in Demand under the selected programme (Ml/d) input as +ve 2047-48: 0.6389; Gains in Water Available For Use / Savings in Demand under the selected programme (Ml/d) input as +ve 2048-49: 0.65911; Gains in Water Available For Use / Savings in Demand under the selected programme (Ml/d) input as +ve 2049-50: 0.67174
51cP | Find and Fix.AWSFND | Find and Fix.AWSFND | Active leakage management | Distribution Options | N | Preferred | AWSFND | Ml/d | 2 | Gains in Water Available For Use / Savings in Demand under the selected programme (Ml/d) input as +ve 2019-20: 0; Gains in Water Available For Use / Savings in Demand under the selected programme (Ml/d) input as +ve 2020-21: 0; Gains in Water Available For Use / Savings in Demand under the selected programme (Ml/d) input as +ve 2021-22: 0; Gains in Water Available For Use / Savings in Demand under the selected programme (Ml/d) input as +ve 2022-23: 0; Gains in Water Available For Use / Savings in Demand under the selected programme (Ml/d) input as +ve 2023-24: 0; Gains in Water Available For Use / Savings in Demand under the selected programme (Ml/d) input as +ve 2024-25: 0; Gains in Water Available For Use / Savings in Demand under the selected programme (Ml/d) input as +ve 2025-26: 0.029215; Gains in Water Available For Use / Savings in Demand under the selected programme (Ml/d) input as +ve 2026-27: 0.12605; Gains in Water Available For Use / Savings in Demand under the selected programme (Ml/d) input as +ve 2027-28: 0.12605; Gains in Water Available For Use / Savings in Demand under the selected programme (Ml/d) input as +ve 2028-29: 0.12605; Gains in Water Available For Use / Savings in Demand under the selected programme (Ml/d) input as +ve 2029-30: 0.19; Gains in Water Available For Use / Savings in Demand under the selected programme (Ml/d) input as +ve 2030-31: 0.21859; Gains in Water Available For Use / Savings in Demand under the selected programme (Ml/d) input as +ve 2031-32: 0.24452; Gains in Water Available For Use / Savings in Demand under the selected programme (Ml/d) input as +ve 2032-33: 0.24452; Gains in Water Available For Use / Savings in Demand under the selected programme (Ml/d) input as +ve 2033-34: 0.24452; Gains in Water Available For Use / Savings in Demand under the selected programme (Ml/d) input as +ve 2034-35: 0.26511; Gains in Water Available For Use / Savings in Demand under the selected programme (Ml/d) input as +ve 2035-36: 0.30522; Gains in Water Available For Use / Savings in Demand under the selected programme (Ml/d) input as +ve 2036-37: 0.36273; Gains in Water Available For Use / Savings in Demand under the selected programme (Ml/d) input as +ve 2037-38: 0.39874; Gains in Water Available For Use / Savings in Demand under the selected programme (Ml/d) input as +ve 2038-39: 0.39874; Gains in Water Available For Use / Savings in Demand under the selected programme (Ml/d) input as +ve 2039-40: 0.4469; Gains in Water Available For Use / Savings in Demand under the selected programme (Ml/d) input as +ve 2040-41: 0.47536; Gains in Water Available For Use / Savings in Demand under the selected programme (Ml/d) input as +ve 2041-42: 0.52975; Gains in Water Available For Use / Savings in Demand under the selected programme (Ml/d) input as +ve 2042-43: 0.56844; Gains in Water Available For Use / Savings in Demand under the selected programme (Ml/d) input as +ve 2043-44: 0.59307; Gains in Water Available For Use / Savings in Demand under the selected programme (Ml/d) input as +ve 2044-45: 0.61458; Gains in Water Available For Use / Savings in Demand under the selected programme (Ml/d) input as +ve 2045-46: 0.62421; Gains in Water Available For Use / Savings in Demand under the selected programme (Ml/d) input as +ve 2046-47: 0.62421; Gains in Water Available For Use / Savings in Demand under the selected programme (Ml/d) input as +ve 2047-48: 0.6389; Gains in Water Available For Use / Savings in Demand under the selected programme (Ml/d) input as +ve 2048-49: 0.65911; Gains in Water Available For Use / Savings in Demand under the selected programme (Ml/d) input as +ve 2049-50: 0.67174
51dF | G2. Mandatory water labelling.AWSFND | WEF g2.AWSFND | Water efficiency customer education / awareness | Customer Options | N | Least Cost | AWSFND | Ml/d | 2 | Gains in Water Available For Use / Savings in Demand under the selected programme (Ml/d) input as +ve 2019-20: 0; Gains in Water Available For Use / Savings in Demand under the selected programme (Ml/d) input as +ve 2020-21: 0; Gains in Water Available For Use / Savings in Demand under the selected programme (Ml/d) input as +ve 2021-22: 0; Gains in Water Available For Use / Savings in Demand under the selected programme (Ml/d) input as +ve 2022-23: 0; Gains in Water Available For Use / Savings in Demand under the selected programme (Ml/d) input as +ve 2023-24: 0; Gains in Water Available For Use / Savings in Demand under the selected programme (Ml/d) input as +ve 2024-25: 0; Gains in Water Available For Use / Savings in Demand under the selected programme (Ml/d) input as +ve 2025-26: 0; Gains in Water Available For Use / Savings in Demand under the selected programme (Ml/d) input as +ve 2026-27: 0; Gains in Water Available For Use / Savings in Demand under the selected programme (Ml/d) input as +ve 2027-28: 0; Gains in Water Available For Use / Savings in Demand under the selected programme (Ml/d) input as +ve 2028-29: 0.071052; Gains in Water Available For Use / Savings in Demand under the selected programme (Ml/d) input as +ve 2029-30: 0.14352; Gains in Water Available For Use / Savings in Demand under the selected programme (Ml/d) input as +ve 2030-31: 0.21724; Gains in Water Available For Use / Savings in Demand under the selected programme (Ml/d) input as +ve 2031-32: 0.29161; Gains in Water Available For Use / Savings in Demand under the selected programme (Ml/d) input as +ve 2032-33: 0.36689; Gains in Water Available For Use / Savings in Demand under the selected programme (Ml/d) input as +ve 2033-34: 0.44304; Gains in Water Available For Use / Savings in Demand under the selected programme (Ml/d) input as +ve 2034-35: 0.67207; Gains in Water Available For Use / Savings in Demand under the selected programme (Ml/d) input as +ve 2035-36: 0.90239; Gains in Water Available For Use / Savings in Demand under the selected programme (Ml/d) input as +ve 2036-37: 1.1337; Gains in Water Available For Use / Savings in Demand under the selected programme (Ml/d) input as +ve 2037-38: 1.366; Gains in Water Available For Use / Savings in Demand under the selected programme (Ml/d) input as +ve 2038-39: 1.5994; Gains in Water Available For Use / Savings in Demand under the selected programme (Ml/d) input as +ve 2039-40: 1.8363; Gains in Water Available For Use / Savings in Demand under the selected programme (Ml/d) input as +ve 2040-41: 2.0748; Gains in Water Available For Use / Savings in Demand under the selected programme (Ml/d) input as +ve 2041-42: 2.3159; Gains in Water Available For Use / Savings in Demand under the selected programme (Ml/d) input as +ve 2042-43: 2.5594; Gains in Water Available For Use / Savings in Demand under the selected programme (Ml/d) input as +ve 2043-44: 2.805; Gains in Water Available For Use / Savings in Demand under the selected programme (Ml/d) input as +ve 2044-45: 2.8919; Gains in Water Available For Use / Savings in Demand under the selected programme (Ml/d) input as +ve 2045-46: 2.9789; Gains in Water Available For Use / Savings in Demand under the selected programme (Ml/d) input as +ve 2046-47: 3.0665; Gains in Water Available For Use / Savings in Demand under the selected programme (Ml/d) input as +ve 2047-48: 3.1557; Gains in Water Available For Use / Savings in Demand under the selected programme (Ml/d) input as +ve 2048-49: 3.2453; Gains in Water Available For Use / Savings in Demand under the selected programme (Ml/d) input as +ve 2049-50: 3.3361
51dF | G2. Mandatory water labelling.AWSFND | WEF g2.AWSFND | Water efficiency customer education / awareness | Customer Options | N | Ofwat Core | AWSFND | Ml/d | 2 | Gains in Water Available For Use / Savings in Demand under the selected programme (Ml/d) input as +ve 2019-20: 0; Gains in Water Available For Use / Savings in Demand under the selected programme (Ml/d) input as +ve 2020-21: 0; Gains in Water Available For Use / Savings in Demand under the selected programme (Ml/d) input as +ve 2021-22: 0; Gains in Water Available For Use / Savings in Demand under the selected programme (Ml/d) input as +ve 2022-23: 0; Gains in Water Available For Use / Savings in Demand under the selected programme (Ml/d) input as +ve 2023-24: 0; Gains in Water Available For Use / Savings in Demand under the selected programme (Ml/d) input as +ve 2024-25: 0; Gains in Water Available For Use / Savings in Demand under the selected programme (Ml/d) input as +ve 2025-26: 0; Gains in Water Available For Use / Savings in Demand under the selected programme (Ml/d) input as +ve 2026-27: 0; Gains in Water Available For Use / Savings in Demand under the selected programme (Ml/d) input as +ve 2027-28: 0; Gains in Water Available For Use / Savings in Demand under the selected programme (Ml/d) input as +ve 2028-29: 0.071052; Gains in Water Available For Use / Savings in Demand under the selected programme (Ml/d) input as +ve 2029-30: 0.14352; Gains in Water Available For Use / Savings in Demand under the selected programme (Ml/d) input as +ve 2030-31: 0.21724; Gains in Water Available For Use / Savings in Demand under the selected programme (Ml/d) input as +ve 2031-32: 0.29161; Gains in Water Available For Use / Savings in Demand under the selected programme (Ml/d) input as +ve 2032-33: 0.36689; Gains in Water Available For Use / Savings in Demand under the selected programme (Ml/d) input as +ve 2033-34: 0.44304; Gains in Water Available For Use / Savings in Demand under the selected programme (Ml/d) input as +ve 2034-35: 0.67207; Gains in Water Available For Use / Savings in Demand under the selected programme (Ml/d) input as +ve 2035-36: 0.90239; Gains in Water Available For Use / Savings in Demand under the selected programme (Ml/d) input as +ve 2036-37: 1.1337; Gains in Water Available For Use / Savings in Demand under the selected programme (Ml/d) input as +ve 2037-38: 1.366; Gains in Water Available For Use / Savings in Demand under the selected programme (Ml/d) input as +ve 2038-39: 1.5994; Gains in Water Available For Use / Savings in Demand under the selected programme (Ml/d) input as +ve 2039-40: 1.8363; Gains in Water Available For Use / Savings in Demand under the selected programme (Ml/d) input as +ve 2040-41: 2.0748; Gains in Water Available For Use / Savings in Demand under the selected programme (Ml/d) input as +ve 2041-42: 2.3159; Gains in Water Available For Use / Savings in Demand under the selected programme (Ml/d) input as +ve 2042-43: 2.5594; Gains in Water Available For Use / Savings in Demand under the selected programme (Ml/d) input as +ve 2043-44: 2.805; Gains in Water Available For Use / Savings in Demand under the selected programme (Ml/d) input as +ve 2044-45: 2.8919; Gains in Water Available For Use / Savings in Demand under the selected programme (Ml/d) input as +ve 2045-46: 2.9789; Gains in Water Available For Use / Savings in Demand under the selected programme (Ml/d) input as +ve 2046-47: 3.0665; Gains in Water Available For Use / Savings in Demand under the selected programme (Ml/d) input as +ve 2047-48: 3.1557; Gains in Water Available For Use / Savings in Demand under the selected programme (Ml/d) input as +ve 2048-49: 3.2453; Gains in Water Available For Use / Savings in Demand under the selected programme (Ml/d) input as +ve 2049-50: 3.3361
51dP | G2. Mandatory water labelling.AWSFND | WEF g2.AWSFND | Water efficiency customer education / awareness | Customer Options | N | Preferred | AWSFND | Ml/d | 2 | Gains in Water Available For Use / Savings in Demand under the selected programme (Ml/d) input as +ve 2019-20: 0; Gains in Water Available For Use / Savings in Demand under the selected programme (Ml/d) input as +ve 2020-21: 0; Gains in Water Available For Use / Savings in Demand under the selected programme (Ml/d) input as +ve 2021-22: 0; Gains in Water Available For Use / Savings in Demand under the selected programme (Ml/d) input as +ve 2022-23: 0; Gains in Water Available For Use / Savings in Demand under the selected programme (Ml/d) input as +ve 2023-24: 0; Gains in Water Available For Use / Savings in Demand under the selected programme (Ml/d) input as +ve 2024-25: 0; Gains in Water Available For Use / Savings in Demand under the selected programme (Ml/d) input as +ve 2025-26: 0; Gains in Water Available For Use / Savings in Demand under the selected programme (Ml/d) input as +ve 2026-27: 0; Gains in Water Available For Use / Savings in Demand under the selected programme (Ml/d) input as +ve 2027-28: 0; Gains in Water Available For Use / Savings in Demand under the selected programme (Ml/d) input as +ve 2028-29: 0.071052; Gains in Water Available For Use / Savings in Demand under the selected programme (Ml/d) input as +ve 2029-30: 0.14352; Gains in Water Available For Use / Savings in Demand under the selected programme (Ml/d) input as +ve 2030-31: 0.21724; Gains in Water Available For Use / Savings in Demand under the selected programme (Ml/d) input as +ve 2031-32: 0.29161; Gains in Water Available For Use / Savings in Demand under the selected programme (Ml/d) input as +ve 2032-33: 0.36689; Gains in Water Available For Use / Savings in Demand under the selected programme (Ml/d) input as +ve 2033-34: 0.44304; Gains in Water Available For Use / Savings in Demand under the selected programme (Ml/d) input as +ve 2034-35: 0.67207; Gains in Water Available For Use / Savings in Demand under the selected programme (Ml/d) input as +ve 2035-36: 0.90239; Gains in Water Available For Use / Savings in Demand under the selected programme (Ml/d) input as +ve 2036-37: 1.1337; Gains in Water Available For Use / Savings in Demand under the selected programme (Ml/d) input as +ve 2037-38: 1.366; Gains in Water Available For Use / Savings in Demand under the selected programme (Ml/d) input as +ve 2038-39: 1.5994; Gains in Water Available For Use / Savings in Demand under the selected programme (Ml/d) input as +ve 2039-40: 1.8363; Gains in Water Available For Use / Savings in Demand under the selected programme (Ml/d) input as +ve 2040-41: 2.0748; Gains in Water Available For Use / Savings in Demand under the selected programme (Ml/d) input as +ve 2041-42: 2.3159; Gains in Water Available For Use / Savings in Demand under the selected programme (Ml/d) input as +ve 2042-43: 2.5594; Gains in Water Available For Use / Savings in Demand under the selected programme (Ml/d) input as +ve 2043-44: 2.805; Gains in Water Available For Use / Savings in Demand under the selected programme (Ml/d) input as +ve 2044-45: 2.8919; Gains in Water Available For Use / Savings in Demand under the selected programme (Ml/d) input as +ve 2045-46: 2.9789; Gains in Water Available For Use / Savings in Demand under the selected programme (Ml/d) input as +ve 2046-47: 3.0665; Gains in Water Available For Use / Savings in Demand under the selected programme (Ml/d) input as +ve 2047-48: 3.1557; Gains in Water Available For Use / Savings in Demand under the selected programme (Ml/d) input as +ve 2048-49: 3.2453; Gains in Water Available For Use / Savings in Demand under the selected programme (Ml/d) input as +ve 2049-50: 3.3361
51dF | LEA: NHH. NHH CSPL repairs.AWSFND | LEA: NHH. NHH CSPL repairs.AWSFND | Supply pipe repairs / replacement | Customer Options | N | Least Cost | AWSFND | Ml/d | 2 | Gains in Water Available For Use / Savings in Demand under the selected programme (Ml/d) input as +ve 2019-20: 0; Gains in Water Available For Use / Savings in Demand under the selected programme (Ml/d) input as +ve 2020-21: 0; Gains in Water Available For Use / Savings in Demand under the selected programme (Ml/d) input as +ve 2021-22: 0; Gains in Water Available For Use / Savings in Demand under the selected programme (Ml/d) input as +ve 2022-23: 0; Gains in Water Available For Use / Savings in Demand under the selected programme (Ml/d) input as +ve 2023-24: 0; Gains in Water Available For Use / Savings in Demand under the selected programme (Ml/d) input as +ve 2024-25: 0; Gains in Water Available For Use / Savings in Demand under the selected programme (Ml/d) input as +ve 2025-26: 0.0018447; Gains in Water Available For Use / Savings in Demand under the selected programme (Ml/d) input as +ve 2026-27: 0.003534; Gains in Water Available For Use / Savings in Demand under the selected programme (Ml/d) input as +ve 2027-28: 0.0050593; Gains in Water Available For Use / Savings in Demand under the selected programme (Ml/d) input as +ve 2028-29: 0.0064623; Gains in Water Available For Use / Savings in Demand under the selected programme (Ml/d) input as +ve 2029-30: 0.0078187; Gains in Water Available For Use / Savings in Demand under the selected programme (Ml/d) input as +ve 2030-31: 0.0091745; Gains in Water Available For Use / Savings in Demand under the selected programme (Ml/d) input as +ve 2031-32: 0.01053; Gains in Water Available For Use / Savings in Demand under the selected programme (Ml/d) input as +ve 2032-33: 0.011884; Gains in Water Available For Use / Savings in Demand under the selected programme (Ml/d) input as +ve 2033-34: 0.013237; Gains in Water Available For Use / Savings in Demand under the selected programme (Ml/d) input as +ve 2034-35: 0.014589; Gains in Water Available For Use / Savings in Demand under the selected programme (Ml/d) input as +ve 2035-36: 0.01594; Gains in Water Available For Use / Savings in Demand under the selected programme (Ml/d) input as +ve 2036-37: 0.01729; Gains in Water Available For Use / Savings in Demand under the selected programme (Ml/d) input as +ve 2037-38: 0.018639; Gains in Water Available For Use / Savings in Demand under the selected programme (Ml/d) input as +ve 2038-39: 0.019988; Gains in Water Available For Use / Savings in Demand under the selected programme (Ml/d) input as +ve 2039-40: 0.021337; Gains in Water Available For Use / Savings in Demand under the selected programme (Ml/d) input as +ve 2040-41: 0.022685; Gains in Water Available For Use / Savings in Demand under the selected programme (Ml/d) input as +ve 2041-42: 0.024032; Gains in Water Available For Use / Savings in Demand under the selected programme (Ml/d) input as +ve 2042-43: 0.02538; Gains in Water Available For Use / Savings in Demand under the selected programme (Ml/d) input as +ve 2043-44: 0.026728; Gains in Water Available For Use / Savings in Demand under the selected programme (Ml/d) input as +ve 2044-45: 0.028076; Gains in Water Available For Use / Savings in Demand under the selected programme (Ml/d) input as +ve 2045-46: 0.029424; Gains in Water Available For Use / Savings in Demand under the selected programme (Ml/d) input as +ve 2046-47: 0.030773; Gains in Water Available For Use / Savings in Demand under the selected programme (Ml/d) input as +ve 2047-48: 0.032123; Gains in Water Available For Use / Savings in Demand under the selected programme (Ml/d) input as +ve 2048-49: 0.033474; Gains in Water Available For Use / Savings in Demand under the selected programme (Ml/d) input as +ve 2049-50: 0.034825
51dF | LEA: NHH. NHH CSPL repairs.AWSFND | LEA: NHH. NHH CSPL repairs.AWSFND | Supply pipe repairs / replacement | Customer Options | N | Ofwat Core | AWSFND | Ml/d | 2 | Gains in Water Available For Use / Savings in Demand under the selected programme (Ml/d) input as +ve 2019-20: 0; Gains in Water Available For Use / Savings in Demand under the selected programme (Ml/d) input as +ve 2020-21: 0; Gains in Water Available For Use / Savings in Demand under the selected programme (Ml/d) input as +ve 2021-22: 0; Gains in Water Available For Use / Savings in Demand under the selected programme (Ml/d) input as +ve 2022-23: 0; Gains in Water Available For Use / Savings in Demand under the selected programme (Ml/d) input as +ve 2023-24: 0; Gains in Water Available For Use / Savings in Demand under the selected programme (Ml/d) input as +ve 2024-25: 0; Gains in Water Available For Use / Savings in Demand under the selected programme (Ml/d) input as +ve 2025-26: 0.0018447; Gains in Water Available For Use / Savings in Demand under the selected programme (Ml/d) input as +ve 2026-27: 0.003534; Gains in Water Available For Use / Savings in Demand under the selected programme (Ml/d) input as +ve 2027-28: 0.0050593; Gains in Water Available For Use / Savings in Demand under the selected programme (Ml/d) input as +ve 2028-29: 0.0064623; Gains in Water Available For Use / Savings in Demand under the selected programme (Ml/d) input as +ve 2029-30: 0.0078187; Gains in Water Available For Use / Savings in Demand under the selected programme (Ml/d) input as +ve 2030-31: 0.0091745; Gains in Water Available For Use / Savings in Demand under the selected programme (Ml/d) input as +ve 2031-32: 0.01053; Gains in Water Available For Use / Savings in Demand under the selected programme (Ml/d) input as +ve 2032-33: 0.011884; Gains in Water Available For Use / Savings in Demand under the selected programme (Ml/d) input as +ve 2033-34: 0.013237; Gains in Water Available For Use / Savings in Demand under the selected programme (Ml/d) input as +ve 2034-35: 0.014589; Gains in Water Available For Use / Savings in Demand under the selected programme (Ml/d) input as +ve 2035-36: 0.01594; Gains in Water Available For Use / Savings in Demand under the selected programme (Ml/d) input as +ve 2036-37: 0.01729; Gains in Water Available For Use / Savings in Demand under the selected programme (Ml/d) input as +ve 2037-38: 0.018639; Gains in Water Available For Use / Savings in Demand under the selected programme (Ml/d) input as +ve 2038-39: 0.019988; Gains in Water Available For Use / Savings in Demand under the selected programme (Ml/d) input as +ve 2039-40: 0.021337; Gains in Water Available For Use / Savings in Demand under the selected programme (Ml/d) input as +ve 2040-41: 0.022685; Gains in Water Available For Use / Savings in Demand under the selected programme (Ml/d) input as +ve 2041-42: 0.024032; Gains in Water Available For Use / Savings in Demand under the selected programme (Ml/d) input as +ve 2042-43: 0.02538; Gains in Water Available For Use / Savings in Demand under the selected programme (Ml/d) input as +ve 2043-44: 0.026728; Gains in Water Available For Use / Savings in Demand under the selected programme (Ml/d) input as +ve 2044-45: 0.028076; Gains in Water Available For Use / Savings in Demand under the selected programme (Ml/d) input as +ve 2045-46: 0.029424; Gains in Water Available For Use / Savings in Demand under the selected programme (Ml/d) input as +ve 2046-47: 0.030773; Gains in Water Available For Use / Savings in Demand under the selected programme (Ml/d) input as +ve 2047-48: 0.032123; Gains in Water Available For Use / Savings in Demand under the selected programme (Ml/d) input as +ve 2048-49: 0.033474; Gains in Water Available For Use / Savings in Demand under the selected programme (Ml/d) input as +ve 2049-50: 0.034825
51dP | LEA: NHH. NHH CSPL repairs.AWSFND | LEA: NHH. NHH CSPL repairs.AWSFND | Supply pipe repairs / replacement | Customer Options | N | Preferred | AWSFND | Ml/d | 2 | Gains in Water Available For Use / Savings in Demand under the selected programme (Ml/d) input as +ve 2019-20: 0; Gains in Water Available For Use / Savings in Demand under the selected programme (Ml/d) input as +ve 2020-21: 0; Gains in Water Available For Use / Savings in Demand under the selected programme (Ml/d) input as +ve 2021-22: 0; Gains in Water Available For Use / Savings in Demand under the selected programme (Ml/d) input as +ve 2022-23: 0; Gains in Water Available For Use / Savings in Demand under the selected programme (Ml/d) input as +ve 2023-24: 0; Gains in Water Available For Use / Savings in Demand under the selected programme (Ml/d) input as +ve 2024-25: 0; Gains in Water Available For Use / Savings in Demand under the selected programme (Ml/d) input as +ve 2025-26: 0.0018447; Gains in Water Available For Use / Savings in Demand under the selected programme (Ml/d) input as +ve 2026-27: 0.003534; Gains in Water Available For Use / Savings in Demand under the selected programme (Ml/d) input as +ve 2027-28: 0.0050593; Gains in Water Available For Use / Savings in Demand under the selected programme (Ml/d) input as +ve 2028-29: 0.0064623; Gains in Water Available For Use / Savings in Demand under the selected programme (Ml/d) input as +ve 2029-30: 0.0078187; Gains in Water Available For Use / Savings in Demand under the selected programme (Ml/d) input as +ve 2030-31: 0.0091745; Gains in Water Available For Use / Savings in Demand under the selected programme (Ml/d) input as +ve 2031-32: 0.01053; Gains in Water Available For Use / Savings in Demand under the selected programme (Ml/d) input as +ve 2032-33: 0.011884; Gains in Water Available For Use / Savings in Demand under the selected programme (Ml/d) input as +ve 2033-34: 0.013237; Gains in Water Available For Use / Savings in Demand under the selected programme (Ml/d) input as +ve 2034-35: 0.014589; Gains in Water Available For Use / Savings in Demand under the selected programme (Ml/d) input as +ve 2035-36: 0.01594; Gains in Water Available For Use / Savings in Demand under the selected programme (Ml/d) input as +ve 2036-37: 0.01729; Gains in Water Available For Use / Savings in Demand under the selected programme (Ml/d) input as +ve 2037-38: 0.018639; Gains in Water Available For Use / Savings in Demand under the selected programme (Ml/d) input as +ve 2038-39: 0.019988; Gains in Water Available For Use / Savings in Demand under the selected programme (Ml/d) input as +ve 2039-40: 0.021337; Gains in Water Available For Use / Savings in Demand under the selected programme (Ml/d) input as +ve 2040-41: 0.022685; Gains in Water Available For Use / Savings in Demand under the selected programme (Ml/d) input as +ve 2041-42: 0.024032; Gains in Water Available For Use / Savings in Demand under the selected programme (Ml/d) input as +ve 2042-43: 0.02538; Gains in Water Available For Use / Savings in Demand under the selected programme (Ml/d) input as +ve 2043-44: 0.026728; Gains in Water Available For Use / Savings in Demand under the selected programme (Ml/d) input as +ve 2044-45: 0.028076; Gains in Water Available For Use / Savings in Demand under the selected programme (Ml/d) input as +ve 2045-46: 0.029424; Gains in Water Available For Use / Savings in Demand under the selected programme (Ml/d) input as +ve 2046-47: 0.030773; Gains in Water Available For Use / Savings in Demand under the selected programme (Ml/d) input as +ve 2047-48: 0.032123; Gains in Water Available For Use / Savings in Demand under the selected programme (Ml/d) input as +ve 2048-49: 0.033474; Gains in Water Available For Use / Savings in Demand under the selected programme (Ml/d) input as +ve 2049-50: 0.034825
51cF | Mains Replacement (MR1500).AWSFND | Mains Replacement (MR1500).AWSFND | Mains replacement (not trunk mains) | Distribution Options | N | Ofwat Core | AWSFND | Ml/d | 2 | Gains in Water Available For Use / Savings in Demand under the selected programme (Ml/d) input as +ve 2019-20: 0; Gains in Water Available For Use / Savings in Demand under the selected programme (Ml/d) input as +ve 2020-21: 0; Gains in Water Available For Use / Savings in Demand under the selected programme (Ml/d) input as +ve 2021-22: 0; Gains in Water Available For Use / Savings in Demand under the selected programme (Ml/d) input as +ve 2022-23: 0; Gains in Water Available For Use / Savings in Demand under the selected programme (Ml/d) input as +ve 2023-24: 0; Gains in Water Available For Use / Savings in Demand under the selected programme (Ml/d) input as +ve 2024-25: 0; Gains in Water Available For Use / Savings in Demand under the selected programme (Ml/d) input as +ve 2025-26: 0; Gains in Water Available For Use / Savings in Demand under the selected programme (Ml/d) input as +ve 2026-27: 0; Gains in Water Available For Use / Savings in Demand under the selected programme (Ml/d) input as +ve 2027-28: 0; Gains in Water Available For Use / Savings in Demand under the selected programme (Ml/d) input as +ve 2028-29: 0; Gains in Water Available For Use / Savings in Demand under the selected programme (Ml/d) input as +ve 2029-30: 0; Gains in Water Available For Use / Savings in Demand under the selected programme (Ml/d) input as +ve 2030-31: 0; Gains in Water Available For Use / Savings in Demand under the selected programme (Ml/d) input as +ve 2031-32: 0; Gains in Water Available For Use / Savings in Demand under the selected programme (Ml/d) input as +ve 2032-33: 0; Gains in Water Available For Use / Savings in Demand under the selected programme (Ml/d) input as +ve 2033-34: 0; Gains in Water Available For Use / Savings in Demand under the selected programme (Ml/d) input as +ve 2034-35: 0; Gains in Water Available For Use / Savings in Demand under the selected programme (Ml/d) input as +ve 2035-36: 0; Gains in Water Available For Use / Savings in Demand under the selected programme (Ml/d) input as +ve 2036-37: 0; Gains in Water Available For Use / Savings in Demand under the selected programme (Ml/d) input as +ve 2037-38: 0; Gains in Water Available For Use / Savings in Demand under the selected programme (Ml/d) input as +ve 2038-39: 0; Gains in Water Available For Use / Savings in Demand under the selected programme (Ml/d) input as +ve 2039-40: 0; Gains in Water Available For Use / Savings in Demand under the selected programme (Ml/d) input as +ve 2040-41: 0; Gains in Water Available For Use / Savings in Demand under the selected programme (Ml/d) input as +ve 2041-42: 0; Gains in Water Available For Use / Savings in Demand under the selected programme (Ml/d) input as +ve 2042-43: 0; Gains in Water Available For Use / Savings in Demand under the selected programme (Ml/d) input as +ve 2043-44: 0.20112; Gains in Water Available For Use / Savings in Demand under the selected programme (Ml/d) input as +ve 2044-45: 0.39136; Gains in Water Available For Use / Savings in Demand under the selected programme (Ml/d) input as +ve 2045-46: 0.39136; Gains in Water Available For Use / Savings in Demand under the selected programme (Ml/d) input as +ve 2046-47: 0.70069; Gains in Water Available For Use / Savings in Demand under the selected programme (Ml/d) input as +ve 2047-48: 0.70069; Gains in Water Available For Use / Savings in Demand under the selected programme (Ml/d) input as +ve 2048-49: 0.83596; Gains in Water Available For Use / Savings in Demand under the selected programme (Ml/d) input as +ve 2049-50: 0.83596
51cP | Mains Replacement (MRMax).AWSFND | Mains Replacement (MRMax).AWSFND | Mains replacement (not trunk mains) | Distribution Options | N | Preferred | AWSFND | Ml/d | 2 | Gains in Water Available For Use / Savings in Demand under the selected programme (Ml/d) input as +ve 2019-20: 0; Gains in Water Available For Use / Savings in Demand under the selected programme (Ml/d) input as +ve 2020-21: 0; Gains in Water Available For Use / Savings in Demand under the selected programme (Ml/d) input as +ve 2021-22: 0; Gains in Water Available For Use / Savings in Demand under the selected programme (Ml/d) input as +ve 2022-23: 0; Gains in Water Available For Use / Savings in Demand under the selected programme (Ml/d) input as +ve 2023-24: 0; Gains in Water Available For Use / Savings in Demand under the selected programme (Ml/d) input as +ve 2024-25: 0; Gains in Water Available For Use / Savings in Demand under the selected programme (Ml/d) input as +ve 2025-26: 0; Gains in Water Available For Use / Savings in Demand under the selected programme (Ml/d) input as +ve 2026-27: 0; Gains in Water Available For Use / Savings in Demand under the selected programme (Ml/d) input as +ve 2027-28: 0; Gains in Water Available For Use / Savings in Demand under the selected programme (Ml/d) input as +ve 2028-29: 0; Gains in Water Available For Use / Savings in Demand under the selected programme (Ml/d) input as +ve 2029-30: 0; Gains in Water Available For Use / Savings in Demand under the selected programme (Ml/d) input as +ve 2030-31: 0; Gains in Water Available For Use / Savings in Demand under the selected programme (Ml/d) input as +ve 2031-32: 0; Gains in Water Available For Use / Savings in Demand under the selected programme (Ml/d) input as +ve 2032-33: 0.21511; Gains in Water Available For Use / Savings in Demand under the selected programme (Ml/d) input as +ve 2033-34: 0.21511; Gains in Water Available For Use / Savings in Demand under the selected programme (Ml/d) input as +ve 2034-35: 0.21511; Gains in Water Available For Use / Savings in Demand under the selected programme (Ml/d) input as +ve 2035-36: 0.20435; Gains in Water Available For Use / Savings in Demand under the selected programme (Ml/d) input as +ve 2036-37: 0.57383; Gains in Water Available For Use / Savings in Demand under the selected programme (Ml/d) input as +ve 2037-38: 0.57383; Gains in Water Available For Use / Savings in Demand under the selected programme (Ml/d) input as +ve 2038-39: 0.71193; Gains in Water Available For Use / Savings in Demand under the selected programme (Ml/d) input as +ve 2039-40: 0.84937; Gains in Water Available For Use / Savings in Demand under the selected programme (Ml/d) input as +ve 2040-41: 0.94858; Gains in Water Available For Use / Savings in Demand under the selected programme (Ml/d) input as +ve 2041-42: 1.0322; Gains in Water Available For Use / Savings in Demand under the selected programme (Ml/d) input as +ve 2042-43: 1.105; Gains in Water Available For Use / Savings in Demand under the selected programme (Ml/d) input as +ve 2043-44: 1.105; Gains in Water Available For Use / Savings in Demand under the selected programme (Ml/d) input as +ve 2044-45: 1.1607; Gains in Water Available For Use / Savings in Demand under the selected programme (Ml/d) input as +ve 2045-46: 1.261; Gains in Water Available For Use / Savings in Demand under the selected programme (Ml/d) input as +ve 2046-47: 1.2933; Gains in Water Available For Use / Savings in Demand under the selected programme (Ml/d) input as +ve 2047-48: 1.3897; Gains in Water Available For Use / Savings in Demand under the selected programme (Ml/d) input as +ve 2048-49: 1.445; Gains in Water Available For Use / Savings in Demand under the selected programme (Ml/d) input as +ve 2049-50: 1.445
51dF | NHH. NHH PL repairs.AWSFND | NHH. NHH PL repairs.AWSFND | Non-household water audit | Customer Options | N | Least Cost | AWSFND | Ml/d | 2 | Gains in Water Available For Use / Savings in Demand under the selected programme (Ml/d) input as +ve 2019-20: 0; Gains in Water Available For Use / Savings in Demand under the selected programme (Ml/d) input as +ve 2020-21: 0; Gains in Water Available For Use / Savings in Demand under the selected programme (Ml/d) input as +ve 2021-22: 0; Gains in Water Available For Use / Savings in Demand under the selected programme (Ml/d) input as +ve 2022-23: 0; Gains in Water Available For Use / Savings in Demand under the selected programme (Ml/d) input as +ve 2023-24: 0; Gains in Water Available For Use / Savings in Demand under the selected programme (Ml/d) input as +ve 2024-25: 0; Gains in Water Available For Use / Savings in Demand under the selected programme (Ml/d) input as +ve 2025-26: 0.050322; Gains in Water Available For Use / Savings in Demand under the selected programme (Ml/d) input as +ve 2026-27: 0.096404; Gains in Water Available For Use / Savings in Demand under the selected programme (Ml/d) input as +ve 2027-28: 0.13801; Gains in Water Available For Use / Savings in Demand under the selected programme (Ml/d) input as +ve 2028-29: 0.17629; Gains in Water Available For Use / Savings in Demand under the selected programme (Ml/d) input as +ve 2029-30: 0.21329; Gains in Water Available For Use / Savings in Demand under the selected programme (Ml/d) input as +ve 2030-31: 0.25027; Gains in Water Available For Use / Savings in Demand under the selected programme (Ml/d) input as +ve 2031-32: 0.28724; Gains in Water Available For Use / Savings in Demand under the selected programme (Ml/d) input as +ve 2032-33: 0.32419; Gains in Water Available For Use / Savings in Demand under the selected programme (Ml/d) input as +ve 2033-34: 0.3611; Gains in Water Available For Use / Savings in Demand under the selected programme (Ml/d) input as +ve 2034-35: 0.39798; Gains in Water Available For Use / Savings in Demand under the selected programme (Ml/d) input as +ve 2035-36: 0.43483; Gains in Water Available For Use / Savings in Demand under the selected programme (Ml/d) input as +ve 2036-37: 0.47165; Gains in Water Available For Use / Savings in Demand under the selected programme (Ml/d) input as +ve 2037-38: 0.50846; Gains in Water Available For Use / Savings in Demand under the selected programme (Ml/d) input as +ve 2038-39: 0.54526; Gains in Water Available For Use / Savings in Demand under the selected programme (Ml/d) input as +ve 2039-40: 0.58204; Gains in Water Available For Use / Savings in Demand under the selected programme (Ml/d) input as +ve 2040-41: 0.61882; Gains in Water Available For Use / Savings in Demand under the selected programme (Ml/d) input as +ve 2041-42: 0.65558; Gains in Water Available For Use / Savings in Demand under the selected programme (Ml/d) input as +ve 2042-43: 0.69234; Gains in Water Available For Use / Savings in Demand under the selected programme (Ml/d) input as +ve 2043-44: 0.72911; Gains in Water Available For Use / Savings in Demand under the selected programme (Ml/d) input as +ve 2044-45: 0.76588; Gains in Water Available For Use / Savings in Demand under the selected programme (Ml/d) input as +ve 2045-46: 0.80267; Gains in Water Available For Use / Savings in Demand under the selected programme (Ml/d) input as +ve 2046-47: 0.83947; Gains in Water Available For Use / Savings in Demand under the selected programme (Ml/d) input as +ve 2047-48: 0.87629; Gains in Water Available For Use / Savings in Demand under the selected programme (Ml/d) input as +ve 2048-49: 0.91313; Gains in Water Available For Use / Savings in Demand under the selected programme (Ml/d) input as +ve 2049-50: 0.94998
51dF | NHH. NHH PL repairs.AWSFND | NHH. NHH PL repairs.AWSFND | Non-household water audit | Customer Options | N | Ofwat Core | AWSFND | Ml/d | 2 | Gains in Water Available For Use / Savings in Demand under the selected programme (Ml/d) input as +ve 2019-20: 0; Gains in Water Available For Use / Savings in Demand under the selected programme (Ml/d) input as +ve 2020-21: 0; Gains in Water Available For Use / Savings in Demand under the selected programme (Ml/d) input as +ve 2021-22: 0; Gains in Water Available For Use / Savings in Demand under the selected programme (Ml/d) input as +ve 2022-23: 0; Gains in Water Available For Use / Savings in Demand under the selected programme (Ml/d) input as +ve 2023-24: 0; Gains in Water Available For Use / Savings in Demand under the selected programme (Ml/d) input as +ve 2024-25: 0; Gains in Water Available For Use / Savings in Demand under the selected programme (Ml/d) input as +ve 2025-26: 0.050322; Gains in Water Available For Use / Savings in Demand under the selected programme (Ml/d) input as +ve 2026-27: 0.096404; Gains in Water Available For Use / Savings in Demand under the selected programme (Ml/d) input as +ve 2027-28: 0.13801; Gains in Water Available For Use / Savings in Demand under the selected programme (Ml/d) input as +ve 2028-29: 0.17629; Gains in Water Available For Use / Savings in Demand under the selected programme (Ml/d) input as +ve 2029-30: 0.21329; Gains in Water Available For Use / Savings in Demand under the selected programme (Ml/d) input as +ve 2030-31: 0.25027; Gains in Water Available For Use / Savings in Demand under the selected programme (Ml/d) input as +ve 2031-32: 0.28724; Gains in Water Available For Use / Savings in Demand under the selected programme (Ml/d) input as +ve 2032-33: 0.32419; Gains in Water Available For Use / Savings in Demand under the selected programme (Ml/d) input as +ve 2033-34: 0.3611; Gains in Water Available For Use / Savings in Demand under the selected programme (Ml/d) input as +ve 2034-35: 0.39798; Gains in Water Available For Use / Savings in Demand under the selected programme (Ml/d) input as +ve 2035-36: 0.43483; Gains in Water Available For Use / Savings in Demand under the selected programme (Ml/d) input as +ve 2036-37: 0.47165; Gains in Water Available For Use / Savings in Demand under the selected programme (Ml/d) input as +ve 2037-38: 0.50846; Gains in Water Available For Use / Savings in Demand under the selected programme (Ml/d) input as +ve 2038-39: 0.54526; Gains in Water Available For Use / Savings in Demand under the selected programme (Ml/d) input as +ve 2039-40: 0.58204; Gains in Water Available For Use / Savings in Demand under the selected programme (Ml/d) input as +ve 2040-41: 0.61882; Gains in Water Available For Use / Savings in Demand under the selected programme (Ml/d) input as +ve 2041-42: 0.65558; Gains in Water Available For Use / Savings in Demand under the selected programme (Ml/d) input as +ve 2042-43: 0.69234; Gains in Water Available For Use / Savings in Demand under the selected programme (Ml/d) input as +ve 2043-44: 0.72911; Gains in Water Available For Use / Savings in Demand under the selected programme (Ml/d) input as +ve 2044-45: 0.76588; Gains in Water Available For Use / Savings in Demand under the selected programme (Ml/d) input as +ve 2045-46: 0.80267; Gains in Water Available For Use / Savings in Demand under the selected programme (Ml/d) input as +ve 2046-47: 0.83947; Gains in Water Available For Use / Savings in Demand under the selected programme (Ml/d) input as +ve 2047-48: 0.87629; Gains in Water Available For Use / Savings in Demand under the selected programme (Ml/d) input as +ve 2048-49: 0.91313; Gains in Water Available For Use / Savings in Demand under the selected programme (Ml/d) input as +ve 2049-50: 0.94998
51dP | NHH. NHH PL repairs.AWSFND | NHH. NHH PL repairs.AWSFND | Non-household water audit | Customer Options | N | Preferred | AWSFND | Ml/d | 2 | Gains in Water Available For Use / Savings in Demand under the selected programme (Ml/d) input as +ve 2019-20: 0; Gains in Water Available For Use / Savings in Demand under the selected programme (Ml/d) input as +ve 2020-21: 0; Gains in Water Available For Use / Savings in Demand under the selected programme (Ml/d) input as +ve 2021-22: 0; Gains in Water Available For Use / Savings in Demand under the selected programme (Ml/d) input as +ve 2022-23: 0; Gains in Water Available For Use / Savings in Demand under the selected programme (Ml/d) input as +ve 2023-24: 0; Gains in Water Available For Use / Savings in Demand under the selected programme (Ml/d) input as +ve 2024-25: 0; Gains in Water Available For Use / Savings in Demand under the selected programme (Ml/d) input as +ve 2025-26: 0.050322; Gains in Water Available For Use / Savings in Demand under the selected programme (Ml/d) input as +ve 2026-27: 0.096404; Gains in Water Available For Use / Savings in Demand under the selected programme (Ml/d) input as +ve 2027-28: 0.13801; Gains in Water Available For Use / Savings in Demand under the selected programme (Ml/d) input as +ve 2028-29: 0.17629; Gains in Water Available For Use / Savings in Demand under the selected programme (Ml/d) input as +ve 2029-30: 0.21329; Gains in Water Available For Use / Savings in Demand under the selected programme (Ml/d) input as +ve 2030-31: 0.25027; Gains in Water Available For Use / Savings in Demand under the selected programme (Ml/d) input as +ve 2031-32: 0.28724; Gains in Water Available For Use / Savings in Demand under the selected programme (Ml/d) input as +ve 2032-33: 0.32419; Gains in Water Available For Use / Savings in Demand under the selected programme (Ml/d) input as +ve 2033-34: 0.3611; Gains in Water Available For Use / Savings in Demand under the selected programme (Ml/d) input as +ve 2034-35: 0.39798; Gains in Water Available For Use / Savings in Demand under the selected programme (Ml/d) input as +ve 2035-36: 0.43483; Gains in Water Available For Use / Savings in Demand under the selected programme (Ml/d) input as +ve 2036-37: 0.47165; Gains in Water Available For Use / Savings in Demand under the selected programme (Ml/d) input as +ve 2037-38: 0.50846; Gains in Water Available For Use / Savings in Demand under the selected programme (Ml/d) input as +ve 2038-39: 0.54526; Gains in Water Available For Use / Savings in Demand under the selected programme (Ml/d) input as +ve 2039-40: 0.58204; Gains in Water Available For Use / Savings in Demand under the selected programme (Ml/d) input as +ve 2040-41: 0.61882; Gains in Water Available For Use / Savings in Demand under the selected programme (Ml/d) input as +ve 2041-42: 0.65558; Gains in Water Available For Use / Savings in Demand under the selected programme (Ml/d) input as +ve 2042-43: 0.69234; Gains in Water Available For Use / Savings in Demand under the selected programme (Ml/d) input as +ve 2043-44: 0.72911; Gains in Water Available For Use / Savings in Demand under the selected programme (Ml/d) input as +ve 2044-45: 0.76588; Gains in Water Available For Use / Savings in Demand under the selected programme (Ml/d) input as +ve 2045-46: 0.80267; Gains in Water Available For Use / Savings in Demand under the selected programme (Ml/d) input as +ve 2046-47: 0.83947; Gains in Water Available For Use / Savings in Demand under the selected programme (Ml/d) input as +ve 2047-48: 0.87629; Gains in Water Available For Use / Savings in Demand under the selected programme (Ml/d) input as +ve 2048-49: 0.91313; Gains in Water Available For Use / Savings in Demand under the selected programme (Ml/d) input as +ve 2049-50: 0.94998
51dF | NHH. NHH PL100 repairs.AWSFND | NHH. NHH PL100 repairs.AWSFND | Non-household water audit | Customer Options | N | Least Cost | AWSFND | Ml/d | 2 | Gains in Water Available For Use / Savings in Demand under the selected programme (Ml/d) input as +ve 2019-20: 0; Gains in Water Available For Use / Savings in Demand under the selected programme (Ml/d) input as +ve 2020-21: 0; Gains in Water Available For Use / Savings in Demand under the selected programme (Ml/d) input as +ve 2021-22: 0; Gains in Water Available For Use / Savings in Demand under the selected programme (Ml/d) input as +ve 2022-23: 0; Gains in Water Available For Use / Savings in Demand under the selected programme (Ml/d) input as +ve 2023-24: 0; Gains in Water Available For Use / Savings in Demand under the selected programme (Ml/d) input as +ve 2024-25: 0; Gains in Water Available For Use / Savings in Demand under the selected programme (Ml/d) input as +ve 2025-26: 0.012371; Gains in Water Available For Use / Savings in Demand under the selected programme (Ml/d) input as +ve 2026-27: 0.023699; Gains in Water Available For Use / Savings in Demand under the selected programme (Ml/d) input as +ve 2027-28: 0.033928; Gains in Water Available For Use / Savings in Demand under the selected programme (Ml/d) input as +ve 2028-29: 0.043337; Gains in Water Available For Use / Savings in Demand under the selected programme (Ml/d) input as +ve 2029-30: 0.052434; Gains in Water Available For Use / Savings in Demand under the selected programme (Ml/d) input as +ve 2030-31: 0.061526; Gains in Water Available For Use / Savings in Demand under the selected programme (Ml/d) input as +ve 2031-32: 0.070613; Gains in Water Available For Use / Savings in Demand under the selected programme (Ml/d) input as +ve 2032-33: 0.079697; Gains in Water Available For Use / Savings in Demand under the selected programme (Ml/d) input as +ve 2033-34: 0.088771; Gains in Water Available For Use / Savings in Demand under the selected programme (Ml/d) input as +ve 2034-35: 0.097836; Gains in Water Available For Use / Savings in Demand under the selected programme (Ml/d) input as +ve 2035-36: 0.1069; Gains in Water Available For Use / Savings in Demand under the selected programme (Ml/d) input as +ve 2036-37: 0.11595; Gains in Water Available For Use / Savings in Demand under the selected programme (Ml/d) input as +ve 2037-38: 0.125; Gains in Water Available For Use / Savings in Demand under the selected programme (Ml/d) input as +ve 2038-39: 0.13404; Gains in Water Available For Use / Savings in Demand under the selected programme (Ml/d) input as +ve 2039-40: 0.14309; Gains in Water Available For Use / Savings in Demand under the selected programme (Ml/d) input as +ve 2040-41: 0.15213; Gains in Water Available For Use / Savings in Demand under the selected programme (Ml/d) input as +ve 2041-42: 0.16116; Gains in Water Available For Use / Savings in Demand under the selected programme (Ml/d) input as +ve 2042-43: 0.1702; Gains in Water Available For Use / Savings in Demand under the selected programme (Ml/d) input as +ve 2043-44: 0.17924; Gains in Water Available For Use / Savings in Demand under the selected programme (Ml/d) input as +ve 2044-45: 0.18828; Gains in Water Available For Use / Savings in Demand under the selected programme (Ml/d) input as +ve 2045-46: 0.19732; Gains in Water Available For Use / Savings in Demand under the selected programme (Ml/d) input as +ve 2046-47: 0.20637; Gains in Water Available For Use / Savings in Demand under the selected programme (Ml/d) input as +ve 2047-48: 0.21542; Gains in Water Available For Use / Savings in Demand under the selected programme (Ml/d) input as +ve 2048-49: 0.22448; Gains in Water Available For Use / Savings in Demand under the selected programme (Ml/d) input as +ve 2049-50: 0.23354
51dF | NHH. NHH PL100 repairs.AWSFND | NHH. NHH PL100 repairs.AWSFND | Non-household water audit | Customer Options | N | Ofwat Core | AWSFND | Ml/d | 2 | Gains in Water Available For Use / Savings in Demand under the selected programme (Ml/d) input as +ve 2019-20: 0; Gains in Water Available For Use / Savings in Demand under the selected programme (Ml/d) input as +ve 2020-21: 0; Gains in Water Available For Use / Savings in Demand under the selected programme (Ml/d) input as +ve 2021-22: 0; Gains in Water Available For Use / Savings in Demand under the selected programme (Ml/d) input as +ve 2022-23: 0; Gains in Water Available For Use / Savings in Demand under the selected programme (Ml/d) input as +ve 2023-24: 0; Gains in Water Available For Use / Savings in Demand under the selected programme (Ml/d) input as +ve 2024-25: 0; Gains in Water Available For Use / Savings in Demand under the selected programme (Ml/d) input as +ve 2025-26: 0.012371; Gains in Water Available For Use / Savings in Demand under the selected programme (Ml/d) input as +ve 2026-27: 0.023699; Gains in Water Available For Use / Savings in Demand under the selected programme (Ml/d) input as +ve 2027-28: 0.033928; Gains in Water Available For Use / Savings in Demand under the selected programme (Ml/d) input as +ve 2028-29: 0.043337; Gains in Water Available For Use / Savings in Demand under the selected programme (Ml/d) input as +ve 2029-30: 0.052434; Gains in Water Available For Use / Savings in Demand under the selected programme (Ml/d) input as +ve 2030-31: 0.061526; Gains in Water Available For Use / Savings in Demand under the selected programme (Ml/d) input as +ve 2031-32: 0.070613; Gains in Water Available For Use / Savings in Demand under the selected programme (Ml/d) input as +ve 2032-33: 0.079697; Gains in Water Available For Use / Savings in Demand under the selected programme (Ml/d) input as +ve 2033-34: 0.088771; Gains in Water Available For Use / Savings in Demand under the selected programme (Ml/d) input as +ve 2034-35: 0.097836; Gains in Water Available For Use / Savings in Demand under the selected programme (Ml/d) input as +ve 2035-36: 0.1069; Gains in Water Available For Use / Savings in Demand under the selected programme (Ml/d) input as +ve 2036-37: 0.11595; Gains in Water Available For Use / Savings in Demand under the selected programme (Ml/d) input as +ve 2037-38: 0.125; Gains in Water Available For Use / Savings in Demand under the selected programme (Ml/d) input as +ve 2038-39: 0.13404; Gains in Water Available For Use / Savings in Demand under the selected programme (Ml/d) input as +ve 2039-40: 0.14309; Gains in Water Available For Use / Savings in Demand under the selected programme (Ml/d) input as +ve 2040-41: 0.15213; Gains in Water Available For Use / Savings in Demand under the selected programme (Ml/d) input as +ve 2041-42: 0.16116; Gains in Water Available For Use / Savings in Demand under the selected programme (Ml/d) input as +ve 2042-43: 0.1702; Gains in Water Available For Use / Savings in Demand under the selected programme (Ml/d) input as +ve 2043-44: 0.17924; Gains in Water Available For Use / Savings in Demand under the selected programme (Ml/d) input as +ve 2044-45: 0.18828; Gains in Water Available For Use / Savings in Demand under the selected programme (Ml/d) input as +ve 2045-46: 0.19732; Gains in Water Available For Use / Savings in Demand under the selected programme (Ml/d) input as +ve 2046-47: 0.20637; Gains in Water Available For Use / Savings in Demand under the selected programme (Ml/d) input as +ve 2047-48: 0.21542; Gains in Water Available For Use / Savings in Demand under the selected programme (Ml/d) input as +ve 2048-49: 0.22448; Gains in Water Available For Use / Savings in Demand under the selected programme (Ml/d) input as +ve 2049-50: 0.23354
51dP | NHH. NHH PL100 repairs.AWSFND | NHH. NHH PL100 repairs.AWSFND | Non-household water audit | Customer Options | N | Preferred | AWSFND | Ml/d | 2 | Gains in Water Available For Use / Savings in Demand under the selected programme (Ml/d) input as +ve 2019-20: 0; Gains in Water Available For Use / Savings in Demand under the selected programme (Ml/d) input as +ve 2020-21: 0; Gains in Water Available For Use / Savings in Demand under the selected programme (Ml/d) input as +ve 2021-22: 0; Gains in Water Available For Use / Savings in Demand under the selected programme (Ml/d) input as +ve 2022-23: 0; Gains in Water Available For Use / Savings in Demand under the selected programme (Ml/d) input as +ve 2023-24: 0; Gains in Water Available For Use / Savings in Demand under the selected programme (Ml/d) input as +ve 2024-25: 0; Gains in Water Available For Use / Savings in Demand under the selected programme (Ml/d) input as +ve 2025-26: 0.012371; Gains in Water Available For Use / Savings in Demand under the selected programme (Ml/d) input as +ve 2026-27: 0.023699; Gains in Water Available For Use / Savings in Demand under the selected programme (Ml/d) input as +ve 2027-28: 0.033928; Gains in Water Available For Use / Savings in Demand under the selected programme (Ml/d) input as +ve 2028-29: 0.043337; Gains in Water Available For Use / Savings in Demand under the selected programme (Ml/d) input as +ve 2029-30: 0.052434; Gains in Water Available For Use / Savings in Demand under the selected programme (Ml/d) input as +ve 2030-31: 0.061526; Gains in Water Available For Use / Savings in Demand under the selected programme (Ml/d) input as +ve 2031-32: 0.070613; Gains in Water Available For Use / Savings in Demand under the selected programme (Ml/d) input as +ve 2032-33: 0.079697; Gains in Water Available For Use / Savings in Demand under the selected programme (Ml/d) input as +ve 2033-34: 0.088771; Gains in Water Available For Use / Savings in Demand under the selected programme (Ml/d) input as +ve 2034-35: 0.097836; Gains in Water Available For Use / Savings in Demand under the selected programme (Ml/d) input as +ve 2035-36: 0.1069; Gains in Water Available For Use / Savings in Demand under the selected programme (Ml/d) input as +ve 2036-37: 0.11595; Gains in Water Available For Use / Savings in Demand under the selected programme (Ml/d) input as +ve 2037-38: 0.125; Gains in Water Available For Use / Savings in Demand under the selected programme (Ml/d) input as +ve 2038-39: 0.13404; Gains in Water Available For Use / Savings in Demand under the selected programme (Ml/d) input as +ve 2039-40: 0.14309; Gains in Water Available For Use / Savings in Demand under the selected programme (Ml/d) input as +ve 2040-41: 0.15213; Gains in Water Available For Use / Savings in Demand under the selected programme (Ml/d) input as +ve 2041-42: 0.16116; Gains in Water Available For Use / Savings in Demand under the selected programme (Ml/d) input as +ve 2042-43: 0.1702; Gains in Water Available For Use / Savings in Demand under the selected programme (Ml/d) input as +ve 2043-44: 0.17924; Gains in Water Available For Use / Savings in Demand under the selected programme (Ml/d) input as +ve 2044-45: 0.18828; Gains in Water Available For Use / Savings in Demand under the selected programme (Ml/d) input as +ve 2045-46: 0.19732; Gains in Water Available For Use / Savings in Demand under the selected programme (Ml/d) input as +ve 2046-47: 0.20637; Gains in Water Available For Use / Savings in Demand under the selected programme (Ml/d) input as +ve 2047-48: 0.21542; Gains in Water Available For Use / Savings in Demand under the selected programme (Ml/d) input as +ve 2048-49: 0.22448; Gains in Water Available For Use / Savings in Demand under the selected programme (Ml/d) input as +ve 2049-50: 0.23354
51dF | NHH. WEF Visit Lower.AWSFND | NHH. WEF Visit Lower.AWSFND | Non-household water audit | Customer Options | N | Least Cost | AWSFND | Ml/d | 2 | Gains in Water Available For Use / Savings in Demand under the selected programme (Ml/d) input as +ve 2019-20: 0; Gains in Water Available For Use / Savings in Demand under the selected programme (Ml/d) input as +ve 2020-21: 0; Gains in Water Available For Use / Savings in Demand under the selected programme (Ml/d) input as +ve 2021-22: 0; Gains in Water Available For Use / Savings in Demand under the selected programme (Ml/d) input as +ve 2022-23: 0; Gains in Water Available For Use / Savings in Demand under the selected programme (Ml/d) input as +ve 2023-24: 0; Gains in Water Available For Use / Savings in Demand under the selected programme (Ml/d) input as +ve 2024-25: 0; Gains in Water Available For Use / Savings in Demand under the selected programme (Ml/d) input as +ve 2025-26: 0.029722; Gains in Water Available For Use / Savings in Demand under the selected programme (Ml/d) input as +ve 2026-27: 0.05694; Gains in Water Available For Use / Savings in Demand under the selected programme (Ml/d) input as +ve 2027-28: 0.081516; Gains in Water Available For Use / Savings in Demand under the selected programme (Ml/d) input as +ve 2028-29: 0.10412; Gains in Water Available For Use / Savings in Demand under the selected programme (Ml/d) input as +ve 2029-30: 0.12598; Gains in Water Available For Use / Savings in Demand under the selected programme (Ml/d) input as +ve 2030-31: 0.14782; Gains in Water Available For Use / Savings in Demand under the selected programme (Ml/d) input as +ve 2031-32: 0.16966; Gains in Water Available For Use / Savings in Demand under the selected programme (Ml/d) input as +ve 2032-33: 0.19148; Gains in Water Available For Use / Savings in Demand under the selected programme (Ml/d) input as +ve 2033-34: 0.21328; Gains in Water Available For Use / Savings in Demand under the selected programme (Ml/d) input as +ve 2034-35: 0.23506; Gains in Water Available For Use / Savings in Demand under the selected programme (Ml/d) input as +ve 2035-36: 0.25683; Gains in Water Available For Use / Savings in Demand under the selected programme (Ml/d) input as +ve 2036-37: 0.27858; Gains in Water Available For Use / Savings in Demand under the selected programme (Ml/d) input as +ve 2037-38: 0.30032; Gains in Water Available For Use / Savings in Demand under the selected programme (Ml/d) input as +ve 2038-39: 0.32205; Gains in Water Available For Use / Savings in Demand under the selected programme (Ml/d) input as +ve 2039-40: 0.34378; Gains in Water Available For Use / Savings in Demand under the selected programme (Ml/d) input as +ve 2040-41: 0.3655; Gains in Water Available For Use / Savings in Demand under the selected programme (Ml/d) input as +ve 2041-42: 0.38721; Gains in Water Available For Use / Savings in Demand under the selected programme (Ml/d) input as +ve 2042-43: 0.40893; Gains in Water Available For Use / Savings in Demand under the selected programme (Ml/d) input as +ve 2043-44: 0.43064; Gains in Water Available For Use / Savings in Demand under the selected programme (Ml/d) input as +ve 2044-45: 0.45236; Gains in Water Available For Use / Savings in Demand under the selected programme (Ml/d) input as +ve 2045-46: 0.47409; Gains in Water Available For Use / Savings in Demand under the selected programme (Ml/d) input as +ve 2046-47: 0.49583; Gains in Water Available For Use / Savings in Demand under the selected programme (Ml/d) input as +ve 2047-48: 0.51757; Gains in Water Available For Use / Savings in Demand under the selected programme (Ml/d) input as +ve 2048-49: 0.53933; Gains in Water Available For Use / Savings in Demand under the selected programme (Ml/d) input as +ve 2049-50: 0.5611
51dF | NHH. WEF Visit Lower.AWSFND | NHH. WEF Visit Lower.AWSFND | Non-household water audit | Customer Options | N | Ofwat Core | AWSFND | Ml/d | 2 | Gains in Water Available For Use / Savings in Demand under the selected programme (Ml/d) input as +ve 2019-20: 0; Gains in Water Available For Use / Savings in Demand under the selected programme (Ml/d) input as +ve 2020-21: 0; Gains in Water Available For Use / Savings in Demand under the selected programme (Ml/d) input as +ve 2021-22: 0; Gains in Water Available For Use / Savings in Demand under the selected programme (Ml/d) input as +ve 2022-23: 0; Gains in Water Available For Use / Savings in Demand under the selected programme (Ml/d) input as +ve 2023-24: 0; Gains in Water Available For Use / Savings in Demand under the selected programme (Ml/d) input as +ve 2024-25: 0; Gains in Water Available For Use / Savings in Demand under the selected programme (Ml/d) input as +ve 2025-26: 0.029722; Gains in Water Available For Use / Savings in Demand under the selected programme (Ml/d) input as +ve 2026-27: 0.05694; Gains in Water Available For Use / Savings in Demand under the selected programme (Ml/d) input as +ve 2027-28: 0.081516; Gains in Water Available For Use / Savings in Demand under the selected programme (Ml/d) input as +ve 2028-29: 0.10412; Gains in Water Available For Use / Savings in Demand under the selected programme (Ml/d) input as +ve 2029-30: 0.12598; Gains in Water Available For Use / Savings in Demand under the selected programme (Ml/d) input as +ve 2030-31: 0.14782; Gains in Water Available For Use / Savings in Demand under the selected programme (Ml/d) input as +ve 2031-32: 0.16966; Gains in Water Available For Use / Savings in Demand under the selected programme (Ml/d) input as +ve 2032-33: 0.19148; Gains in Water Available For Use / Savings in Demand under the selected programme (Ml/d) input as +ve 2033-34: 0.21328; Gains in Water Available For Use / Savings in Demand under the selected programme (Ml/d) input as +ve 2034-35: 0.23506; Gains in Water Available For Use / Savings in Demand under the selected programme (Ml/d) input as +ve 2035-36: 0.25683; Gains in Water Available For Use / Savings in Demand under the selected programme (Ml/d) input as +ve 2036-37: 0.27858; Gains in Water Available For Use / Savings in Demand under the selected programme (Ml/d) input as +ve 2037-38: 0.30032; Gains in Water Available For Use / Savings in Demand under the selected programme (Ml/d) input as +ve 2038-39: 0.32205; Gains in Water Available For Use / Savings in Demand under the selected programme (Ml/d) input as +ve 2039-40: 0.34378; Gains in Water Available For Use / Savings in Demand under the selected programme (Ml/d) input as +ve 2040-41: 0.3655; Gains in Water Available For Use / Savings in Demand under the selected programme (Ml/d) input as +ve 2041-42: 0.38721; Gains in Water Available For Use / Savings in Demand under the selected programme (Ml/d) input as +ve 2042-43: 0.40893; Gains in Water Available For Use / Savings in Demand under the selected programme (Ml/d) input as +ve 2043-44: 0.43064; Gains in Water Available For Use / Savings in Demand under the selected programme (Ml/d) input as +ve 2044-45: 0.45236; Gains in Water Available For Use / Savings in Demand under the selected programme (Ml/d) input as +ve 2045-46: 0.47409; Gains in Water Available For Use / Savings in Demand under the selected programme (Ml/d) input as +ve 2046-47: 0.49583; Gains in Water Available For Use / Savings in Demand under the selected programme (Ml/d) input as +ve 2047-48: 0.51757; Gains in Water Available For Use / Savings in Demand under the selected programme (Ml/d) input as +ve 2048-49: 0.53933; Gains in Water Available For Use / Savings in Demand under the selected programme (Ml/d) input as +ve 2049-50: 0.5611
51dP | NHH. WEF Visit Lower.AWSFND | NHH. WEF Visit Lower.AWSFND | Non-household water audit | Customer Options | N | Preferred | AWSFND | Ml/d | 2 | Gains in Water Available For Use / Savings in Demand under the selected programme (Ml/d) input as +ve 2019-20: 0; Gains in Water Available For Use / Savings in Demand under the selected programme (Ml/d) input as +ve 2020-21: 0; Gains in Water Available For Use / Savings in Demand under the selected programme (Ml/d) input as +ve 2021-22: 0; Gains in Water Available For Use / Savings in Demand under the selected programme (Ml/d) input as +ve 2022-23: 0; Gains in Water Available For Use / Savings in Demand under the selected programme (Ml/d) input as +ve 2023-24: 0; Gains in Water Available For Use / Savings in Demand under the selected programme (Ml/d) input as +ve 2024-25: 0; Gains in Water Available For Use / Savings in Demand under the selected programme (Ml/d) input as +ve 2025-26: 0.029722; Gains in Water Available For Use / Savings in Demand under the selected programme (Ml/d) input as +ve 2026-27: 0.05694; Gains in Water Available For Use / Savings in Demand under the selected programme (Ml/d) input as +ve 2027-28: 0.081516; Gains in Water Available For Use / Savings in Demand under the selected programme (Ml/d) input as +ve 2028-29: 0.10412; Gains in Water Available For Use / Savings in Demand under the selected programme (Ml/d) input as +ve 2029-30: 0.12598; Gains in Water Available For Use / Savings in Demand under the selected programme (Ml/d) input as +ve 2030-31: 0.14782; Gains in Water Available For Use / Savings in Demand under the selected programme (Ml/d) input as +ve 2031-32: 0.16966; Gains in Water Available For Use / Savings in Demand under the selected programme (Ml/d) input as +ve 2032-33: 0.19148; Gains in Water Available For Use / Savings in Demand under the selected programme (Ml/d) input as +ve 2033-34: 0.21328; Gains in Water Available For Use / Savings in Demand under the selected programme (Ml/d) input as +ve 2034-35: 0.23506; Gains in Water Available For Use / Savings in Demand under the selected programme (Ml/d) input as +ve 2035-36: 0.25683; Gains in Water Available For Use / Savings in Demand under the selected programme (Ml/d) input as +ve 2036-37: 0.27858; Gains in Water Available For Use / Savings in Demand under the selected programme (Ml/d) input as +ve 2037-38: 0.30032; Gains in Water Available For Use / Savings in Demand under the selected programme (Ml/d) input as +ve 2038-39: 0.32205; Gains in Water Available For Use / Savings in Demand under the selected programme (Ml/d) input as +ve 2039-40: 0.34378; Gains in Water Available For Use / Savings in Demand under the selected programme (Ml/d) input as +ve 2040-41: 0.3655; Gains in Water Available For Use / Savings in Demand under the selected programme (Ml/d) input as +ve 2041-42: 0.38721; Gains in Water Available For Use / Savings in Demand under the selected programme (Ml/d) input as +ve 2042-43: 0.40893; Gains in Water Available For Use / Savings in Demand under the selected programme (Ml/d) input as +ve 2043-44: 0.43064; Gains in Water Available For Use / Savings in Demand under the selected programme (Ml/d) input as +ve 2044-45: 0.45236; Gains in Water Available For Use / Savings in Demand under the selected programme (Ml/d) input as +ve 2045-46: 0.47409; Gains in Water Available For Use / Savings in Demand under the selected programme (Ml/d) input as +ve 2046-47: 0.49583; Gains in Water Available For Use / Savings in Demand under the selected programme (Ml/d) input as +ve 2047-48: 0.51757; Gains in Water Available For Use / Savings in Demand under the selected programme (Ml/d) input as +ve 2048-49: 0.53933; Gains in Water Available For Use / Savings in Demand under the selected programme (Ml/d) input as +ve 2049-50: 0.5611
51dF | NHH. WEF Visit Super High.AWSFND | NHH. WEF Visit Super High.AWSFND | Non-household water audit | Customer Options | N | Least Cost | AWSFND | Ml/d | 2 | Gains in Water Available For Use / Savings in Demand under the selected programme (Ml/d) input as +ve 2019-20: 0; Gains in Water Available For Use / Savings in Demand under the selected programme (Ml/d) input as +ve 2020-21: 0; Gains in Water Available For Use / Savings in Demand under the selected programme (Ml/d) input as +ve 2021-22: 0; Gains in Water Available For Use / Savings in Demand under the selected programme (Ml/d) input as +ve 2022-23: 0; Gains in Water Available For Use / Savings in Demand under the selected programme (Ml/d) input as +ve 2023-24: 0; Gains in Water Available For Use / Savings in Demand under the selected programme (Ml/d) input as +ve 2024-25: 0; Gains in Water Available For Use / Savings in Demand under the selected programme (Ml/d) input as +ve 2025-26: 0.030595; Gains in Water Available For Use / Savings in Demand under the selected programme (Ml/d) input as +ve 2026-27: 0.058612; Gains in Water Available For Use / Savings in Demand under the selected programme (Ml/d) input as +ve 2027-28: 0.08391; Gains in Water Available For Use / Savings in Demand under the selected programme (Ml/d) input as +ve 2028-29: 0.10718; Gains in Water Available For Use / Savings in Demand under the selected programme (Ml/d) input as +ve 2029-30: 0.12968; Gains in Water Available For Use / Savings in Demand under the selected programme (Ml/d) input as +ve 2030-31: 0.15216; Gains in Water Available For Use / Savings in Demand under the selected programme (Ml/d) input as +ve 2031-32: 0.17464; Gains in Water Available For Use / Savings in Demand under the selected programme (Ml/d) input as +ve 2032-33: 0.1971; Gains in Water Available For Use / Savings in Demand under the selected programme (Ml/d) input as +ve 2033-34: 0.21955; Gains in Water Available For Use / Savings in Demand under the selected programme (Ml/d) input as +ve 2034-35: 0.24197; Gains in Water Available For Use / Savings in Demand under the selected programme (Ml/d) input as +ve 2035-36: 0.26437; Gains in Water Available For Use / Savings in Demand under the selected programme (Ml/d) input as +ve 2036-37: 0.28676; Gains in Water Available For Use / Savings in Demand under the selected programme (Ml/d) input as +ve 2037-38: 0.30914; Gains in Water Available For Use / Savings in Demand under the selected programme (Ml/d) input as +ve 2038-39: 0.33151; Gains in Water Available For Use / Savings in Demand under the selected programme (Ml/d) input as +ve 2039-40: 0.35387; Gains in Water Available For Use / Savings in Demand under the selected programme (Ml/d) input as +ve 2040-41: 0.37623; Gains in Water Available For Use / Savings in Demand under the selected programme (Ml/d) input as +ve 2041-42: 0.39859; Gains in Water Available For Use / Savings in Demand under the selected programme (Ml/d) input as +ve 2042-43: 0.42093; Gains in Water Available For Use / Savings in Demand under the selected programme (Ml/d) input as +ve 2043-44: 0.44329; Gains in Water Available For Use / Savings in Demand under the selected programme (Ml/d) input as +ve 2044-45: 0.46564; Gains in Water Available For Use / Savings in Demand under the selected programme (Ml/d) input as +ve 2045-46: 0.48801; Gains in Water Available For Use / Savings in Demand under the selected programme (Ml/d) input as +ve 2046-47: 0.51039; Gains in Water Available For Use / Savings in Demand under the selected programme (Ml/d) input as +ve 2047-48: 0.53277; Gains in Water Available For Use / Savings in Demand under the selected programme (Ml/d) input as +ve 2048-49: 0.55517; Gains in Water Available For Use / Savings in Demand under the selected programme (Ml/d) input as +ve 2049-50: 0.57757
51dF | NHH. WEF Visit Super High.AWSFND | NHH. WEF Visit Super High.AWSFND | Non-household water audit | Customer Options | N | Ofwat Core | AWSFND | Ml/d | 2 | Gains in Water Available For Use / Savings in Demand under the selected programme (Ml/d) input as +ve 2019-20: 0; Gains in Water Available For Use / Savings in Demand under the selected programme (Ml/d) input as +ve 2020-21: 0; Gains in Water Available For Use / Savings in Demand under the selected programme (Ml/d) input as +ve 2021-22: 0; Gains in Water Available For Use / Savings in Demand under the selected programme (Ml/d) input as +ve 2022-23: 0; Gains in Water Available For Use / Savings in Demand under the selected programme (Ml/d) input as +ve 2023-24: 0; Gains in Water Available For Use / Savings in Demand under the selected programme (Ml/d) input as +ve 2024-25: 0; Gains in Water Available For Use / Savings in Demand under the selected programme (Ml/d) input as +ve 2025-26: 0.030595; Gains in Water Available For Use / Savings in Demand under the selected programme (Ml/d) input as +ve 2026-27: 0.058612; Gains in Water Available For Use / Savings in Demand under the selected programme (Ml/d) input as +ve 2027-28: 0.08391; Gains in Water Available For Use / Savings in Demand under the selected programme (Ml/d) input as +ve 2028-29: 0.10718; Gains in Water Available For Use / Savings in Demand under the selected programme (Ml/d) input as +ve 2029-30: 0.12968; Gains in Water Available For Use / Savings in Demand under the selected programme (Ml/d) input as +ve 2030-31: 0.15216; Gains in Water Available For Use / Savings in Demand under the selected programme (Ml/d) input as +ve 2031-32: 0.17464; Gains in Water Available For Use / Savings in Demand under the selected programme (Ml/d) input as +ve 2032-33: 0.1971; Gains in Water Available For Use / Savings in Demand under the selected programme (Ml/d) input as +ve 2033-34: 0.21955; Gains in Water Available For Use / Savings in Demand under the selected programme (Ml/d) input as +ve 2034-35: 0.24197; Gains in Water Available For Use / Savings in Demand under the selected programme (Ml/d) input as +ve 2035-36: 0.26437; Gains in Water Available For Use / Savings in Demand under the selected programme (Ml/d) input as +ve 2036-37: 0.28676; Gains in Water Available For Use / Savings in Demand under the selected programme (Ml/d) input as +ve 2037-38: 0.30914; Gains in Water Available For Use / Savings in Demand under the selected programme (Ml/d) input as +ve 2038-39: 0.33151; Gains in Water Available For Use / Savings in Demand under the selected programme (Ml/d) input as +ve 2039-40: 0.35387; Gains in Water Available For Use / Savings in Demand under the selected programme (Ml/d) input as +ve 2040-41: 0.37623; Gains in Water Available For Use / Savings in Demand under the selected programme (Ml/d) input as +ve 2041-42: 0.39859; Gains in Water Available For Use / Savings in Demand under the selected programme (Ml/d) input as +ve 2042-43: 0.42093; Gains in Water Available For Use / Savings in Demand under the selected programme (Ml/d) input as +ve 2043-44: 0.44329; Gains in Water Available For Use / Savings in Demand under the selected programme (Ml/d) input as +ve 2044-45: 0.46564; Gains in Water Available For Use / Savings in Demand under the selected programme (Ml/d) input as +ve 2045-46: 0.48801; Gains in Water Available For Use / Savings in Demand under the selected programme (Ml/d) input as +ve 2046-47: 0.51039; Gains in Water Available For Use / Savings in Demand under the selected programme (Ml/d) input as +ve 2047-48: 0.53277; Gains in Water Available For Use / Savings in Demand under the selected programme (Ml/d) input as +ve 2048-49: 0.55517; Gains in Water Available For Use / Savings in Demand under the selected programme (Ml/d) input as +ve 2049-50: 0.57757
51dP | NHH. WEF Visit Super High.AWSFND | NHH. WEF Visit Super High.AWSFND | Non-household water audit | Customer Options | N | Preferred | AWSFND | Ml/d | 2 | Gains in Water Available For Use / Savings in Demand under the selected programme (Ml/d) input as +ve 2019-20: 0; Gains in Water Available For Use / Savings in Demand under the selected programme (Ml/d) input as +ve 2020-21: 0; Gains in Water Available For Use / Savings in Demand under the selected programme (Ml/d) input as +ve 2021-22: 0; Gains in Water Available For Use / Savings in Demand under the selected programme (Ml/d) input as +ve 2022-23: 0; Gains in Water Available For Use / Savings in Demand under the selected programme (Ml/d) input as +ve 2023-24: 0; Gains in Water Available For Use / Savings in Demand under the selected programme (Ml/d) input as +ve 2024-25: 0; Gains in Water Available For Use / Savings in Demand under the selected programme (Ml/d) input as +ve 2025-26: 0.030595; Gains in Water Available For Use / Savings in Demand under the selected programme (Ml/d) input as +ve 2026-27: 0.058612; Gains in Water Available For Use / Savings in Demand under the selected programme (Ml/d) input as +ve 2027-28: 0.08391; Gains in Water Available For Use / Savings in Demand under the selected programme (Ml/d) input as +ve 2028-29: 0.10718; Gains in Water Available For Use / Savings in Demand under the selected programme (Ml/d) input as +ve 2029-30: 0.12968; Gains in Water Available For Use / Savings in Demand under the selected programme (Ml/d) input as +ve 2030-31: 0.15216; Gains in Water Available For Use / Savings in Demand under the selected programme (Ml/d) input as +ve 2031-32: 0.17464; Gains in Water Available For Use / Savings in Demand under the selected programme (Ml/d) input as +ve 2032-33: 0.1971; Gains in Water Available For Use / Savings in Demand under the selected programme (Ml/d) input as +ve 2033-34: 0.21955; Gains in Water Available For Use / Savings in Demand under the selected programme (Ml/d) input as +ve 2034-35: 0.24197; Gains in Water Available For Use / Savings in Demand under the selected programme (Ml/d) input as +ve 2035-36: 0.26437; Gains in Water Available For Use / Savings in Demand under the selected programme (Ml/d) input as +ve 2036-37: 0.28676; Gains in Water Available For Use / Savings in Demand under the selected programme (Ml/d) input as +ve 2037-38: 0.30914; Gains in Water Available For Use / Savings in Demand under the selected programme (Ml/d) input as +ve 2038-39: 0.33151; Gains in Water Available For Use / Savings in Demand under the selected programme (Ml/d) input as +ve 2039-40: 0.35387; Gains in Water Available For Use / Savings in Demand under the selected programme (Ml/d) input as +ve 2040-41: 0.37623; Gains in Water Available For Use / Savings in Demand under the selected programme (Ml/d) input as +ve 2041-42: 0.39859; Gains in Water Available For Use / Savings in Demand under the selected programme (Ml/d) input as +ve 2042-43: 0.42093; Gains in Water Available For Use / Savings in Demand under the selected programme (Ml/d) input as +ve 2043-44: 0.44329; Gains in Water Available For Use / Savings in Demand under the selected programme (Ml/d) input as +ve 2044-45: 0.46564; Gains in Water Available For Use / Savings in Demand under the selected programme (Ml/d) input as +ve 2045-46: 0.48801; Gains in Water Available For Use / Savings in Demand under the selected programme (Ml/d) input as +ve 2046-47: 0.51039; Gains in Water Available For Use / Savings in Demand under the selected programme (Ml/d) input as +ve 2047-48: 0.53277; Gains in Water Available For Use / Savings in Demand under the selected programme (Ml/d) input as +ve 2048-49: 0.55517; Gains in Water Available For Use / Savings in Demand under the selected programme (Ml/d) input as +ve 2049-50: 0.57757
51dF | NHH. WEF Visit Upper.AWSFND | NHH. WEF Visit Upper.AWSFND | Non-household water audit | Customer Options | N | Least Cost | AWSFND | Ml/d | 2 | Gains in Water Available For Use / Savings in Demand under the selected programme (Ml/d) input as +ve 2019-20: 0; Gains in Water Available For Use / Savings in Demand under the selected programme (Ml/d) input as +ve 2020-21: 0; Gains in Water Available For Use / Savings in Demand under the selected programme (Ml/d) input as +ve 2021-22: 0; Gains in Water Available For Use / Savings in Demand under the selected programme (Ml/d) input as +ve 2022-23: 0; Gains in Water Available For Use / Savings in Demand under the selected programme (Ml/d) input as +ve 2023-24: 0; Gains in Water Available For Use / Savings in Demand under the selected programme (Ml/d) input as +ve 2024-25: 0; Gains in Water Available For Use / Savings in Demand under the selected programme (Ml/d) input as +ve 2025-26: 0.016055; Gains in Water Available For Use / Savings in Demand under the selected programme (Ml/d) input as +ve 2026-27: 0.030758; Gains in Water Available For Use / Savings in Demand under the selected programme (Ml/d) input as +ve 2027-28: 0.044033; Gains in Water Available For Use / Savings in Demand under the selected programme (Ml/d) input as +ve 2028-29: 0.056244; Gains in Water Available For Use / Savings in Demand under the selected programme (Ml/d) input as +ve 2029-30: 0.06805; Gains in Water Available For Use / Savings in Demand under the selected programme (Ml/d) input as +ve 2030-31: 0.07985; Gains in Water Available For Use / Savings in Demand under the selected programme (Ml/d) input as +ve 2031-32: 0.091644; Gains in Water Available For Use / Savings in Demand under the selected programme (Ml/d) input as +ve 2032-33: 0.10343; Gains in Water Available For Use / Savings in Demand under the selected programme (Ml/d) input as +ve 2033-34: 0.11521; Gains in Water Available For Use / Savings in Demand under the selected programme (Ml/d) input as +ve 2034-35: 0.12698; Gains in Water Available For Use / Savings in Demand under the selected programme (Ml/d) input as +ve 2035-36: 0.13873; Gains in Water Available For Use / Savings in Demand under the selected programme (Ml/d) input as +ve 2036-37: 0.15048; Gains in Water Available For Use / Savings in Demand under the selected programme (Ml/d) input as +ve 2037-38: 0.16223; Gains in Water Available For Use / Savings in Demand under the selected programme (Ml/d) input as +ve 2038-39: 0.17397; Gains in Water Available For Use / Savings in Demand under the selected programme (Ml/d) input as +ve 2039-40: 0.1857; Gains in Water Available For Use / Savings in Demand under the selected programme (Ml/d) input as +ve 2040-41: 0.19743; Gains in Water Available For Use / Savings in Demand under the selected programme (Ml/d) input as +ve 2041-42: 0.20916; Gains in Water Available For Use / Savings in Demand under the selected programme (Ml/d) input as +ve 2042-43: 0.22089; Gains in Water Available For Use / Savings in Demand under the selected programme (Ml/d) input as +ve 2043-44: 0.23262; Gains in Water Available For Use / Savings in Demand under the selected programme (Ml/d) input as +ve 2044-45: 0.24435; Gains in Water Available For Use / Savings in Demand under the selected programme (Ml/d) input as +ve 2045-46: 0.25609; Gains in Water Available For Use / Savings in Demand under the selected programme (Ml/d) input as +ve 2046-47: 0.26783; Gains in Water Available For Use / Savings in Demand under the selected programme (Ml/d) input as +ve 2047-48: 0.27958; Gains in Water Available For Use / Savings in Demand under the selected programme (Ml/d) input as +ve 2048-49: 0.29133; Gains in Water Available For Use / Savings in Demand under the selected programme (Ml/d) input as +ve 2049-50: 0.30309
51dF | NHH. WEF Visit Upper.AWSFND | NHH. WEF Visit Upper.AWSFND | Non-household water audit | Customer Options | N | Ofwat Core | AWSFND | Ml/d | 2 | Gains in Water Available For Use / Savings in Demand under the selected programme (Ml/d) input as +ve 2019-20: 0; Gains in Water Available For Use / Savings in Demand under the selected programme (Ml/d) input as +ve 2020-21: 0; Gains in Water Available For Use / Savings in Demand under the selected programme (Ml/d) input as +ve 2021-22: 0; Gains in Water Available For Use / Savings in Demand under the selected programme (Ml/d) input as +ve 2022-23: 0; Gains in Water Available For Use / Savings in Demand under the selected programme (Ml/d) input as +ve 2023-24: 0; Gains in Water Available For Use / Savings in Demand under the selected programme (Ml/d) input as +ve 2024-25: 0; Gains in Water Available For Use / Savings in Demand under the selected programme (Ml/d) input as +ve 2025-26: 0.016055; Gains in Water Available For Use / Savings in Demand under the selected programme (Ml/d) input as +ve 2026-27: 0.030758; Gains in Water Available For Use / Savings in Demand under the selected programme (Ml/d) input as +ve 2027-28: 0.044033; Gains in Water Available For Use / Savings in Demand under the selected programme (Ml/d) input as +ve 2028-29: 0.056244; Gains in Water Available For Use / Savings in Demand under the selected programme (Ml/d) input as +ve 2029-30: 0.06805; Gains in Water Available For Use / Savings in Demand under the selected programme (Ml/d) input as +ve 2030-31: 0.07985; Gains in Water Available For Use / Savings in Demand under the selected programme (Ml/d) input as +ve 2031-32: 0.091644; Gains in Water Available For Use / Savings in Demand under the selected programme (Ml/d) input as +ve 2032-33: 0.10343; Gains in Water Available For Use / Savings in Demand under the selected programme (Ml/d) input as +ve 2033-34: 0.11521; Gains in Water Available For Use / Savings in Demand under the selected programme (Ml/d) input as +ve 2034-35: 0.12698; Gains in Water Available For Use / Savings in Demand under the selected programme (Ml/d) input as +ve 2035-36: 0.13873; Gains in Water Available For Use / Savings in Demand under the selected programme (Ml/d) input as +ve 2036-37: 0.15048; Gains in Water Available For Use / Savings in Demand under the selected programme (Ml/d) input as +ve 2037-38: 0.16223; Gains in Water Available For Use / Savings in Demand under the selected programme (Ml/d) input as +ve 2038-39: 0.17397; Gains in Water Available For Use / Savings in Demand under the selected programme (Ml/d) input as +ve 2039-40: 0.1857; Gains in Water Available For Use / Savings in Demand under the selected programme (Ml/d) input as +ve 2040-41: 0.19743; Gains in Water Available For Use / Savings in Demand under the selected programme (Ml/d) input as +ve 2041-42: 0.20916; Gains in Water Available For Use / Savings in Demand under the selected programme (Ml/d) input as +ve 2042-43: 0.22089; Gains in Water Available For Use / Savings in Demand under the selected programme (Ml/d) input as +ve 2043-44: 0.23262; Gains in Water Available For Use / Savings in Demand under the selected programme (Ml/d) input as +ve 2044-45: 0.24435; Gains in Water Available For Use / Savings in Demand under the selected programme (Ml/d) input as +ve 2045-46: 0.25609; Gains in Water Available For Use / Savings in Demand under the selected programme (Ml/d) input as +ve 2046-47: 0.26783; Gains in Water Available For Use / Savings in Demand under the selected programme (Ml/d) input as +ve 2047-48: 0.27958; Gains in Water Available For Use / Savings in Demand under the selected programme (Ml/d) input as +ve 2048-49: 0.29133; Gains in Water Available For Use / Savings in Demand under the selected programme (Ml/d) input as +ve 2049-50: 0.30309
51dP | NHH. WEF Visit Upper.AWSFND | NHH. WEF Visit Upper.AWSFND | Non-household water audit | Customer Options | N | Preferred | AWSFND | Ml/d | 2 | Gains in Water Available For Use / Savings in Demand under the selected programme (Ml/d) input as +ve 2019-20: 0; Gains in Water Available For Use / Savings in Demand under the selected programme (Ml/d) input as +ve 2020-21: 0; Gains in Water Available For Use / Savings in Demand under the selected programme (Ml/d) input as +ve 2021-22: 0; Gains in Water Available For Use / Savings in Demand under the selected programme (Ml/d) input as +ve 2022-23: 0; Gains in Water Available For Use / Savings in Demand under the selected programme (Ml/d) input as +ve 2023-24: 0; Gains in Water Available For Use / Savings in Demand under the selected programme (Ml/d) input as +ve 2024-25: 0; Gains in Water Available For Use / Savings in Demand under the selected programme (Ml/d) input as +ve 2025-26: 0.016055; Gains in Water Available For Use / Savings in Demand under the selected programme (Ml/d) input as +ve 2026-27: 0.030758; Gains in Water Available For Use / Savings in Demand under the selected programme (Ml/d) input as +ve 2027-28: 0.044033; Gains in Water Available For Use / Savings in Demand under the selected programme (Ml/d) input as +ve 2028-29: 0.056244; Gains in Water Available For Use / Savings in Demand under the selected programme (Ml/d) input as +ve 2029-30: 0.06805; Gains in Water Available For Use / Savings in Demand under the selected programme (Ml/d) input as +ve 2030-31: 0.07985; Gains in Water Available For Use / Savings in Demand under the selected programme (Ml/d) input as +ve 2031-32: 0.091644; Gains in Water Available For Use / Savings in Demand under the selected programme (Ml/d) input as +ve 2032-33: 0.10343; Gains in Water Available For Use / Savings in Demand under the selected programme (Ml/d) input as +ve 2033-34: 0.11521; Gains in Water Available For Use / Savings in Demand under the selected programme (Ml/d) input as +ve 2034-35: 0.12698; Gains in Water Available For Use / Savings in Demand under the selected programme (Ml/d) input as +ve 2035-36: 0.13873; Gains in Water Available For Use / Savings in Demand under the selected programme (Ml/d) input as +ve 2036-37: 0.15048; Gains in Water Available For Use / Savings in Demand under the selected programme (Ml/d) input as +ve 2037-38: 0.16223; Gains in Water Available For Use / Savings in Demand under the selected programme (Ml/d) input as +ve 2038-39: 0.17397; Gains in Water Available For Use / Savings in Demand under the selected programme (Ml/d) input as +ve 2039-40: 0.1857; Gains in Water Available For Use / Savings in Demand under the selected programme (Ml/d) input as +ve 2040-41: 0.19743; Gains in Water Available For Use / Savings in Demand under the selected programme (Ml/d) input as +ve 2041-42: 0.20916; Gains in Water Available For Use / Savings in Demand under the selected programme (Ml/d) input as +ve 2042-43: 0.22089; Gains in Water Available For Use / Savings in Demand under the selected programme (Ml/d) input as +ve 2043-44: 0.23262; Gains in Water Available For Use / Savings in Demand under the selected programme (Ml/d) input as +ve 2044-45: 0.24435; Gains in Water Available For Use / Savings in Demand under the selected programme (Ml/d) input as +ve 2045-46: 0.25609; Gains in Water Available For Use / Savings in Demand under the selected programme (Ml/d) input as +ve 2046-47: 0.26783; Gains in Water Available For Use / Savings in Demand under the selected programme (Ml/d) input as +ve 2047-48: 0.27958; Gains in Water Available For Use / Savings in Demand under the selected programme (Ml/d) input as +ve 2048-49: 0.29133; Gains in Water Available For Use / Savings in Demand under the selected programme (Ml/d) input as +ve 2049-50: 0.30309
51dF | Smart Metering.AWSFND | Smart Metering.AWSFND | Metering other selective | Customer Options | N | Least Cost | AWSFND | Ml/d | 2 | Gains in Water Available For Use / Savings in Demand under the selected programme (Ml/d) input as +ve 2019-20: 0; Gains in Water Available For Use / Savings in Demand under the selected programme (Ml/d) input as +ve 2020-21: 0; Gains in Water Available For Use / Savings in Demand under the selected programme (Ml/d) input as +ve 2021-22: 0; Gains in Water Available For Use / Savings in Demand under the selected programme (Ml/d) input as +ve 2022-23: 0; Gains in Water Available For Use / Savings in Demand under the selected programme (Ml/d) input as +ve 2023-24: 0; Gains in Water Available For Use / Savings in Demand under the selected programme (Ml/d) input as +ve 2024-25: 0; Gains in Water Available For Use / Savings in Demand under the selected programme (Ml/d) input as +ve 2025-26: 0.31082; Gains in Water Available For Use / Savings in Demand under the selected programme (Ml/d) input as +ve 2026-27: 0.46834; Gains in Water Available For Use / Savings in Demand under the selected programme (Ml/d) input as +ve 2027-28: 0.53619; Gains in Water Available For Use / Savings in Demand under the selected programme (Ml/d) input as +ve 2028-29: 0.61171; Gains in Water Available For Use / Savings in Demand under the selected programme (Ml/d) input as +ve 2029-30: 0.68995; Gains in Water Available For Use / Savings in Demand under the selected programme (Ml/d) input as +ve 2030-31: 0.77055; Gains in Water Available For Use / Savings in Demand under the selected programme (Ml/d) input as +ve 2031-32: 0.85286; Gains in Water Available For Use / Savings in Demand under the selected programme (Ml/d) input as +ve 2032-33: 0.87693; Gains in Water Available For Use / Savings in Demand under the selected programme (Ml/d) input as +ve 2033-34: 0.8999; Gains in Water Available For Use / Savings in Demand under the selected programme (Ml/d) input as +ve 2034-35: 0.92092; Gains in Water Available For Use / Savings in Demand under the selected programme (Ml/d) input as +ve 2035-36: 0.93967; Gains in Water Available For Use / Savings in Demand under the selected programme (Ml/d) input as +ve 2036-37: 0.95726; Gains in Water Available For Use / Savings in Demand under the selected programme (Ml/d) input as +ve 2037-38: 0.97351; Gains in Water Available For Use / Savings in Demand under the selected programme (Ml/d) input as +ve 2038-39: 0.98889; Gains in Water Available For Use / Savings in Demand under the selected programme (Ml/d) input as +ve 2039-40: 1.0043; Gains in Water Available For Use / Savings in Demand under the selected programme (Ml/d) input as +ve 2040-41: 1.0201; Gains in Water Available For Use / Savings in Demand under the selected programme (Ml/d) input as +ve 2041-42: 1.0353; Gains in Water Available For Use / Savings in Demand under the selected programme (Ml/d) input as +ve 2042-43: 1.0501; Gains in Water Available For Use / Savings in Demand under the selected programme (Ml/d) input as +ve 2043-44: 1.0646; Gains in Water Available For Use / Savings in Demand under the selected programme (Ml/d) input as +ve 2044-45: 1.079; Gains in Water Available For Use / Savings in Demand under the selected programme (Ml/d) input as +ve 2045-46: 1.0904; Gains in Water Available For Use / Savings in Demand under the selected programme (Ml/d) input as +ve 2046-47: 1.1016; Gains in Water Available For Use / Savings in Demand under the selected programme (Ml/d) input as +ve 2047-48: 1.1125; Gains in Water Available For Use / Savings in Demand under the selected programme (Ml/d) input as +ve 2048-49: 1.1233; Gains in Water Available For Use / Savings in Demand under the selected programme (Ml/d) input as +ve 2049-50: 1.1323
51dF | Smart Metering.AWSFND | Smart Metering.AWSFND | Metering other selective | Customer Options | N | Ofwat Core | AWSFND | Ml/d | 2 | Gains in Water Available For Use / Savings in Demand under the selected programme (Ml/d) input as +ve 2019-20: 0; Gains in Water Available For Use / Savings in Demand under the selected programme (Ml/d) input as +ve 2020-21: 0; Gains in Water Available For Use / Savings in Demand under the selected programme (Ml/d) input as +ve 2021-22: 0; Gains in Water Available For Use / Savings in Demand under the selected programme (Ml/d) input as +ve 2022-23: 0; Gains in Water Available For Use / Savings in Demand under the selected programme (Ml/d) input as +ve 2023-24: 0; Gains in Water Available For Use / Savings in Demand under the selected programme (Ml/d) input as +ve 2024-25: 0; Gains in Water Available For Use / Savings in Demand under the selected programme (Ml/d) input as +ve 2025-26: 0.31082; Gains in Water Available For Use / Savings in Demand under the selected programme (Ml/d) input as +ve 2026-27: 0.46834; Gains in Water Available For Use / Savings in Demand under the selected programme (Ml/d) input as +ve 2027-28: 0.53619; Gains in Water Available For Use / Savings in Demand under the selected programme (Ml/d) input as +ve 2028-29: 0.61171; Gains in Water Available For Use / Savings in Demand under the selected programme (Ml/d) input as +ve 2029-30: 0.68995; Gains in Water Available For Use / Savings in Demand under the selected programme (Ml/d) input as +ve 2030-31: 0.77055; Gains in Water Available For Use / Savings in Demand under the selected programme (Ml/d) input as +ve 2031-32: 0.85286; Gains in Water Available For Use / Savings in Demand under the selected programme (Ml/d) input as +ve 2032-33: 0.87693; Gains in Water Available For Use / Savings in Demand under the selected programme (Ml/d) input as +ve 2033-34: 0.8999; Gains in Water Available For Use / Savings in Demand under the selected programme (Ml/d) input as +ve 2034-35: 0.92092; Gains in Water Available For Use / Savings in Demand under the selected programme (Ml/d) input as +ve 2035-36: 0.93967; Gains in Water Available For Use / Savings in Demand under the selected programme (Ml/d) input as +ve 2036-37: 0.95726; Gains in Water Available For Use / Savings in Demand under the selected programme (Ml/d) input as +ve 2037-38: 0.97351; Gains in Water Available For Use / Savings in Demand under the selected programme (Ml/d) input as +ve 2038-39: 0.98889; Gains in Water Available For Use / Savings in Demand under the selected programme (Ml/d) input as +ve 2039-40: 1.0043; Gains in Water Available For Use / Savings in Demand under the selected programme (Ml/d) input as +ve 2040-41: 1.0201; Gains in Water Available For Use / Savings in Demand under the selected programme (Ml/d) input as +ve 2041-42: 1.0353; Gains in Water Available For Use / Savings in Demand under the selected programme (Ml/d) input as +ve 2042-43: 1.0501; Gains in Water Available For Use / Savings in Demand under the selected programme (Ml/d) input as +ve 2043-44: 1.0646; Gains in Water Available For Use / Savings in Demand under the selected programme (Ml/d) input as +ve 2044-45: 1.079; Gains in Water Available For Use / Savings in Demand under the selected programme (Ml/d) input as +ve 2045-46: 1.0904; Gains in Water Available For Use / Savings in Demand under the selected programme (Ml/d) input as +ve 2046-47: 1.1016; Gains in Water Available For Use / Savings in Demand under the selected programme (Ml/d) input as +ve 2047-48: 1.1125; Gains in Water Available For Use / Savings in Demand under the selected programme (Ml/d) input as +ve 2048-49: 1.1233; Gains in Water Available For Use / Savings in Demand under the selected programme (Ml/d) input as +ve 2049-50: 1.1323
51dP | Smart Metering.AWSFND | Smart Metering.AWSFND | Metering other selective | Customer Options | N | Preferred | AWSFND | Ml/d | 2 | Gains in Water Available For Use / Savings in Demand under the selected programme (Ml/d) input as +ve 2019-20: 0; Gains in Water Available For Use / Savings in Demand under the selected programme (Ml/d) input as +ve 2020-21: 0; Gains in Water Available For Use / Savings in Demand under the selected programme (Ml/d) input as +ve 2021-22: 0; Gains in Water Available For Use / Savings in Demand under the selected programme (Ml/d) input as +ve 2022-23: 0; Gains in Water Available For Use / Savings in Demand under the selected programme (Ml/d) input as +ve 2023-24: 0; Gains in Water Available For Use / Savings in Demand under the selected programme (Ml/d) input as +ve 2024-25: 0; Gains in Water Available For Use / Savings in Demand under the selected programme (Ml/d) input as +ve 2025-26: 0.31082; Gains in Water Available For Use / Savings in Demand under the selected programme (Ml/d) input as +ve 2026-27: 0.46834; Gains in Water Available For Use / Savings in Demand under the selected programme (Ml/d) input as +ve 2027-28: 0.53619; Gains in Water Available For Use / Savings in Demand under the selected programme (Ml/d) input as +ve 2028-29: 0.61171; Gains in Water Available For Use / Savings in Demand under the selected programme (Ml/d) input as +ve 2029-30: 0.68995; Gains in Water Available For Use / Savings in Demand under the selected programme (Ml/d) input as +ve 2030-31: 0.77055; Gains in Water Available For Use / Savings in Demand under the selected programme (Ml/d) input as +ve 2031-32: 0.85286; Gains in Water Available For Use / Savings in Demand under the selected programme (Ml/d) input as +ve 2032-33: 0.87693; Gains in Water Available For Use / Savings in Demand under the selected programme (Ml/d) input as +ve 2033-34: 0.8999; Gains in Water Available For Use / Savings in Demand under the selected programme (Ml/d) input as +ve 2034-35: 0.92092; Gains in Water Available For Use / Savings in Demand under the selected programme (Ml/d) input as +ve 2035-36: 0.93967; Gains in Water Available For Use / Savings in Demand under the selected programme (Ml/d) input as +ve 2036-37: 0.95726; Gains in Water Available For Use / Savings in Demand under the selected programme (Ml/d) input as +ve 2037-38: 0.97351; Gains in Water Available For Use / Savings in Demand under the selected programme (Ml/d) input as +ve 2038-39: 0.98889; Gains in Water Available For Use / Savings in Demand under the selected programme (Ml/d) input as +ve 2039-40: 1.0043; Gains in Water Available For Use / Savings in Demand under the selected programme (Ml/d) input as +ve 2040-41: 1.0201; Gains in Water Available For Use / Savings in Demand under the selected programme (Ml/d) input as +ve 2041-42: 1.0353; Gains in Water Available For Use / Savings in Demand under the selected programme (Ml/d) input as +ve 2042-43: 1.0501; Gains in Water Available For Use / Savings in Demand under the selected programme (Ml/d) input as +ve 2043-44: 1.0646; Gains in Water Available For Use / Savings in Demand under the selected programme (Ml/d) input as +ve 2044-45: 1.079; Gains in Water Available For Use / Savings in Demand under the selected programme (Ml/d) input as +ve 2045-46: 1.0904; Gains in Water Available For Use / Savings in Demand under the selected programme (Ml/d) input as +ve 2046-47: 1.1016; Gains in Water Available For Use / Savings in Demand under the selected programme (Ml/d) input as +ve 2047-48: 1.1125; Gains in Water Available For Use / Savings in Demand under the selected programme (Ml/d) input as +ve 2048-49: 1.1233; Gains in Water Available For Use / Savings in Demand under the selected programme (Ml/d) input as +ve 2049-50: 1.1323
51dF | USPL_HH_MET.AWSFND | USPL_HH_MET.AWSFND | Supply pipe repairs / replacement | Customer Options | N | Least Cost | AWSFND | Ml/d | 2 | Gains in Water Available For Use / Savings in Demand under the selected programme (Ml/d) input as +ve 2019-20: 0; Gains in Water Available For Use / Savings in Demand under the selected programme (Ml/d) input as +ve 2020-21: 0; Gains in Water Available For Use / Savings in Demand under the selected programme (Ml/d) input as +ve 2021-22: 0; Gains in Water Available For Use / Savings in Demand under the selected programme (Ml/d) input as +ve 2022-23: 0; Gains in Water Available For Use / Savings in Demand under the selected programme (Ml/d) input as +ve 2023-24: 0; Gains in Water Available For Use / Savings in Demand under the selected programme (Ml/d) input as +ve 2024-25: 0; Gains in Water Available For Use / Savings in Demand under the selected programme (Ml/d) input as +ve 2025-26: 0.069173; Gains in Water Available For Use / Savings in Demand under the selected programme (Ml/d) input as +ve 2026-27: 0.11673; Gains in Water Available For Use / Savings in Demand under the selected programme (Ml/d) input as +ve 2027-28: 0.14495; Gains in Water Available For Use / Savings in Demand under the selected programme (Ml/d) input as +ve 2028-29: 0.17614; Gains in Water Available For Use / Savings in Demand under the selected programme (Ml/d) input as +ve 2029-30: 0.20899; Gains in Water Available For Use / Savings in Demand under the selected programme (Ml/d) input as +ve 2030-31: 0.24317; Gains in Water Available For Use / Savings in Demand under the selected programme (Ml/d) input as +ve 2031-32: 0.27836; Gains in Water Available For Use / Savings in Demand under the selected programme (Ml/d) input as +ve 2032-33: 0.2861; Gains in Water Available For Use / Savings in Demand under the selected programme (Ml/d) input as +ve 2033-34: 0.29347; Gains in Water Available For Use / Savings in Demand under the selected programme (Ml/d) input as +ve 2034-35: 0.30017; Gains in Water Available For Use / Savings in Demand under the selected programme (Ml/d) input as +ve 2035-36: 0.30608; Gains in Water Available For Use / Savings in Demand under the selected programme (Ml/d) input as +ve 2036-37: 0.31166; Gains in Water Available For Use / Savings in Demand under the selected programme (Ml/d) input as +ve 2037-38: 0.31673; Gains in Water Available For Use / Savings in Demand under the selected programme (Ml/d) input as +ve 2038-39: 0.32152; Gains in Water Available For Use / Savings in Demand under the selected programme (Ml/d) input as +ve 2039-40: 0.32619; Gains in Water Available For Use / Savings in Demand under the selected programme (Ml/d) input as +ve 2040-41: 0.33078; Gains in Water Available For Use / Savings in Demand under the selected programme (Ml/d) input as +ve 2041-42: 0.3353; Gains in Water Available For Use / Savings in Demand under the selected programme (Ml/d) input as +ve 2042-43: 0.33975; Gains in Water Available For Use / Savings in Demand under the selected programme (Ml/d) input as +ve 2043-44: 0.34414; Gains in Water Available For Use / Savings in Demand under the selected programme (Ml/d) input as +ve 2044-45: 0.34844; Gains in Water Available For Use / Savings in Demand under the selected programme (Ml/d) input as +ve 2045-46: 0.35222; Gains in Water Available For Use / Savings in Demand under the selected programme (Ml/d) input as +ve 2046-47: 0.35595; Gains in Water Available For Use / Savings in Demand under the selected programme (Ml/d) input as +ve 2047-48: 0.35959; Gains in Water Available For Use / Savings in Demand under the selected programme (Ml/d) input as +ve 2048-49: 0.36318; Gains in Water Available For Use / Savings in Demand under the selected programme (Ml/d) input as +ve 2049-50: 0.36639
51dF | USPL_HH_MET.AWSFND | USPL_HH_MET.AWSFND | Supply pipe repairs / replacement | Customer Options | N | Ofwat Core | AWSFND | Ml/d | 2 | Gains in Water Available For Use / Savings in Demand under the selected programme (Ml/d) input as +ve 2019-20: 0; Gains in Water Available For Use / Savings in Demand under the selected programme (Ml/d) input as +ve 2020-21: 0; Gains in Water Available For Use / Savings in Demand under the selected programme (Ml/d) input as +ve 2021-22: 0; Gains in Water Available For Use / Savings in Demand under the selected programme (Ml/d) input as +ve 2022-23: 0; Gains in Water Available For Use / Savings in Demand under the selected programme (Ml/d) input as +ve 2023-24: 0; Gains in Water Available For Use / Savings in Demand under the selected programme (Ml/d) input as +ve 2024-25: 0; Gains in Water Available For Use / Savings in Demand under the selected programme (Ml/d) input as +ve 2025-26: 0.069173; Gains in Water Available For Use / Savings in Demand under the selected programme (Ml/d) input as +ve 2026-27: 0.11673; Gains in Water Available For Use / Savings in Demand under the selected programme (Ml/d) input as +ve 2027-28: 0.14495; Gains in Water Available For Use / Savings in Demand under the selected programme (Ml/d) input as +ve 2028-29: 0.17614; Gains in Water Available For Use / Savings in Demand under the selected programme (Ml/d) input as +ve 2029-30: 0.20899; Gains in Water Available For Use / Savings in Demand under the selected programme (Ml/d) input as +ve 2030-31: 0.24317; Gains in Water Available For Use / Savings in Demand under the selected programme (Ml/d) input as +ve 2031-32: 0.27836; Gains in Water Available For Use / Savings in Demand under the selected programme (Ml/d) input as +ve 2032-33: 0.2861; Gains in Water Available For Use / Savings in Demand under the selected programme (Ml/d) input as +ve 2033-34: 0.29347; Gains in Water Available For Use / Savings in Demand under the selected programme (Ml/d) input as +ve 2034-35: 0.30017; Gains in Water Available For Use / Savings in Demand under the selected programme (Ml/d) input as +ve 2035-36: 0.30608; Gains in Water Available For Use / Savings in Demand under the selected programme (Ml/d) input as +ve 2036-37: 0.31166; Gains in Water Available For Use / Savings in Demand under the selected programme (Ml/d) input as +ve 2037-38: 0.31673; Gains in Water Available For Use / Savings in Demand under the selected programme (Ml/d) input as +ve 2038-39: 0.32152; Gains in Water Available For Use / Savings in Demand under the selected programme (Ml/d) input as +ve 2039-40: 0.32619; Gains in Water Available For Use / Savings in Demand under the selected programme (Ml/d) input as +ve 2040-41: 0.33078; Gains in Water Available For Use / Savings in Demand under the selected programme (Ml/d) input as +ve 2041-42: 0.3353; Gains in Water Available For Use / Savings in Demand under the selected programme (Ml/d) input as +ve 2042-43: 0.33975; Gains in Water Available For Use / Savings in Demand under the selected programme (Ml/d) input as +ve 2043-44: 0.34414; Gains in Water Available For Use / Savings in Demand under the selected programme (Ml/d) input as +ve 2044-45: 0.34844; Gains in Water Available For Use / Savings in Demand under the selected programme (Ml/d) input as +ve 2045-46: 0.35222; Gains in Water Available For Use / Savings in Demand under the selected programme (Ml/d) input as +ve 2046-47: 0.35595; Gains in Water Available For Use / Savings in Demand under the selected programme (Ml/d) input as +ve 2047-48: 0.35959; Gains in Water Available For Use / Savings in Demand under the selected programme (Ml/d) input as +ve 2048-49: 0.36318; Gains in Water Available For Use / Savings in Demand under the selected programme (Ml/d) input as +ve 2049-50: 0.36639
51dP | USPL_HH_MET.AWSFND | USPL_HH_MET.AWSFND | Supply pipe repairs / replacement | Customer Options | N | Preferred | AWSFND | Ml/d | 2 | Gains in Water Available For Use / Savings in Demand under the selected programme (Ml/d) input as +ve 2019-20: 0; Gains in Water Available For Use / Savings in Demand under the selected programme (Ml/d) input as +ve 2020-21: 0; Gains in Water Available For Use / Savings in Demand under the selected programme (Ml/d) input as +ve 2021-22: 0; Gains in Water Available For Use / Savings in Demand under the selected programme (Ml/d) input as +ve 2022-23: 0; Gains in Water Available For Use / Savings in Demand under the selected programme (Ml/d) input as +ve 2023-24: 0; Gains in Water Available For Use / Savings in Demand under the selected programme (Ml/d) input as +ve 2024-25: 0; Gains in Water Available For Use / Savings in Demand under the selected programme (Ml/d) input as +ve 2025-26: 0.069173; Gains in Water Available For Use / Savings in Demand under the selected programme (Ml/d) input as +ve 2026-27: 0.11673; Gains in Water Available For Use / Savings in Demand under the selected programme (Ml/d) input as +ve 2027-28: 0.14495; Gains in Water Available For Use / Savings in Demand under the selected programme (Ml/d) input as +ve 2028-29: 0.17614; Gains in Water Available For Use / Savings in Demand under the selected programme (Ml/d) input as +ve 2029-30: 0.20899; Gains in Water Available For Use / Savings in Demand under the selected programme (Ml/d) input as +ve 2030-31: 0.24317; Gains in Water Available For Use / Savings in Demand under the selected programme (Ml/d) input as +ve 2031-32: 0.27836; Gains in Water Available For Use / Savings in Demand under the selected programme (Ml/d) input as +ve 2032-33: 0.2861; Gains in Water Available For Use / Savings in Demand under the selected programme (Ml/d) input as +ve 2033-34: 0.29347; Gains in Water Available For Use / Savings in Demand under the selected programme (Ml/d) input as +ve 2034-35: 0.30017; Gains in Water Available For Use / Savings in Demand under the selected programme (Ml/d) input as +ve 2035-36: 0.30608; Gains in Water Available For Use / Savings in Demand under the selected programme (Ml/d) input as +ve 2036-37: 0.31166; Gains in Water Available For Use / Savings in Demand under the selected programme (Ml/d) input as +ve 2037-38: 0.31673; Gains in Water Available For Use / Savings in Demand under the selected programme (Ml/d) input as +ve 2038-39: 0.32152; Gains in Water Available For Use / Savings in Demand under the selected programme (Ml/d) input as +ve 2039-40: 0.32619; Gains in Water Available For Use / Savings in Demand under the selected programme (Ml/d) input as +ve 2040-41: 0.33078; Gains in Water Available For Use / Savings in Demand under the selected programme (Ml/d) input as +ve 2041-42: 0.3353; Gains in Water Available For Use / Savings in Demand under the selected programme (Ml/d) input as +ve 2042-43: 0.33975; Gains in Water Available For Use / Savings in Demand under the selected programme (Ml/d) input as +ve 2043-44: 0.34414; Gains in Water Available For Use / Savings in Demand under the selected programme (Ml/d) input as +ve 2044-45: 0.34844; Gains in Water Available For Use / Savings in Demand under the selected programme (Ml/d) input as +ve 2045-46: 0.35222; Gains in Water Available For Use / Savings in Demand under the selected programme (Ml/d) input as +ve 2046-47: 0.35595; Gains in Water Available For Use / Savings in Demand under the selected programme (Ml/d) input as +ve 2047-48: 0.35959; Gains in Water Available For Use / Savings in Demand under the selected programme (Ml/d) input as +ve 2048-49: 0.36318; Gains in Water Available For Use / Savings in Demand under the selected programme (Ml/d) input as +ve 2049-50: 0.36639
51dF | USPL_ShSupplies.AWSFND | USPL_ShSupplies.AWSFND | Supply pipe repairs / replacement | Customer Options | N | Least Cost | AWSFND | Ml/d | 2 | Gains in Water Available For Use / Savings in Demand under the selected programme (Ml/d) input as +ve 2019-20: 0; Gains in Water Available For Use / Savings in Demand under the selected programme (Ml/d) input as +ve 2020-21: 0; Gains in Water Available For Use / Savings in Demand under the selected programme (Ml/d) input as +ve 2021-22: 0; Gains in Water Available For Use / Savings in Demand under the selected programme (Ml/d) input as +ve 2022-23: 0; Gains in Water Available For Use / Savings in Demand under the selected programme (Ml/d) input as +ve 2023-24: 0; Gains in Water Available For Use / Savings in Demand under the selected programme (Ml/d) input as +ve 2024-25: 0; Gains in Water Available For Use / Savings in Demand under the selected programme (Ml/d) input as +ve 2025-26: 0.075473; Gains in Water Available For Use / Savings in Demand under the selected programme (Ml/d) input as +ve 2026-27: 0.15045; Gains in Water Available For Use / Savings in Demand under the selected programme (Ml/d) input as +ve 2027-28: 0.15045; Gains in Water Available For Use / Savings in Demand under the selected programme (Ml/d) input as +ve 2028-29: 0.15045; Gains in Water Available For Use / Savings in Demand under the selected programme (Ml/d) input as +ve 2029-30: 0.15045; Gains in Water Available For Use / Savings in Demand under the selected programme (Ml/d) input as +ve 2030-31: 0.15045; Gains in Water Available For Use / Savings in Demand under the selected programme (Ml/d) input as +ve 2031-32: 0.15045; Gains in Water Available For Use / Savings in Demand under the selected programme (Ml/d) input as +ve 2032-33: 0.15045; Gains in Water Available For Use / Savings in Demand under the selected programme (Ml/d) input as +ve 2033-34: 0.15045; Gains in Water Available For Use / Savings in Demand under the selected programme (Ml/d) input as +ve 2034-35: 0.15045; Gains in Water Available For Use / Savings in Demand under the selected programme (Ml/d) input as +ve 2035-36: 0.15045; Gains in Water Available For Use / Savings in Demand under the selected programme (Ml/d) input as +ve 2036-37: 0.15045; Gains in Water Available For Use / Savings in Demand under the selected programme (Ml/d) input as +ve 2037-38: 0.15045; Gains in Water Available For Use / Savings in Demand under the selected programme (Ml/d) input as +ve 2038-39: 0.15045; Gains in Water Available For Use / Savings in Demand under the selected programme (Ml/d) input as +ve 2039-40: 0.15045; Gains in Water Available For Use / Savings in Demand under the selected programme (Ml/d) input as +ve 2040-41: 0.15045; Gains in Water Available For Use / Savings in Demand under the selected programme (Ml/d) input as +ve 2041-42: 0.15045; Gains in Water Available For Use / Savings in Demand under the selected programme (Ml/d) input as +ve 2042-43: 0.15045; Gains in Water Available For Use / Savings in Demand under the selected programme (Ml/d) input as +ve 2043-44: 0.15045; Gains in Water Available For Use / Savings in Demand under the selected programme (Ml/d) input as +ve 2044-45: 0.15045; Gains in Water Available For Use / Savings in Demand under the selected programme (Ml/d) input as +ve 2045-46: 0.15045; Gains in Water Available For Use / Savings in Demand under the selected programme (Ml/d) input as +ve 2046-47: 0.15045; Gains in Water Available For Use / Savings in Demand under the selected programme (Ml/d) input as +ve 2047-48: 0.15045; Gains in Water Available For Use / Savings in Demand under the selected programme (Ml/d) input as +ve 2048-49: 0.15045; Gains in Water Available For Use / Savings in Demand under the selected programme (Ml/d) input as +ve 2049-50: 0.15045
51dF | USPL_ShSupplies.AWSFND | USPL_ShSupplies.AWSFND | Supply pipe repairs / replacement | Customer Options | N | Ofwat Core | AWSFND | Ml/d | 2 | Gains in Water Available For Use / Savings in Demand under the selected programme (Ml/d) input as +ve 2019-20: 0; Gains in Water Available For Use / Savings in Demand under the selected programme (Ml/d) input as +ve 2020-21: 0; Gains in Water Available For Use / Savings in Demand under the selected programme (Ml/d) input as +ve 2021-22: 0; Gains in Water Available For Use / Savings in Demand under the selected programme (Ml/d) input as +ve 2022-23: 0; Gains in Water Available For Use / Savings in Demand under the selected programme (Ml/d) input as +ve 2023-24: 0; Gains in Water Available For Use / Savings in Demand under the selected programme (Ml/d) input as +ve 2024-25: 0; Gains in Water Available For Use / Savings in Demand under the selected programme (Ml/d) input as +ve 2025-26: 0.075473; Gains in Water Available For Use / Savings in Demand under the selected programme (Ml/d) input as +ve 2026-27: 0.15045; Gains in Water Available For Use / Savings in Demand under the selected programme (Ml/d) input as +ve 2027-28: 0.15045; Gains in Water Available For Use / Savings in Demand under the selected programme (Ml/d) input as +ve 2028-29: 0.15045; Gains in Water Available For Use / Savings in Demand under the selected programme (Ml/d) input as +ve 2029-30: 0.15045; Gains in Water Available For Use / Savings in Demand under the selected programme (Ml/d) input as +ve 2030-31: 0.15045; Gains in Water Available For Use / Savings in Demand under the selected programme (Ml/d) input as +ve 2031-32: 0.15045; Gains in Water Available For Use / Savings in Demand under the selected programme (Ml/d) input as +ve 2032-33: 0.15045; Gains in Water Available For Use / Savings in Demand under the selected programme (Ml/d) input as +ve 2033-34: 0.15045; Gains in Water Available For Use / Savings in Demand under the selected programme (Ml/d) input as +ve 2034-35: 0.15045; Gains in Water Available For Use / Savings in Demand under the selected programme (Ml/d) input as +ve 2035-36: 0.15045; Gains in Water Available For Use / Savings in Demand under the selected programme (Ml/d) input as +ve 2036-37: 0.15045; Gains in Water Available For Use / Savings in Demand under the selected programme (Ml/d) input as +ve 2037-38: 0.15045; Gains in Water Available For Use / Savings in Demand under the selected programme (Ml/d) input as +ve 2038-39: 0.15045; Gains in Water Available For Use / Savings in Demand under the selected programme (Ml/d) input as +ve 2039-40: 0.15045; Gains in Water Available For Use / Savings in Demand under the selected programme (Ml/d) input as +ve 2040-41: 0.15045; Gains in Water Available For Use / Savings in Demand under the selected programme (Ml/d) input as +ve 2041-42: 0.15045; Gains in Water Available For Use / Savings in Demand under the selected programme (Ml/d) input as +ve 2042-43: 0.15045; Gains in Water Available For Use / Savings in Demand under the selected programme (Ml/d) input as +ve 2043-44: 0.15045; Gains in Water Available For Use / Savings in Demand under the selected programme (Ml/d) input as +ve 2044-45: 0.15045; Gains in Water Available For Use / Savings in Demand under the selected programme (Ml/d) input as +ve 2045-46: 0.15045; Gains in Water Available For Use / Savings in Demand under the selected programme (Ml/d) input as +ve 2046-47: 0.15045; Gains in Water Available For Use / Savings in Demand under the selected programme (Ml/d) input as +ve 2047-48: 0.15045; Gains in Water Available For Use / Savings in Demand under the selected programme (Ml/d) input as +ve 2048-49: 0.15045; Gains in Water Available For Use / Savings in Demand under the selected programme (Ml/d) input as +ve 2049-50: 0.15045
51dP | USPL_ShSupplies.AWSFND | USPL_ShSupplies.AWSFND | Supply pipe repairs / replacement | Customer Options | N | Preferred | AWSFND | Ml/d | 2 | Gains in Water Available For Use / Savings in Demand under the selected programme (Ml/d) input as +ve 2019-20: 0; Gains in Water Available For Use / Savings in Demand under the selected programme (Ml/d) input as +ve 2020-21: 0; Gains in Water Available For Use / Savings in Demand under the selected programme (Ml/d) input as +ve 2021-22: 0; Gains in Water Available For Use / Savings in Demand under the selected programme (Ml/d) input as +ve 2022-23: 0; Gains in Water Available For Use / Savings in Demand under the selected programme (Ml/d) input as +ve 2023-24: 0; Gains in Water Available For Use / Savings in Demand under the selected programme (Ml/d) input as +ve 2024-25: 0; Gains in Water Available For Use / Savings in Demand under the selected programme (Ml/d) input as +ve 2025-26: 0.075473; Gains in Water Available For Use / Savings in Demand under the selected programme (Ml/d) input as +ve 2026-27: 0.15045; Gains in Water Available For Use / Savings in Demand under the selected programme (Ml/d) input as +ve 2027-28: 0.15045; Gains in Water Available For Use / Savings in Demand under the selected programme (Ml/d) input as +ve 2028-29: 0.15045; Gains in Water Available For Use / Savings in Demand under the selected programme (Ml/d) input as +ve 2029-30: 0.15045; Gains in Water Available For Use / Savings in Demand under the selected programme (Ml/d) input as +ve 2030-31: 0.15045; Gains in Water Available For Use / Savings in Demand under the selected programme (Ml/d) input as +ve 2031-32: 0.15045; Gains in Water Available For Use / Savings in Demand under the selected programme (Ml/d) input as +ve 2032-33: 0.15045; Gains in Water Available For Use / Savings in Demand under the selected programme (Ml/d) input as +ve 2033-34: 0.15045; Gains in Water Available For Use / Savings in Demand under the selected programme (Ml/d) input as +ve 2034-35: 0.15045; Gains in Water Available For Use / Savings in Demand under the selected programme (Ml/d) input as +ve 2035-36: 0.15045; Gains in Water Available For Use / Savings in Demand under the selected programme (Ml/d) input as +ve 2036-37: 0.15045; Gains in Water Available For Use / Savings in Demand under the selected programme (Ml/d) input as +ve 2037-38: 0.15045; Gains in Water Available For Use / Savings in Demand under the selected programme (Ml/d) input as +ve 2038-39: 0.15045; Gains in Water Available For Use / Savings in Demand under the selected programme (Ml/d) input as +ve 2039-40: 0.15045; Gains in Water Available For Use / Savings in Demand under the selected programme (Ml/d) input as +ve 2040-41: 0.15045; Gains in Water Available For Use / Savings in Demand under the selected programme (Ml/d) input as +ve 2041-42: 0.15045; Gains in Water Available For Use / Savings in Demand under the selected programme (Ml/d) input as +ve 2042-43: 0.15045; Gains in Water Available For Use / Savings in Demand under the selected programme (Ml/d) input as +ve 2043-44: 0.15045; Gains in Water Available For Use / Savings in Demand under the selected programme (Ml/d) input as +ve 2044-45: 0.15045; Gains in Water Available For Use / Savings in Demand under the selected programme (Ml/d) input as +ve 2045-46: 0.15045; Gains in Water Available For Use / Savings in Demand under the selected programme (Ml/d) input as +ve 2046-47: 0.15045; Gains in Water Available For Use / Savings in Demand under the selected programme (Ml/d) input as +ve 2047-48: 0.15045; Gains in Water Available For Use / Savings in Demand under the selected programme (Ml/d) input as +ve 2048-49: 0.15045; Gains in Water Available For Use / Savings in Demand under the selected programme (Ml/d) input as +ve 2049-50: 0.15045
52aA | Adjustment for Licence cap scenario 8 | LC03 | Other changes to DO | Resource Options | N | Ofwat Core | AWSFND | Ml/d | 2 | Gains in Water Available For Use / Savings in Demand under the selected programme (Ml/d) input as +ve 2025-26: 5.95; Gains in Water Available For Use / Savings in Demand under the selected programme (Ml/d) input as +ve 2026-27: 5.95; Gains in Water Available For Use / Savings in Demand under the selected programme (Ml/d) input as +ve 2027-28: 5.95; Gains in Water Available For Use / Savings in Demand under the selected programme (Ml/d) input as +ve 2028-29: 5.95; Gains in Water Available For Use / Savings in Demand under the selected programme (Ml/d) input as +ve 2029-30: 5.95; Gains in Water Available For Use / Savings in Demand under the selected programme (Ml/d) input as +ve 2030-31: 6.5; Gains in Water Available For Use / Savings in Demand under the selected programme (Ml/d) input as +ve 2031-32: 6.5; Gains in Water Available For Use / Savings in Demand under the selected programme (Ml/d) input as +ve 2032-33: 6.5; Gains in Water Available For Use / Savings in Demand under the selected programme (Ml/d) input as +ve 2033-34: 6.5; Gains in Water Available For Use / Savings in Demand under the selected programme (Ml/d) input as +ve 2034-35: 6.5; Gains in Water Available For Use / Savings in Demand under the selected programme (Ml/d) input as +ve 2035-36: 6.5; Gains in Water Available For Use / Savings in Demand under the selected programme (Ml/d) input as +ve 2036-37: 0; Gains in Water Available For Use / Savings in Demand under the selected programme (Ml/d) input as +ve 2037-38: 0; Gains in Water Available For Use / Savings in Demand under the selected programme (Ml/d) input as +ve 2038-39: 0; Gains in Water Available For Use / Savings in Demand under the selected programme (Ml/d) input as +ve 2039-40: 0; Gains in Water Available For Use / Savings in Demand under the selected programme (Ml/d) input as +ve 2040-41: 0; Gains in Water Available For Use / Savings in Demand under the selected programme (Ml/d) input as +ve 2041-42: 0; Gains in Water Available For Use / Savings in Demand under the selected programme (Ml/d) input as +ve 2042-43: 0; Gains in Water Available For Use / Savings in Demand under the selected programme (Ml/d) input as +ve 2043-44: 0; Gains in Water Available For Use / Savings in Demand under the selected programme (Ml/d) input as +ve 2044-45: 0; Gains in Water Available For Use / Savings in Demand under the selected programme (Ml/d) input as +ve 2045-46: 0; Gains in Water Available For Use / Savings in Demand under the selected programme (Ml/d) input as +ve 2046-47: 0; Gains in Water Available For Use / Savings in Demand under the selected programme (Ml/d) input as +ve 2047-48: 0; Gains in Water Available For Use / Savings in Demand under the selected programme (Ml/d) input as +ve 2048-49: 0; Gains in Water Available For Use / Savings in Demand under the selected programme (Ml/d) input as +ve 2049-50: 0
52aA | Adjustment to 1:200 drought | DA02 | Other changes to DO | Resource Options | N | Ofwat Core | AWSFND | Ml/d | 2 | Gains in Water Available For Use / Savings in Demand under the selected programme (Ml/d) input as +ve 2025-26: 8.84; Gains in Water Available For Use / Savings in Demand under the selected programme (Ml/d) input as +ve 2026-27: 8.87; Gains in Water Available For Use / Savings in Demand under the selected programme (Ml/d) input as +ve 2027-28: 8.89; Gains in Water Available For Use / Savings in Demand under the selected programme (Ml/d) input as +ve 2028-29: 8.9; Gains in Water Available For Use / Savings in Demand under the selected programme (Ml/d) input as +ve 2029-30: 8.92; Gains in Water Available For Use / Savings in Demand under the selected programme (Ml/d) input as +ve 2030-31: 7.84; Gains in Water Available For Use / Savings in Demand under the selected programme (Ml/d) input as +ve 2031-32: 7.86; Gains in Water Available For Use / Savings in Demand under the selected programme (Ml/d) input as +ve 2032-33: 7.88; Gains in Water Available For Use / Savings in Demand under the selected programme (Ml/d) input as +ve 2033-34: 7.9; Gains in Water Available For Use / Savings in Demand under the selected programme (Ml/d) input as +ve 2034-35: 7.92; Gains in Water Available For Use / Savings in Demand under the selected programme (Ml/d) input as +ve 2035-36: 7.95; Gains in Water Available For Use / Savings in Demand under the selected programme (Ml/d) input as +ve 2036-37: 7.97; Gains in Water Available For Use / Savings in Demand under the selected programme (Ml/d) input as +ve 2037-38: 7.99; Gains in Water Available For Use / Savings in Demand under the selected programme (Ml/d) input as +ve 2038-39: 8.01; Gains in Water Available For Use / Savings in Demand under the selected programme (Ml/d) input as +ve 2039-40: 0; Gains in Water Available For Use / Savings in Demand under the selected programme (Ml/d) input as +ve 2040-41: 0; Gains in Water Available For Use / Savings in Demand under the selected programme (Ml/d) input as +ve 2041-42: 0; Gains in Water Available For Use / Savings in Demand under the selected programme (Ml/d) input as +ve 2042-43: 0; Gains in Water Available For Use / Savings in Demand under the selected programme (Ml/d) input as +ve 2043-44: 0; Gains in Water Available For Use / Savings in Demand under the selected programme (Ml/d) input as +ve 2044-45: 0; Gains in Water Available For Use / Savings in Demand under the selected programme (Ml/d) input as +ve 2045-46: 0; Gains in Water Available For Use / Savings in Demand under the selected programme (Ml/d) input as +ve 2046-47: 0; Gains in Water Available For Use / Savings in Demand under the selected programme (Ml/d) input as +ve 2047-48: 0; Gains in Water Available For Use / Savings in Demand under the selected programme (Ml/d) input as +ve 2048-49: 0; Gains in Water Available For Use / Savings in Demand under the selected programme (Ml/d) input as +ve 2049-50: 0
52aA | Marham abstraction relocation | FND22 | New surface water | Resource Options | N | Ofwat Core | AWSFND | Ml/d | 2 | Gains in Water Available For Use / Savings in Demand under the selected programme (Ml/d) input as +ve 2025-26: 0; Gains in Water Available For Use / Savings in Demand under the selected programme (Ml/d) input as +ve 2026-27: 0; Gains in Water Available For Use / Savings in Demand under the selected programme (Ml/d) input as +ve 2027-28: 0; Gains in Water Available For Use / Savings in Demand under the selected programme (Ml/d) input as +ve 2028-29: 0; Gains in Water Available For Use / Savings in Demand under the selected programme (Ml/d) input as +ve 2029-30: 0; Gains in Water Available For Use / Savings in Demand under the selected programme (Ml/d) input as +ve 2030-31: 7.9; Gains in Water Available For Use / Savings in Demand under the selected programme (Ml/d) input as +ve 2031-32: 7.9; Gains in Water Available For Use / Savings in Demand under the selected programme (Ml/d) input as +ve 2032-33: 7.9; Gains in Water Available For Use / Savings in Demand under the selected programme (Ml/d) input as +ve 2033-34: 7.9; Gains in Water Available For Use / Savings in Demand under the selected programme (Ml/d) input as +ve 2034-35: 7.9; Gains in Water Available For Use / Savings in Demand under the selected programme (Ml/d) input as +ve 2035-36: 7.9; Gains in Water Available For Use / Savings in Demand under the selected programme (Ml/d) input as +ve 2036-37: 7.9; Gains in Water Available For Use / Savings in Demand under the selected programme (Ml/d) input as +ve 2037-38: 7.9; Gains in Water Available For Use / Savings in Demand under the selected programme (Ml/d) input as +ve 2038-39: 7.9; Gains in Water Available For Use / Savings in Demand under the selected programme (Ml/d) input as +ve 2039-40: 12.3; Gains in Water Available For Use / Savings in Demand under the selected programme (Ml/d) input as +ve 2040-41: 12.3; Gains in Water Available For Use / Savings in Demand under the selected programme (Ml/d) input as +ve 2041-42: 12.3; Gains in Water Available For Use / Savings in Demand under the selected programme (Ml/d) input as +ve 2042-43: 12.3; Gains in Water Available For Use / Savings in Demand under the selected programme (Ml/d) input as +ve 2043-44: 12.3; Gains in Water Available For Use / Savings in Demand under the selected programme (Ml/d) input as +ve 2044-45: 12.3; Gains in Water Available For Use / Savings in Demand under the selected programme (Ml/d) input as +ve 2045-46: 12.3; Gains in Water Available For Use / Savings in Demand under the selected programme (Ml/d) input as +ve 2046-47: 12.3; Gains in Water Available For Use / Savings in Demand under the selected programme (Ml/d) input as +ve 2047-48: 12.3; Gains in Water Available For Use / Savings in Demand under the selected programme (Ml/d) input as +ve 2048-49: 12.3; Gains in Water Available For Use / Savings in Demand under the selected programme (Ml/d) input as +ve 2049-50: 12.3
52aA | Fens reservoir 50 MCMD high yield | FND29 | New reservoir | Resource Options | N | Ofwat Core | AWSFND | Ml/d | 2 | Gains in Water Available For Use / Savings in Demand under the selected programme (Ml/d) input as +ve 2025-26: 0; Gains in Water Available For Use / Savings in Demand under the selected programme (Ml/d) input as +ve 2026-27: 0; Gains in Water Available For Use / Savings in Demand under the selected programme (Ml/d) input as +ve 2027-28: 0; Gains in Water Available For Use / Savings in Demand under the selected programme (Ml/d) input as +ve 2028-29: 0; Gains in Water Available For Use / Savings in Demand under the selected programme (Ml/d) input as +ve 2029-30: 0; Gains in Water Available For Use / Savings in Demand under the selected programme (Ml/d) input as +ve 2030-31: 0; Gains in Water Available For Use / Savings in Demand under the selected programme (Ml/d) input as +ve 2031-32: 0; Gains in Water Available For Use / Savings in Demand under the selected programme (Ml/d) input as +ve 2032-33: 0; Gains in Water Available For Use / Savings in Demand under the selected programme (Ml/d) input as +ve 2033-34: 0; Gains in Water Available For Use / Savings in Demand under the selected programme (Ml/d) input as +ve 2034-35: 0; Gains in Water Available For Use / Savings in Demand under the selected programme (Ml/d) input as +ve 2035-36: 0; Gains in Water Available For Use / Savings in Demand under the selected programme (Ml/d) input as +ve 2036-37: 44.4; Gains in Water Available For Use / Savings in Demand under the selected programme (Ml/d) input as +ve 2037-38: 44.4; Gains in Water Available For Use / Savings in Demand under the selected programme (Ml/d) input as +ve 2038-39: 44.4; Gains in Water Available For Use / Savings in Demand under the selected programme (Ml/d) input as +ve 2039-40: 44.4; Gains in Water Available For Use / Savings in Demand under the selected programme (Ml/d) input as +ve 2040-41: 44.4; Gains in Water Available For Use / Savings in Demand under the selected programme (Ml/d) input as +ve 2041-42: 44.4; Gains in Water Available For Use / Savings in Demand under the selected programme (Ml/d) input as +ve 2042-43: 44.4; Gains in Water Available For Use / Savings in Demand under the selected programme (Ml/d) input as +ve 2043-44: 44.4; Gains in Water Available For Use / Savings in Demand under the selected programme (Ml/d) input as +ve 2044-45: 44.4; Gains in Water Available For Use / Savings in Demand under the selected programme (Ml/d) input as +ve 2045-46: 44.4; Gains in Water Available For Use / Savings in Demand under the selected programme (Ml/d) input as +ve 2046-47: 44.4; Gains in Water Available For Use / Savings in Demand under the selected programme (Ml/d) input as +ve 2047-48: 44.4; Gains in Water Available For Use / Savings in Demand under the selected programme (Ml/d) input as +ve 2048-49: 44.4; Gains in Water Available For Use / Savings in Demand under the selected programme (Ml/d) input as +ve 2049-50: 44.4
52aA | Adjustment for Licence cap scenario 8 | LC03 | Other changes to DO | Resource Options | N | Least Cost | AWSFND | Ml/d | 2 | Gains in Water Available For Use / Savings in Demand under the selected programme (Ml/d) input as +ve 2025-26: 5.95; Gains in Water Available For Use / Savings in Demand under the selected programme (Ml/d) input as +ve 2026-27: 5.95; Gains in Water Available For Use / Savings in Demand under the selected programme (Ml/d) input as +ve 2027-28: 5.95; Gains in Water Available For Use / Savings in Demand under the selected programme (Ml/d) input as +ve 2028-29: 5.95; Gains in Water Available For Use / Savings in Demand under the selected programme (Ml/d) input as +ve 2029-30: 5.95; Gains in Water Available For Use / Savings in Demand under the selected programme (Ml/d) input as +ve 2030-31: 6.5; Gains in Water Available For Use / Savings in Demand under the selected programme (Ml/d) input as +ve 2031-32: 6.5; Gains in Water Available For Use / Savings in Demand under the selected programme (Ml/d) input as +ve 2032-33: 6.5; Gains in Water Available For Use / Savings in Demand under the selected programme (Ml/d) input as +ve 2033-34: 6.5; Gains in Water Available For Use / Savings in Demand under the selected programme (Ml/d) input as +ve 2034-35: 6.5; Gains in Water Available For Use / Savings in Demand under the selected programme (Ml/d) input as +ve 2035-36: 6.5; Gains in Water Available For Use / Savings in Demand under the selected programme (Ml/d) input as +ve 2036-37: 0; Gains in Water Available For Use / Savings in Demand under the selected programme (Ml/d) input as +ve 2037-38: 0; Gains in Water Available For Use / Savings in Demand under the selected programme (Ml/d) input as +ve 2038-39: 0; Gains in Water Available For Use / Savings in Demand under the selected programme (Ml/d) input as +ve 2039-40: 0; Gains in Water Available For Use / Savings in Demand under the selected programme (Ml/d) input as +ve 2040-41: 0; Gains in Water Available For Use / Savings in Demand under the selected programme (Ml/d) input as +ve 2041-42: 0; Gains in Water Available For Use / Savings in Demand under the selected programme (Ml/d) input as +ve 2042-43: 0; Gains in Water Available For Use / Savings in Demand under the selected programme (Ml/d) input as +ve 2043-44: 0; Gains in Water Available For Use / Savings in Demand under the selected programme (Ml/d) input as +ve 2044-45: 0; Gains in Water Available For Use / Savings in Demand under the selected programme (Ml/d) input as +ve 2045-46: 0; Gains in Water Available For Use / Savings in Demand under the selected programme (Ml/d) input as +ve 2046-47: 0; Gains in Water Available For Use / Savings in Demand under the selected programme (Ml/d) input as +ve 2047-48: 0; Gains in Water Available For Use / Savings in Demand under the selected programme (Ml/d) input as +ve 2048-49: 0; Gains in Water Available For Use / Savings in Demand under the selected programme (Ml/d) input as +ve 2049-50: 0
52aA | Adjustment to 1:200 drought | DA02 | Other changes to DO | Resource Options | N | Least Cost | AWSFND | Ml/d | 2 | Gains in Water Available For Use / Savings in Demand under the selected programme (Ml/d) input as +ve 2025-26: 8.84; Gains in Water Available For Use / Savings in Demand under the selected programme (Ml/d) input as +ve 2026-27: 8.87; Gains in Water Available For Use / Savings in Demand under the selected programme (Ml/d) input as +ve 2027-28: 8.89; Gains in Water Available For Use / Savings in Demand under the selected programme (Ml/d) input as +ve 2028-29: 8.9; Gains in Water Available For Use / Savings in Demand under the selected programme (Ml/d) input as +ve 2029-30: 8.92; Gains in Water Available For Use / Savings in Demand under the selected programme (Ml/d) input as +ve 2030-31: 7.84; Gains in Water Available For Use / Savings in Demand under the selected programme (Ml/d) input as +ve 2031-32: 7.86; Gains in Water Available For Use / Savings in Demand under the selected programme (Ml/d) input as +ve 2032-33: 7.88; Gains in Water Available For Use / Savings in Demand under the selected programme (Ml/d) input as +ve 2033-34: 7.9; Gains in Water Available For Use / Savings in Demand under the selected programme (Ml/d) input as +ve 2034-35: 7.92; Gains in Water Available For Use / Savings in Demand under the selected programme (Ml/d) input as +ve 2035-36: 7.95; Gains in Water Available For Use / Savings in Demand under the selected programme (Ml/d) input as +ve 2036-37: 7.97; Gains in Water Available For Use / Savings in Demand under the selected programme (Ml/d) input as +ve 2037-38: 7.99; Gains in Water Available For Use / Savings in Demand under the selected programme (Ml/d) input as +ve 2038-39: 8.01; Gains in Water Available For Use / Savings in Demand under the selected programme (Ml/d) input as +ve 2039-40: 0; Gains in Water Available For Use / Savings in Demand under the selected programme (Ml/d) input as +ve 2040-41: 0; Gains in Water Available For Use / Savings in Demand under the selected programme (Ml/d) input as +ve 2041-42: 0; Gains in Water Available For Use / Savings in Demand under the selected programme (Ml/d) input as +ve 2042-43: 0; Gains in Water Available For Use / Savings in Demand under the selected programme (Ml/d) input as +ve 2043-44: 0; Gains in Water Available For Use / Savings in Demand under the selected programme (Ml/d) input as +ve 2044-45: 0; Gains in Water Available For Use / Savings in Demand under the selected programme (Ml/d) input as +ve 2045-46: 0; Gains in Water Available For Use / Savings in Demand under the selected programme (Ml/d) input as +ve 2046-47: 0; Gains in Water Available For Use / Savings in Demand under the selected programme (Ml/d) input as +ve 2047-48: 0; Gains in Water Available For Use / Savings in Demand under the selected programme (Ml/d) input as +ve 2048-49: 0; Gains in Water Available For Use / Savings in Demand under the selected programme (Ml/d) input as +ve 2049-50: 0
52aA | Marham abstraction relocation | FND22 | New surface water | Resource Options | N | Least Cost | AWSFND | Ml/d | 2 | Gains in Water Available For Use / Savings in Demand under the selected programme (Ml/d) input as +ve 2025-26: 0; Gains in Water Available For Use / Savings in Demand under the selected programme (Ml/d) input as +ve 2026-27: 0; Gains in Water Available For Use / Savings in Demand under the selected programme (Ml/d) input as +ve 2027-28: 0; Gains in Water Available For Use / Savings in Demand under the selected programme (Ml/d) input as +ve 2028-29: 0; Gains in Water Available For Use / Savings in Demand under the selected programme (Ml/d) input as +ve 2029-30: 0; Gains in Water Available For Use / Savings in Demand under the selected programme (Ml/d) input as +ve 2030-31: 7.9; Gains in Water Available For Use / Savings in Demand under the selected programme (Ml/d) input as +ve 2031-32: 7.9; Gains in Water Available For Use / Savings in Demand under the selected programme (Ml/d) input as +ve 2032-33: 7.9; Gains in Water Available For Use / Savings in Demand under the selected programme (Ml/d) input as +ve 2033-34: 7.9; Gains in Water Available For Use / Savings in Demand under the selected programme (Ml/d) input as +ve 2034-35: 7.9; Gains in Water Available For Use / Savings in Demand under the selected programme (Ml/d) input as +ve 2035-36: 7.9; Gains in Water Available For Use / Savings in Demand under the selected programme (Ml/d) input as +ve 2036-37: 7.9; Gains in Water Available For Use / Savings in Demand under the selected programme (Ml/d) input as +ve 2037-38: 7.9; Gains in Water Available For Use / Savings in Demand under the selected programme (Ml/d) input as +ve 2038-39: 7.9; Gains in Water Available For Use / Savings in Demand under the selected programme (Ml/d) input as +ve 2039-40: 12.3; Gains in Water Available For Use / Savings in Demand under the selected programme (Ml/d) input as +ve 2040-41: 12.3; Gains in Water Available For Use / Savings in Demand under the selected programme (Ml/d) input as +ve 2041-42: 12.3; Gains in Water Available For Use / Savings in Demand under the selected programme (Ml/d) input as +ve 2042-43: 12.3; Gains in Water Available For Use / Savings in Demand under the selected programme (Ml/d) input as +ve 2043-44: 12.3; Gains in Water Available For Use / Savings in Demand under the selected programme (Ml/d) input as +ve 2044-45: 12.3; Gains in Water Available For Use / Savings in Demand under the selected programme (Ml/d) input as +ve 2045-46: 12.3; Gains in Water Available For Use / Savings in Demand under the selected programme (Ml/d) input as +ve 2046-47: 12.3; Gains in Water Available For Use / Savings in Demand under the selected programme (Ml/d) input as +ve 2047-48: 12.3; Gains in Water Available For Use / Savings in Demand under the selected programme (Ml/d) input as +ve 2048-49: 12.3; Gains in Water Available For Use / Savings in Demand under the selected programme (Ml/d) input as +ve 2049-50: 12.3
52aA | Fens reservoir 50 MCMD high yield | FND29 | New reservoir | Resource Options | N | Least Cost | AWSFND | Ml/d | 2 | Gains in Water Available For Use / Savings in Demand under the selected programme (Ml/d) input as +ve 2025-26: 0; Gains in Water Available For Use / Savings in Demand under the selected programme (Ml/d) input as +ve 2026-27: 0; Gains in Water Available For Use / Savings in Demand under the selected programme (Ml/d) input as +ve 2027-28: 0; Gains in Water Available For Use / Savings in Demand under the selected programme (Ml/d) input as +ve 2028-29: 0; Gains in Water Available For Use / Savings in Demand under the selected programme (Ml/d) input as +ve 2029-30: 0; Gains in Water Available For Use / Savings in Demand under the selected programme (Ml/d) input as +ve 2030-31: 0; Gains in Water Available For Use / Savings in Demand under the selected programme (Ml/d) input as +ve 2031-32: 0; Gains in Water Available For Use / Savings in Demand under the selected programme (Ml/d) input as +ve 2032-33: 0; Gains in Water Available For Use / Savings in Demand under the selected programme (Ml/d) input as +ve 2033-34: 0; Gains in Water Available For Use / Savings in Demand under the selected programme (Ml/d) input as +ve 2034-35: 0; Gains in Water Available For Use / Savings in Demand under the selected programme (Ml/d) input as +ve 2035-36: 0; Gains in Water Available For Use / Savings in Demand under the selected programme (Ml/d) input as +ve 2036-37: 44.4; Gains in Water Available For Use / Savings in Demand under the selected programme (Ml/d) input as +ve 2037-38: 44.4; Gains in Water Available For Use / Savings in Demand under the selected programme (Ml/d) input as +ve 2038-39: 44.4; Gains in Water Available For Use / Savings in Demand under the selected programme (Ml/d) input as +ve 2039-40: 44.4; Gains in Water Available For Use / Savings in Demand under the selected programme (Ml/d) input as +ve 2040-41: 44.4; Gains in Water Available For Use / Savings in Demand under the selected programme (Ml/d) input as +ve 2041-42: 44.4; Gains in Water Available For Use / Savings in Demand under the selected programme (Ml/d) input as +ve 2042-43: 44.4; Gains in Water Available For Use / Savings in Demand under the selected programme (Ml/d) input as +ve 2043-44: 44.4; Gains in Water Available For Use / Savings in Demand under the selected programme (Ml/d) input as +ve 2044-45: 44.4; Gains in Water Available For Use / Savings in Demand under the selected programme (Ml/d) input as +ve 2045-46: 44.4; Gains in Water Available For Use / Savings in Demand under the selected programme (Ml/d) input as +ve 2046-47: 44.4; Gains in Water Available For Use / Savings in Demand under the selected programme (Ml/d) input as +ve 2047-48: 44.4; Gains in Water Available For Use / Savings in Demand under the selected programme (Ml/d) input as +ve 2048-49: 44.4; Gains in Water Available For Use / Savings in Demand under the selected programme (Ml/d) input as +ve 2049-50: 44.4
52aP | Adjustment for Licence cap scenario 8 | LC03 | Other changes to DO | Resource Options | N | Preferred | AWSFND | Ml/d | 2 | Gains in Water Available For Use / Savings in Demand under the selected programme (Ml/d) input as +ve 2025-26: 5.95; Gains in Water Available For Use / Savings in Demand under the selected programme (Ml/d) input as +ve 2026-27: 5.95; Gains in Water Available For Use / Savings in Demand under the selected programme (Ml/d) input as +ve 2027-28: 5.95; Gains in Water Available For Use / Savings in Demand under the selected programme (Ml/d) input as +ve 2028-29: 5.95; Gains in Water Available For Use / Savings in Demand under the selected programme (Ml/d) input as +ve 2029-30: 5.95; Gains in Water Available For Use / Savings in Demand under the selected programme (Ml/d) input as +ve 2030-31: 6.5; Gains in Water Available For Use / Savings in Demand under the selected programme (Ml/d) input as +ve 2031-32: 6.5; Gains in Water Available For Use / Savings in Demand under the selected programme (Ml/d) input as +ve 2032-33: 6.5; Gains in Water Available For Use / Savings in Demand under the selected programme (Ml/d) input as +ve 2033-34: 6.5; Gains in Water Available For Use / Savings in Demand under the selected programme (Ml/d) input as +ve 2034-35: 6.5; Gains in Water Available For Use / Savings in Demand under the selected programme (Ml/d) input as +ve 2035-36: 6.5; Gains in Water Available For Use / Savings in Demand under the selected programme (Ml/d) input as +ve 2036-37: 0; Gains in Water Available For Use / Savings in Demand under the selected programme (Ml/d) input as +ve 2037-38: 0; Gains in Water Available For Use / Savings in Demand under the selected programme (Ml/d) input as +ve 2038-39: 0; Gains in Water Available For Use / Savings in Demand under the selected programme (Ml/d) input as +ve 2039-40: 0; Gains in Water Available For Use / Savings in Demand under the selected programme (Ml/d) input as +ve 2040-41: 0; Gains in Water Available For Use / Savings in Demand under the selected programme (Ml/d) input as +ve 2041-42: 0; Gains in Water Available For Use / Savings in Demand under the selected programme (Ml/d) input as +ve 2042-43: 0; Gains in Water Available For Use / Savings in Demand under the selected programme (Ml/d) input as +ve 2043-44: 0; Gains in Water Available For Use / Savings in Demand under the selected programme (Ml/d) input as +ve 2044-45: 0; Gains in Water Available For Use / Savings in Demand under the selected programme (Ml/d) input as +ve 2045-46: 0; Gains in Water Available For Use / Savings in Demand under the selected programme (Ml/d) input as +ve 2046-47: 0; Gains in Water Available For Use / Savings in Demand under the selected programme (Ml/d) input as +ve 2047-48: 0; Gains in Water Available For Use / Savings in Demand under the selected programme (Ml/d) input as +ve 2048-49: 0; Gains in Water Available For Use / Savings in Demand under the selected programme (Ml/d) input as +ve 2049-50: 0
52aP | Adjustment to 1:200 drought | DA02 | Other changes to DO | Resource Options | N | Preferred | AWSFND | Ml/d | 2 | Gains in Water Available For Use / Savings in Demand under the selected programme (Ml/d) input as +ve 2025-26: 8.84; Gains in Water Available For Use / Savings in Demand under the selected programme (Ml/d) input as +ve 2026-27: 8.87; Gains in Water Available For Use / Savings in Demand under the selected programme (Ml/d) input as +ve 2027-28: 8.89; Gains in Water Available For Use / Savings in Demand under the selected programme (Ml/d) input as +ve 2028-29: 8.9; Gains in Water Available For Use / Savings in Demand under the selected programme (Ml/d) input as +ve 2029-30: 8.92; Gains in Water Available For Use / Savings in Demand under the selected programme (Ml/d) input as +ve 2030-31: 7.84; Gains in Water Available For Use / Savings in Demand under the selected programme (Ml/d) input as +ve 2031-32: 7.86; Gains in Water Available For Use / Savings in Demand under the selected programme (Ml/d) input as +ve 2032-33: 7.88; Gains in Water Available For Use / Savings in Demand under the selected programme (Ml/d) input as +ve 2033-34: 7.9; Gains in Water Available For Use / Savings in Demand under the selected programme (Ml/d) input as +ve 2034-35: 7.92; Gains in Water Available For Use / Savings in Demand under the selected programme (Ml/d) input as +ve 2035-36: 7.95; Gains in Water Available For Use / Savings in Demand under the selected programme (Ml/d) input as +ve 2036-37: 7.97; Gains in Water Available For Use / Savings in Demand under the selected programme (Ml/d) input as +ve 2037-38: 7.99; Gains in Water Available For Use / Savings in Demand under the selected programme (Ml/d) input as +ve 2038-39: 8.01; Gains in Water Available For Use / Savings in Demand under the selected programme (Ml/d) input as +ve 2039-40: 0; Gains in Water Available For Use / Savings in Demand under the selected programme (Ml/d) input as +ve 2040-41: 0; Gains in Water Available For Use / Savings in Demand under the selected programme (Ml/d) input as +ve 2041-42: 0; Gains in Water Available For Use / Savings in Demand under the selected programme (Ml/d) input as +ve 2042-43: 0; Gains in Water Available For Use / Savings in Demand under the selected programme (Ml/d) input as +ve 2043-44: 0; Gains in Water Available For Use / Savings in Demand under the selected programme (Ml/d) input as +ve 2044-45: 0; Gains in Water Available For Use / Savings in Demand under the selected programme (Ml/d) input as +ve 2045-46: 0; Gains in Water Available For Use / Savings in Demand under the selected programme (Ml/d) input as +ve 2046-47: 0; Gains in Water Available For Use / Savings in Demand under the selected programme (Ml/d) input as +ve 2047-48: 0; Gains in Water Available For Use / Savings in Demand under the selected programme (Ml/d) input as +ve 2048-49: 0; Gains in Water Available For Use / Savings in Demand under the selected programme (Ml/d) input as +ve 2049-50: 0
52aP | Marham abstraction relocation | FND22 | New surface water | Resource Options | N | Preferred | AWSFND | Ml/d | 2 | Gains in Water Available For Use / Savings in Demand under the selected programme (Ml/d) input as +ve 2025-26: 0; Gains in Water Available For Use / Savings in Demand under the selected programme (Ml/d) input as +ve 2026-27: 0; Gains in Water Available For Use / Savings in Demand under the selected programme (Ml/d) input as +ve 2027-28: 0; Gains in Water Available For Use / Savings in Demand under the selected programme (Ml/d) input as +ve 2028-29: 0; Gains in Water Available For Use / Savings in Demand under the selected programme (Ml/d) input as +ve 2029-30: 0; Gains in Water Available For Use / Savings in Demand under the selected programme (Ml/d) input as +ve 2030-31: 7.9; Gains in Water Available For Use / Savings in Demand under the selected programme (Ml/d) input as +ve 2031-32: 7.9; Gains in Water Available For Use / Savings in Demand under the selected programme (Ml/d) input as +ve 2032-33: 7.9; Gains in Water Available For Use / Savings in Demand under the selected programme (Ml/d) input as +ve 2033-34: 7.9; Gains in Water Available For Use / Savings in Demand under the selected programme (Ml/d) input as +ve 2034-35: 7.9; Gains in Water Available For Use / Savings in Demand under the selected programme (Ml/d) input as +ve 2035-36: 7.9; Gains in Water Available For Use / Savings in Demand under the selected programme (Ml/d) input as +ve 2036-37: 7.9; Gains in Water Available For Use / Savings in Demand under the selected programme (Ml/d) input as +ve 2037-38: 7.9; Gains in Water Available For Use / Savings in Demand under the selected programme (Ml/d) input as +ve 2038-39: 7.9; Gains in Water Available For Use / Savings in Demand under the selected programme (Ml/d) input as +ve 2039-40: 12.3; Gains in Water Available For Use / Savings in Demand under the selected programme (Ml/d) input as +ve 2040-41: 12.3; Gains in Water Available For Use / Savings in Demand under the selected programme (Ml/d) input as +ve 2041-42: 12.3; Gains in Water Available For Use / Savings in Demand under the selected programme (Ml/d) input as +ve 2042-43: 12.3; Gains in Water Available For Use / Savings in Demand under the selected programme (Ml/d) input as +ve 2043-44: 12.3; Gains in Water Available For Use / Savings in Demand under the selected programme (Ml/d) input as +ve 2044-45: 12.3; Gains in Water Available For Use / Savings in Demand under the selected programme (Ml/d) input as +ve 2045-46: 12.3; Gains in Water Available For Use / Savings in Demand under the selected programme (Ml/d) input as +ve 2046-47: 12.3; Gains in Water Available For Use / Savings in Demand under the selected programme (Ml/d) input as +ve 2047-48: 12.3; Gains in Water Available For Use / Savings in Demand under the selected programme (Ml/d) input as +ve 2048-49: 12.3; Gains in Water Available For Use / Savings in Demand under the selected programme (Ml/d) input as +ve 2049-50: 12.3
52aP | Fens reservoir 50 MCMD high yield | FND29 | New reservoir | Resource Options | N | Preferred | AWSFND | Ml/d | 2 | Gains in Water Available For Use / Savings in Demand under the selected programme (Ml/d) input as +ve 2025-26: 0; Gains in Water Available For Use / Savings in Demand under the selected programme (Ml/d) input as +ve 2026-27: 0; Gains in Water Available For Use / Savings in Demand under the selected programme (Ml/d) input as +ve 2027-28: 0; Gains in Water Available For Use / Savings in Demand under the selected programme (Ml/d) input as +ve 2028-29: 0; Gains in Water Available For Use / Savings in Demand under the selected programme (Ml/d) input as +ve 2029-30: 0; Gains in Water Available For Use / Savings in Demand under the selected programme (Ml/d) input as +ve 2030-31: 0; Gains in Water Available For Use / Savings in Demand under the selected programme (Ml/d) input as +ve 2031-32: 0; Gains in Water Available For Use / Savings in Demand under the selected programme (Ml/d) input as +ve 2032-33: 0; Gains in Water Available For Use / Savings in Demand under the selected programme (Ml/d) input as +ve 2033-34: 0; Gains in Water Available For Use / Savings in Demand under the selected programme (Ml/d) input as +ve 2034-35: 0; Gains in Water Available For Use / Savings in Demand under the selected programme (Ml/d) input as +ve 2035-36: 0; Gains in Water Available For Use / Savings in Demand under the selected programme (Ml/d) input as +ve 2036-37: 44.4; Gains in Water Available For Use / Savings in Demand under the selected programme (Ml/d) input as +ve 2037-38: 44.4; Gains in Water Available For Use / Savings in Demand under the selected programme (Ml/d) input as +ve 2038-39: 44.4; Gains in Water Available For Use / Savings in Demand under the selected programme (Ml/d) input as +ve 2039-40: 44.4; Gains in Water Available For Use / Savings in Demand under the selected programme (Ml/d) input as +ve 2040-41: 44.4; Gains in Water Available For Use / Savings in Demand under the selected programme (Ml/d) input as +ve 2041-42: 44.4; Gains in Water Available For Use / Savings in Demand under the selected programme (Ml/d) input as +ve 2042-43: 44.4; Gains in Water Available For Use / Savings in Demand under the selected programme (Ml/d) input as +ve 2043-44: 44.4; Gains in Water Available For Use / Savings in Demand under the selected programme (Ml/d) input as +ve 2044-45: 44.4; Gains in Water Available For Use / Savings in Demand under the selected programme (Ml/d) input as +ve 2045-46: 44.4; Gains in Water Available For Use / Savings in Demand under the selected programme (Ml/d) input as +ve 2046-47: 44.4; Gains in Water Available For Use / Savings in Demand under the selected programme (Ml/d) input as +ve 2047-48: 44.4; Gains in Water Available For Use / Savings in Demand under the selected programme (Ml/d) input as +ve 2048-49: 44.4; Gains in Water Available For Use / Savings in Demand under the selected programme (Ml/d) input as +ve 2049-50: 44.4
52bA | Fenland WTW Backwash water recovery | FND26 | Water treatment works loss recovery | Production Options | N | Ofwat Core | AWSFND | Ml/d | 2 | Gains in Water Available For Use / Savings in Demand under the selected programme (Ml/d) input as +ve 2025-26: 0; Gains in Water Available For Use / Savings in Demand under the selected programme (Ml/d) input as +ve 2026-27: 0; Gains in Water Available For Use / Savings in Demand under the selected programme (Ml/d) input as +ve 2027-28: 0; Gains in Water Available For Use / Savings in Demand under the selected programme (Ml/d) input as +ve 2028-29: 0; Gains in Water Available For Use / Savings in Demand under the selected programme (Ml/d) input as +ve 2029-30: 0; Gains in Water Available For Use / Savings in Demand under the selected programme (Ml/d) input as +ve 2030-31: 0.24; Gains in Water Available For Use / Savings in Demand under the selected programme (Ml/d) input as +ve 2031-32: 0.24; Gains in Water Available For Use / Savings in Demand under the selected programme (Ml/d) input as +ve 2032-33: 0.24; Gains in Water Available For Use / Savings in Demand under the selected programme (Ml/d) input as +ve 2033-34: 0.24; Gains in Water Available For Use / Savings in Demand under the selected programme (Ml/d) input as +ve 2034-35: 0.24; Gains in Water Available For Use / Savings in Demand under the selected programme (Ml/d) input as +ve 2035-36: 0.24; Gains in Water Available For Use / Savings in Demand under the selected programme (Ml/d) input as +ve 2036-37: 0.24; Gains in Water Available For Use / Savings in Demand under the selected programme (Ml/d) input as +ve 2037-38: 0.24; Gains in Water Available For Use / Savings in Demand under the selected programme (Ml/d) input as +ve 2038-39: 0.24; Gains in Water Available For Use / Savings in Demand under the selected programme (Ml/d) input as +ve 2039-40: 0.24; Gains in Water Available For Use / Savings in Demand under the selected programme (Ml/d) input as +ve 2040-41: 0.24; Gains in Water Available For Use / Savings in Demand under the selected programme (Ml/d) input as +ve 2041-42: 0.24; Gains in Water Available For Use / Savings in Demand under the selected programme (Ml/d) input as +ve 2042-43: 0.24; Gains in Water Available For Use / Savings in Demand under the selected programme (Ml/d) input as +ve 2043-44: 0.24; Gains in Water Available For Use / Savings in Demand under the selected programme (Ml/d) input as +ve 2044-45: 0.24; Gains in Water Available For Use / Savings in Demand under the selected programme (Ml/d) input as +ve 2045-46: 0.24; Gains in Water Available For Use / Savings in Demand under the selected programme (Ml/d) input as +ve 2046-47: 0.24; Gains in Water Available For Use / Savings in Demand under the selected programme (Ml/d) input as +ve 2047-48: 0.24; Gains in Water Available For Use / Savings in Demand under the selected programme (Ml/d) input as +ve 2048-49: 0.24; Gains in Water Available For Use / Savings in Demand under the selected programme (Ml/d) input as +ve 2049-50: 0.24
52bA | Fenland WTW Backwash water recovery | FND26 | Water treatment works loss recovery | Production Options | N | Least Cost | AWSFND | Ml/d | 2 | Gains in Water Available For Use / Savings in Demand under the selected programme (Ml/d) input as +ve 2025-26: 0; Gains in Water Available For Use / Savings in Demand under the selected programme (Ml/d) input as +ve 2026-27: 0; Gains in Water Available For Use / Savings in Demand under the selected programme (Ml/d) input as +ve 2027-28: 0; Gains in Water Available For Use / Savings in Demand under the selected programme (Ml/d) input as +ve 2028-29: 0; Gains in Water Available For Use / Savings in Demand under the selected programme (Ml/d) input as +ve 2029-30: 0; Gains in Water Available For Use / Savings in Demand under the selected programme (Ml/d) input as +ve 2030-31: 0; Gains in Water Available For Use / Savings in Demand under the selected programme (Ml/d) input as +ve 2031-32: 0; Gains in Water Available For Use / Savings in Demand under the selected programme (Ml/d) input as +ve 2032-33: 0; Gains in Water Available For Use / Savings in Demand under the selected programme (Ml/d) input as +ve 2033-34: 0; Gains in Water Available For Use / Savings in Demand under the selected programme (Ml/d) input as +ve 2034-35: 0.24; Gains in Water Available For Use / Savings in Demand under the selected programme (Ml/d) input as +ve 2035-36: 0.24; Gains in Water Available For Use / Savings in Demand under the selected programme (Ml/d) input as +ve 2036-37: 0.24; Gains in Water Available For Use / Savings in Demand under the selected programme (Ml/d) input as +ve 2037-38: 0.24; Gains in Water Available For Use / Savings in Demand under the selected programme (Ml/d) input as +ve 2038-39: 0.24; Gains in Water Available For Use / Savings in Demand under the selected programme (Ml/d) input as +ve 2039-40: 0.24; Gains in Water Available For Use / Savings in Demand under the selected programme (Ml/d) input as +ve 2040-41: 0.24; Gains in Water Available For Use / Savings in Demand under the selected programme (Ml/d) input as +ve 2041-42: 0.24; Gains in Water Available For Use / Savings in Demand under the selected programme (Ml/d) input as +ve 2042-43: 0.24; Gains in Water Available For Use / Savings in Demand under the selected programme (Ml/d) input as +ve 2043-44: 0.24; Gains in Water Available For Use / Savings in Demand under the selected programme (Ml/d) input as +ve 2044-45: 0.24; Gains in Water Available For Use / Savings in Demand under the selected programme (Ml/d) input as +ve 2045-46: 0.24; Gains in Water Available For Use / Savings in Demand under the selected programme (Ml/d) input as +ve 2046-47: 0.24; Gains in Water Available For Use / Savings in Demand under the selected programme (Ml/d) input as +ve 2047-48: 0.24; Gains in Water Available For Use / Savings in Demand under the selected programme (Ml/d) input as +ve 2048-49: 0.24; Gains in Water Available For Use / Savings in Demand under the selected programme (Ml/d) input as +ve 2049-50: 0.24
52bP | Fenland WTW Backwash water recovery | FND26 | Water treatment works loss recovery | Production Options | N | Preferred | AWSFND | Ml/d | 2 | Gains in Water Available For Use / Savings in Demand under the selected programme (Ml/d) input as +ve 2025-26: 0; Gains in Water Available For Use / Savings in Demand under the selected programme (Ml/d) input as +ve 2026-27: 0; Gains in Water Available For Use / Savings in Demand under the selected programme (Ml/d) input as +ve 2027-28: 0; Gains in Water Available For Use / Savings in Demand under the selected programme (Ml/d) input as +ve 2028-29: 0; Gains in Water Available For Use / Savings in Demand under the selected programme (Ml/d) input as +ve 2029-30: 0; Gains in Water Available For Use / Savings in Demand under the selected programme (Ml/d) input as +ve 2030-31: 0.24; Gains in Water Available For Use / Savings in Demand under the selected programme (Ml/d) input as +ve 2031-32: 0.24; Gains in Water Available For Use / Savings in Demand under the selected programme (Ml/d) input as +ve 2032-33: 0.24; Gains in Water Available For Use / Savings in Demand under the selected programme (Ml/d) input as +ve 2033-34: 0.24; Gains in Water Available For Use / Savings in Demand under the selected programme (Ml/d) input as +ve 2034-35: 0.24; Gains in Water Available For Use / Savings in Demand under the selected programme (Ml/d) input as +ve 2035-36: 0.24; Gains in Water Available For Use / Savings in Demand under the selected programme (Ml/d) input as +ve 2036-37: 0.24; Gains in Water Available For Use / Savings in Demand under the selected programme (Ml/d) input as +ve 2037-38: 0.24; Gains in Water Available For Use / Savings in Demand under the selected programme (Ml/d) input as +ve 2038-39: 0.24; Gains in Water Available For Use / Savings in Demand under the selected programme (Ml/d) input as +ve 2039-40: 0.24; Gains in Water Available For Use / Savings in Demand under the selected programme (Ml/d) input as +ve 2040-41: 0.24; Gains in Water Available For Use / Savings in Demand under the selected programme (Ml/d) input as +ve 2041-42: 0.24; Gains in Water Available For Use / Savings in Demand under the selected programme (Ml/d) input as +ve 2042-43: 0.24; Gains in Water Available For Use / Savings in Demand under the selected programme (Ml/d) input as +ve 2043-44: 0.24; Gains in Water Available For Use / Savings in Demand under the selected programme (Ml/d) input as +ve 2044-45: 0.24; Gains in Water Available For Use / Savings in Demand under the selected programme (Ml/d) input as +ve 2045-46: 0.24; Gains in Water Available For Use / Savings in Demand under the selected programme (Ml/d) input as +ve 2046-47: 0.24; Gains in Water Available For Use / Savings in Demand under the selected programme (Ml/d) input as +ve 2047-48: 0.24; Gains in Water Available For Use / Savings in Demand under the selected programme (Ml/d) input as +ve 2048-49: 0.24; Gains in Water Available For Use / Savings in Demand under the selected programme (Ml/d) input as +ve 2049-50: 0.24
52cA | Adjustment to existing potable water import | EI03 | Internal potable transfer | Distribution Options | N | Ofwat Core | AWSFND | Ml/d | 2 | Gains in Water Available For Use / Savings in Demand under the selected programme (Ml/d) input as +ve 2025-26: 0; Gains in Water Available For Use / Savings in Demand under the selected programme (Ml/d) input as +ve 2026-27: -0.37; Gains in Water Available For Use / Savings in Demand under the selected programme (Ml/d) input as +ve 2027-28: -0.57; Gains in Water Available For Use / Savings in Demand under the selected programme (Ml/d) input as +ve 2028-29: 0; Gains in Water Available For Use / Savings in Demand under the selected programme (Ml/d) input as +ve 2029-30: 0; Gains in Water Available For Use / Savings in Demand under the selected programme (Ml/d) input as +ve 2030-31: -0.369; Gains in Water Available For Use / Savings in Demand under the selected programme (Ml/d) input as +ve 2031-32: -0.329; Gains in Water Available For Use / Savings in Demand under the selected programme (Ml/d) input as +ve 2032-33: -1.1; Gains in Water Available For Use / Savings in Demand under the selected programme (Ml/d) input as +ve 2033-34: -0.18; Gains in Water Available For Use / Savings in Demand under the selected programme (Ml/d) input as +ve 2034-35: -0.04; Gains in Water Available For Use / Savings in Demand under the selected programme (Ml/d) input as +ve 2035-36: 0; Gains in Water Available For Use / Savings in Demand under the selected programme (Ml/d) input as +ve 2036-37: -22.831; Gains in Water Available For Use / Savings in Demand under the selected programme (Ml/d) input as +ve 2037-38: -21.651; Gains in Water Available For Use / Savings in Demand under the selected programme (Ml/d) input as +ve 2038-39: -20.871; Gains in Water Available For Use / Savings in Demand under the selected programme (Ml/d) input as +ve 2039-40: -23.491; Gains in Water Available For Use / Savings in Demand under the selected programme (Ml/d) input as +ve 2040-41: 0; Gains in Water Available For Use / Savings in Demand under the selected programme (Ml/d) input as +ve 2041-42: 0; Gains in Water Available For Use / Savings in Demand under the selected programme (Ml/d) input as +ve 2042-43: 0; Gains in Water Available For Use / Savings in Demand under the selected programme (Ml/d) input as +ve 2043-44: 0; Gains in Water Available For Use / Savings in Demand under the selected programme (Ml/d) input as +ve 2044-45: 0; Gains in Water Available For Use / Savings in Demand under the selected programme (Ml/d) input as +ve 2045-46: 0; Gains in Water Available For Use / Savings in Demand under the selected programme (Ml/d) input as +ve 2046-47: 0; Gains in Water Available For Use / Savings in Demand under the selected programme (Ml/d) input as +ve 2047-48: 0; Gains in Water Available For Use / Savings in Demand under the selected programme (Ml/d) input as +ve 2048-49: 0; Gains in Water Available For Use / Savings in Demand under the selected programme (Ml/d) input as +ve 2049-50: 0
52cA | Adjustment to existing potable water export | EE02 | Internal potable transfer | Distribution Options | N | Ofwat Core | AWSFND | Ml/d | 2 | Gains in Water Available For Use / Savings in Demand under the selected programme (Ml/d) input as +ve 2025-26: -15.66; Gains in Water Available For Use / Savings in Demand under the selected programme (Ml/d) input as +ve 2026-27: -15.91; Gains in Water Available For Use / Savings in Demand under the selected programme (Ml/d) input as +ve 2027-28: -16; Gains in Water Available For Use / Savings in Demand under the selected programme (Ml/d) input as +ve 2028-29: -16.21; Gains in Water Available For Use / Savings in Demand under the selected programme (Ml/d) input as +ve 2029-30: -16.38; Gains in Water Available For Use / Savings in Demand under the selected programme (Ml/d) input as +ve 2030-31: -7.25; Gains in Water Available For Use / Savings in Demand under the selected programme (Ml/d) input as +ve 2031-32: -7.98; Gains in Water Available For Use / Savings in Demand under the selected programme (Ml/d) input as +ve 2032-33: -3.7; Gains in Water Available For Use / Savings in Demand under the selected programme (Ml/d) input as +ve 2033-34: -4.92; Gains in Water Available For Use / Savings in Demand under the selected programme (Ml/d) input as +ve 2034-35: -5.51; Gains in Water Available For Use / Savings in Demand under the selected programme (Ml/d) input as +ve 2035-36: -5.71; Gains in Water Available For Use / Savings in Demand under the selected programme (Ml/d) input as +ve 2036-37: -5.199; Gains in Water Available For Use / Savings in Demand under the selected programme (Ml/d) input as +ve 2037-38: -7.369; Gains in Water Available For Use / Savings in Demand under the selected programme (Ml/d) input as +ve 2038-39: -8.709; Gains in Water Available For Use / Savings in Demand under the selected programme (Ml/d) input as +ve 2039-40: -5.169; Gains in Water Available For Use / Savings in Demand under the selected programme (Ml/d) input as +ve 2040-41: -11.01; Gains in Water Available For Use / Savings in Demand under the selected programme (Ml/d) input as +ve 2041-42: -11.86; Gains in Water Available For Use / Savings in Demand under the selected programme (Ml/d) input as +ve 2042-43: -12.78; Gains in Water Available For Use / Savings in Demand under the selected programme (Ml/d) input as +ve 2043-44: -13.29; Gains in Water Available For Use / Savings in Demand under the selected programme (Ml/d) input as +ve 2044-45: -13.64; Gains in Water Available For Use / Savings in Demand under the selected programme (Ml/d) input as +ve 2045-46: -15.32; Gains in Water Available For Use / Savings in Demand under the selected programme (Ml/d) input as +ve 2046-47: -15.42; Gains in Water Available For Use / Savings in Demand under the selected programme (Ml/d) input as +ve 2047-48: -15.79; Gains in Water Available For Use / Savings in Demand under the selected programme (Ml/d) input as +ve 2048-49: -16.16; Gains in Water Available For Use / Savings in Demand under the selected programme (Ml/d) input as +ve 2049-50: -16.85
52cA | Fenland to Norfolk Bradenham potable transfer (45 Ml/d) | NBR6 | Internal potable transfer | Distribution Options | N | Ofwat Core | AWSFND | Ml/d | 2 | Gains in Water Available For Use / Savings in Demand under the selected programme (Ml/d) input as +ve 2025-26: 0; Gains in Water Available For Use / Savings in Demand under the selected programme (Ml/d) input as +ve 2026-27: 0; Gains in Water Available For Use / Savings in Demand under the selected programme (Ml/d) input as +ve 2027-28: 0; Gains in Water Available For Use / Savings in Demand under the selected programme (Ml/d) input as +ve 2028-29: 0; Gains in Water Available For Use / Savings in Demand under the selected programme (Ml/d) input as +ve 2029-30: 0; Gains in Water Available For Use / Savings in Demand under the selected programme (Ml/d) input as +ve 2030-31: -17.721; Gains in Water Available For Use / Savings in Demand under the selected programme (Ml/d) input as +ve 2031-32: -17.421; Gains in Water Available For Use / Savings in Demand under the selected programme (Ml/d) input as +ve 2032-33: -21.13; Gains in Water Available For Use / Savings in Demand under the selected programme (Ml/d) input as +ve 2033-34: -20.93; Gains in Water Available For Use / Savings in Demand under the selected programme (Ml/d) input as +ve 2034-35: -20.69; Gains in Water Available For Use / Savings in Demand under the selected programme (Ml/d) input as +ve 2035-36: -21.45; Gains in Water Available For Use / Savings in Demand under the selected programme (Ml/d) input as +ve 2036-37: -38; Gains in Water Available For Use / Savings in Demand under the selected programme (Ml/d) input as +ve 2037-38: -37.4; Gains in Water Available For Use / Savings in Demand under the selected programme (Ml/d) input as +ve 2038-39: -37.18; Gains in Water Available For Use / Savings in Demand under the selected programme (Ml/d) input as +ve 2039-40: -35.29; Gains in Water Available For Use / Savings in Demand under the selected programme (Ml/d) input as +ve 2040-41: -42.04; Gains in Water Available For Use / Savings in Demand under the selected programme (Ml/d) input as +ve 2041-42: -41.57; Gains in Water Available For Use / Savings in Demand under the selected programme (Ml/d) input as +ve 2042-43: -40.96; Gains in Water Available For Use / Savings in Demand under the selected programme (Ml/d) input as +ve 2043-44: -40.62; Gains in Water Available For Use / Savings in Demand under the selected programme (Ml/d) input as +ve 2044-45: -40.3; Gains in Water Available For Use / Savings in Demand under the selected programme (Ml/d) input as +ve 2045-46: -39.26; Gains in Water Available For Use / Savings in Demand under the selected programme (Ml/d) input as +ve 2046-47: -39.18; Gains in Water Available For Use / Savings in Demand under the selected programme (Ml/d) input as +ve 2047-48: -38.98; Gains in Water Available For Use / Savings in Demand under the selected programme (Ml/d) input as +ve 2048-49: -38.73; Gains in Water Available For Use / Savings in Demand under the selected programme (Ml/d) input as +ve 2049-50: -38.11
52cA | Adjustment to existing potable water import | EI03 | Internal potable transfer | Distribution Options | N | Least Cost | AWSFND | Ml/d | 2 | Gains in Water Available For Use / Savings in Demand under the selected programme (Ml/d) input as +ve 2025-26: 0; Gains in Water Available For Use / Savings in Demand under the selected programme (Ml/d) input as +ve 2026-27: -0.37; Gains in Water Available For Use / Savings in Demand under the selected programme (Ml/d) input as +ve 2027-28: -0.57; Gains in Water Available For Use / Savings in Demand under the selected programme (Ml/d) input as +ve 2028-29: 0; Gains in Water Available For Use / Savings in Demand under the selected programme (Ml/d) input as +ve 2029-30: 0; Gains in Water Available For Use / Savings in Demand under the selected programme (Ml/d) input as +ve 2030-31: -0.369; Gains in Water Available For Use / Savings in Demand under the selected programme (Ml/d) input as +ve 2031-32: -0.329; Gains in Water Available For Use / Savings in Demand under the selected programme (Ml/d) input as +ve 2032-33: -1.1; Gains in Water Available For Use / Savings in Demand under the selected programme (Ml/d) input as +ve 2033-34: -0.18; Gains in Water Available For Use / Savings in Demand under the selected programme (Ml/d) input as +ve 2034-35: -0.04; Gains in Water Available For Use / Savings in Demand under the selected programme (Ml/d) input as +ve 2035-36: 0; Gains in Water Available For Use / Savings in Demand under the selected programme (Ml/d) input as +ve 2036-37: -22.831; Gains in Water Available For Use / Savings in Demand under the selected programme (Ml/d) input as +ve 2037-38: -21.651; Gains in Water Available For Use / Savings in Demand under the selected programme (Ml/d) input as +ve 2038-39: -20.871; Gains in Water Available For Use / Savings in Demand under the selected programme (Ml/d) input as +ve 2039-40: -23.491; Gains in Water Available For Use / Savings in Demand under the selected programme (Ml/d) input as +ve 2040-41: 0; Gains in Water Available For Use / Savings in Demand under the selected programme (Ml/d) input as +ve 2041-42: 0; Gains in Water Available For Use / Savings in Demand under the selected programme (Ml/d) input as +ve 2042-43: 0; Gains in Water Available For Use / Savings in Demand under the selected programme (Ml/d) input as +ve 2043-44: 0; Gains in Water Available For Use / Savings in Demand under the selected programme (Ml/d) input as +ve 2044-45: 0; Gains in Water Available For Use / Savings in Demand under the selected programme (Ml/d) input as +ve 2045-46: 0; Gains in Water Available For Use / Savings in Demand under the selected programme (Ml/d) input as +ve 2046-47: 0; Gains in Water Available For Use / Savings in Demand under the selected programme (Ml/d) input as +ve 2047-48: 0; Gains in Water Available For Use / Savings in Demand under the selected programme (Ml/d) input as +ve 2048-49: 0; Gains in Water Available For Use / Savings in Demand under the selected programme (Ml/d) input as +ve 2049-50: 0
52cA | Adjustment to existing potable water export | EE02 | Internal potable transfer | Distribution Options | N | Least Cost | AWSFND | Ml/d | 2 | Gains in Water Available For Use / Savings in Demand under the selected programme (Ml/d) input as +ve 2025-26: -15.66; Gains in Water Available For Use / Savings in Demand under the selected programme (Ml/d) input as +ve 2026-27: -15.91; Gains in Water Available For Use / Savings in Demand under the selected programme (Ml/d) input as +ve 2027-28: -16; Gains in Water Available For Use / Savings in Demand under the selected programme (Ml/d) input as +ve 2028-29: -16.21; Gains in Water Available For Use / Savings in Demand under the selected programme (Ml/d) input as +ve 2029-30: -16.38; Gains in Water Available For Use / Savings in Demand under the selected programme (Ml/d) input as +ve 2030-31: -7.25; Gains in Water Available For Use / Savings in Demand under the selected programme (Ml/d) input as +ve 2031-32: -7.98; Gains in Water Available For Use / Savings in Demand under the selected programme (Ml/d) input as +ve 2032-33: -3.7; Gains in Water Available For Use / Savings in Demand under the selected programme (Ml/d) input as +ve 2033-34: -4.92; Gains in Water Available For Use / Savings in Demand under the selected programme (Ml/d) input as +ve 2034-35: -5.68; Gains in Water Available For Use / Savings in Demand under the selected programme (Ml/d) input as +ve 2035-36: -5.96; Gains in Water Available For Use / Savings in Demand under the selected programme (Ml/d) input as +ve 2036-37: -5.449; Gains in Water Available For Use / Savings in Demand under the selected programme (Ml/d) input as +ve 2037-38: -7.619; Gains in Water Available For Use / Savings in Demand under the selected programme (Ml/d) input as +ve 2038-39: -8.959; Gains in Water Available For Use / Savings in Demand under the selected programme (Ml/d) input as +ve 2039-40: -5.419; Gains in Water Available For Use / Savings in Demand under the selected programme (Ml/d) input as +ve 2040-41: -11.26; Gains in Water Available For Use / Savings in Demand under the selected programme (Ml/d) input as +ve 2041-42: -12.11; Gains in Water Available For Use / Savings in Demand under the selected programme (Ml/d) input as +ve 2042-43: -13.03; Gains in Water Available For Use / Savings in Demand under the selected programme (Ml/d) input as +ve 2043-44: -13.54; Gains in Water Available For Use / Savings in Demand under the selected programme (Ml/d) input as +ve 2044-45: -13.89; Gains in Water Available For Use / Savings in Demand under the selected programme (Ml/d) input as +ve 2045-46: -15.57; Gains in Water Available For Use / Savings in Demand under the selected programme (Ml/d) input as +ve 2046-47: -15.67; Gains in Water Available For Use / Savings in Demand under the selected programme (Ml/d) input as +ve 2047-48: -16.04; Gains in Water Available For Use / Savings in Demand under the selected programme (Ml/d) input as +ve 2048-49: -16.41; Gains in Water Available For Use / Savings in Demand under the selected programme (Ml/d) input as +ve 2049-50: -16.9
52cA | Fenland to Norfolk Bradenham potable transfer (45 Ml/d) | NBR6 | Internal potable transfer | Distribution Options | N | Least Cost | AWSFND | Ml/d | 2 | Gains in Water Available For Use / Savings in Demand under the selected programme (Ml/d) input as +ve 2025-26: 0; Gains in Water Available For Use / Savings in Demand under the selected programme (Ml/d) input as +ve 2026-27: 0; Gains in Water Available For Use / Savings in Demand under the selected programme (Ml/d) input as +ve 2027-28: 0; Gains in Water Available For Use / Savings in Demand under the selected programme (Ml/d) input as +ve 2028-29: 0; Gains in Water Available For Use / Savings in Demand under the selected programme (Ml/d) input as +ve 2029-30: 0; Gains in Water Available For Use / Savings in Demand under the selected programme (Ml/d) input as +ve 2030-31: -17.471; Gains in Water Available For Use / Savings in Demand under the selected programme (Ml/d) input as +ve 2031-32: -17.171; Gains in Water Available For Use / Savings in Demand under the selected programme (Ml/d) input as +ve 2032-33: -20.88; Gains in Water Available For Use / Savings in Demand under the selected programme (Ml/d) input as +ve 2033-34: -20.68; Gains in Water Available For Use / Savings in Demand under the selected programme (Ml/d) input as +ve 2034-35: -20.44; Gains in Water Available For Use / Savings in Demand under the selected programme (Ml/d) input as +ve 2035-36: -21.2; Gains in Water Available For Use / Savings in Demand under the selected programme (Ml/d) input as +ve 2036-37: -37.75; Gains in Water Available For Use / Savings in Demand under the selected programme (Ml/d) input as +ve 2037-38: -37.15; Gains in Water Available For Use / Savings in Demand under the selected programme (Ml/d) input as +ve 2038-39: -36.93; Gains in Water Available For Use / Savings in Demand under the selected programme (Ml/d) input as +ve 2039-40: -35.04; Gains in Water Available For Use / Savings in Demand under the selected programme (Ml/d) input as +ve 2040-41: -41.79; Gains in Water Available For Use / Savings in Demand under the selected programme (Ml/d) input as +ve 2041-42: -41.32; Gains in Water Available For Use / Savings in Demand under the selected programme (Ml/d) input as +ve 2042-43: -40.71; Gains in Water Available For Use / Savings in Demand under the selected programme (Ml/d) input as +ve 2043-44: -40.37; Gains in Water Available For Use / Savings in Demand under the selected programme (Ml/d) input as +ve 2044-45: -40.05; Gains in Water Available For Use / Savings in Demand under the selected programme (Ml/d) input as +ve 2045-46: -39.01; Gains in Water Available For Use / Savings in Demand under the selected programme (Ml/d) input as +ve 2046-47: -38.93; Gains in Water Available For Use / Savings in Demand under the selected programme (Ml/d) input as +ve 2047-48: -38.73; Gains in Water Available For Use / Savings in Demand under the selected programme (Ml/d) input as +ve 2048-49: -38.48; Gains in Water Available For Use / Savings in Demand under the selected programme (Ml/d) input as +ve 2049-50: -38.06
52cP | Adjustment to existing potable water import | EI03 | Internal potable transfer | Distribution Options | N | Preferred | AWSFND | Ml/d | 2 | Gains in Water Available For Use / Savings in Demand under the selected programme (Ml/d) input as +ve 2025-26: 0; Gains in Water Available For Use / Savings in Demand under the selected programme (Ml/d) input as +ve 2026-27: -0.37; Gains in Water Available For Use / Savings in Demand under the selected programme (Ml/d) input as +ve 2027-28: -0.57; Gains in Water Available For Use / Savings in Demand under the selected programme (Ml/d) input as +ve 2028-29: 0; Gains in Water Available For Use / Savings in Demand under the selected programme (Ml/d) input as +ve 2029-30: 0; Gains in Water Available For Use / Savings in Demand under the selected programme (Ml/d) input as +ve 2030-31: -0.369; Gains in Water Available For Use / Savings in Demand under the selected programme (Ml/d) input as +ve 2031-32: -0.329; Gains in Water Available For Use / Savings in Demand under the selected programme (Ml/d) input as +ve 2032-33: -1.1; Gains in Water Available For Use / Savings in Demand under the selected programme (Ml/d) input as +ve 2033-34: -0.18; Gains in Water Available For Use / Savings in Demand under the selected programme (Ml/d) input as +ve 2034-35: -0.04; Gains in Water Available For Use / Savings in Demand under the selected programme (Ml/d) input as +ve 2035-36: 0; Gains in Water Available For Use / Savings in Demand under the selected programme (Ml/d) input as +ve 2036-37: -22.831; Gains in Water Available For Use / Savings in Demand under the selected programme (Ml/d) input as +ve 2037-38: -21.651; Gains in Water Available For Use / Savings in Demand under the selected programme (Ml/d) input as +ve 2038-39: -20.871; Gains in Water Available For Use / Savings in Demand under the selected programme (Ml/d) input as +ve 2039-40: -23.491; Gains in Water Available For Use / Savings in Demand under the selected programme (Ml/d) input as +ve 2040-41: 0; Gains in Water Available For Use / Savings in Demand under the selected programme (Ml/d) input as +ve 2041-42: 0; Gains in Water Available For Use / Savings in Demand under the selected programme (Ml/d) input as +ve 2042-43: 0; Gains in Water Available For Use / Savings in Demand under the selected programme (Ml/d) input as +ve 2043-44: 0; Gains in Water Available For Use / Savings in Demand under the selected programme (Ml/d) input as +ve 2044-45: 0; Gains in Water Available For Use / Savings in Demand under the selected programme (Ml/d) input as +ve 2045-46: 0; Gains in Water Available For Use / Savings in Demand under the selected programme (Ml/d) input as +ve 2046-47: 0; Gains in Water Available For Use / Savings in Demand under the selected programme (Ml/d) input as +ve 2047-48: 0; Gains in Water Available For Use / Savings in Demand under the selected programme (Ml/d) input as +ve 2048-49: 0; Gains in Water Available For Use / Savings in Demand under the selected programme (Ml/d) input as +ve 2049-50: 0
52cP | Adjustment to existing potable water export | EE02 | Internal potable transfer | Distribution Options | N | Preferred | AWSFND | Ml/d | 2 | Gains in Water Available For Use / Savings in Demand under the selected programme (Ml/d) input as +ve 2025-26: -15.66; Gains in Water Available For Use / Savings in Demand under the selected programme (Ml/d) input as +ve 2026-27: -15.91; Gains in Water Available For Use / Savings in Demand under the selected programme (Ml/d) input as +ve 2027-28: -16; Gains in Water Available For Use / Savings in Demand under the selected programme (Ml/d) input as +ve 2028-29: -16.21; Gains in Water Available For Use / Savings in Demand under the selected programme (Ml/d) input as +ve 2029-30: -16.38; Gains in Water Available For Use / Savings in Demand under the selected programme (Ml/d) input as +ve 2030-31: -7.25; Gains in Water Available For Use / Savings in Demand under the selected programme (Ml/d) input as +ve 2031-32: -7.98; Gains in Water Available For Use / Savings in Demand under the selected programme (Ml/d) input as +ve 2032-33: -3.7; Gains in Water Available For Use / Savings in Demand under the selected programme (Ml/d) input as +ve 2033-34: -4.92; Gains in Water Available For Use / Savings in Demand under the selected programme (Ml/d) input as +ve 2034-35: -5.51; Gains in Water Available For Use / Savings in Demand under the selected programme (Ml/d) input as +ve 2035-36: -5.71; Gains in Water Available For Use / Savings in Demand under the selected programme (Ml/d) input as +ve 2036-37: -5.199; Gains in Water Available For Use / Savings in Demand under the selected programme (Ml/d) input as +ve 2037-38: -7.369; Gains in Water Available For Use / Savings in Demand under the selected programme (Ml/d) input as +ve 2038-39: -8.709; Gains in Water Available For Use / Savings in Demand under the selected programme (Ml/d) input as +ve 2039-40: -5.169; Gains in Water Available For Use / Savings in Demand under the selected programme (Ml/d) input as +ve 2040-41: -11.01; Gains in Water Available For Use / Savings in Demand under the selected programme (Ml/d) input as +ve 2041-42: -11.86; Gains in Water Available For Use / Savings in Demand under the selected programme (Ml/d) input as +ve 2042-43: -12.78; Gains in Water Available For Use / Savings in Demand under the selected programme (Ml/d) input as +ve 2043-44: -13.29; Gains in Water Available For Use / Savings in Demand under the selected programme (Ml/d) input as +ve 2044-45: -13.64; Gains in Water Available For Use / Savings in Demand under the selected programme (Ml/d) input as +ve 2045-46: -15.32; Gains in Water Available For Use / Savings in Demand under the selected programme (Ml/d) input as +ve 2046-47: -15.42; Gains in Water Available For Use / Savings in Demand under the selected programme (Ml/d) input as +ve 2047-48: -15.79; Gains in Water Available For Use / Savings in Demand under the selected programme (Ml/d) input as +ve 2048-49: -16.16; Gains in Water Available For Use / Savings in Demand under the selected programme (Ml/d) input as +ve 2049-50: -16.85
52cP | Fenland to Norfolk Bradenham potable transfer (45 Ml/d) | NBR6 | Internal potable transfer | Distribution Options | N | Preferred | AWSFND | Ml/d | 2 | Gains in Water Available For Use / Savings in Demand under the selected programme (Ml/d) input as +ve 2025-26: 0; Gains in Water Available For Use / Savings in Demand under the selected programme (Ml/d) input as +ve 2026-27: 0; Gains in Water Available For Use / Savings in Demand under the selected programme (Ml/d) input as +ve 2027-28: 0; Gains in Water Available For Use / Savings in Demand under the selected programme (Ml/d) input as +ve 2028-29: 0; Gains in Water Available For Use / Savings in Demand under the selected programme (Ml/d) input as +ve 2029-30: 0; Gains in Water Available For Use / Savings in Demand under the selected programme (Ml/d) input as +ve 2030-31: -17.721; Gains in Water Available For Use / Savings in Demand under the selected programme (Ml/d) input as +ve 2031-32: -17.421; Gains in Water Available For Use / Savings in Demand under the selected programme (Ml/d) input as +ve 2032-33: -21.13; Gains in Water Available For Use / Savings in Demand under the selected programme (Ml/d) input as +ve 2033-34: -20.93; Gains in Water Available For Use / Savings in Demand under the selected programme (Ml/d) input as +ve 2034-35: -20.69; Gains in Water Available For Use / Savings in Demand under the selected programme (Ml/d) input as +ve 2035-36: -21.45; Gains in Water Available For Use / Savings in Demand under the selected programme (Ml/d) input as +ve 2036-37: -38; Gains in Water Available For Use / Savings in Demand under the selected programme (Ml/d) input as +ve 2037-38: -37.4; Gains in Water Available For Use / Savings in Demand under the selected programme (Ml/d) input as +ve 2038-39: -37.18; Gains in Water Available For Use / Savings in Demand under the selected programme (Ml/d) input as +ve 2039-40: -35.29; Gains in Water Available For Use / Savings in Demand under the selected programme (Ml/d) input as +ve 2040-41: -42.04; Gains in Water Available For Use / Savings in Demand under the selected programme (Ml/d) input as +ve 2041-42: -41.57; Gains in Water Available For Use / Savings in Demand under the selected programme (Ml/d) input as +ve 2042-43: -40.96; Gains in Water Available For Use / Savings in Demand under the selected programme (Ml/d) input as +ve 2043-44: -40.62; Gains in Water Available For Use / Savings in Demand under the selected programme (Ml/d) input as +ve 2044-45: -40.3; Gains in Water Available For Use / Savings in Demand under the selected programme (Ml/d) input as +ve 2045-46: -39.26; Gains in Water Available For Use / Savings in Demand under the selected programme (Ml/d) input as +ve 2046-47: -39.18; Gains in Water Available For Use / Savings in Demand under the selected programme (Ml/d) input as +ve 2047-48: -38.98; Gains in Water Available For Use / Savings in Demand under the selected programme (Ml/d) input as +ve 2048-49: -38.73; Gains in Water Available For Use / Savings in Demand under the selected programme (Ml/d) input as +ve 2049-50: -38.11
51cF | CC Mains Replacement.AWSFND | CC Mains Replacement.AWSFND | Mains replacement (not trunk mains) | Distribution Options | N | Least Cost | AWSFND | Ml/d | 2 | 0 | 0 | 0 | 0 | 0 | 0 | 0.0067769 | 0.013554 | 0.020331 | 0.027108 | 0.033885 | 0.040662 | 0.047439 | 0.054216 | 0.060993 | 0.067769 | 0.074546 | 0.081323 | 0.0881 | 0.094877 | 0.10165 | 0.10843 | 0.11521 | 0.12199 | 0.12876 | 0.13554 | 0.14232 | 0.14909 | 0.15587 | 0.16265 | 0.16942 | 0.1762 | 0.18298 | 0.18975 | 0.19653 | 0.20331 | 0.21009 | 0.21686 | 0.22364 | 0.23042 | 0.23719 | 0.24397 | 0.25075 | 0.25752 | 0.2643 | 0.27108 | 0.27785 | 0.28463 | 0.29141 | 0.29819 | 0.30496 | 0.31174 | 0.31852 | 0.32529 | 0.33207 | 0.33885 | 0.34562 | 0.3524 | 0.35918 | 0.36596 | 0.37273 | 0.37951 | 0.38629 | 0.39306 | 0.39984 | 0.40662 | 0.41339 | 0.42017 | 0.42695 | 0.43372 | 0.4405 | 0.44728 | 0.45406 | 0.46083 | 0.46761 | 0.47439 | 0.48116 | 0.48794 | 0.49472 | 0.50149 | 0.50827
51cF | CC Mains Replacement.AWSFND | CC Mains Replacement.AWSFND | Mains replacement (not trunk mains) | Distribution Options | N | Ofwat Core | AWSFND | Ml/d | 2 | 0 | 0 | 0 | 0 | 0 | 0 | 0.0067769 | 0.013554 | 0.020331 | 0.027108 | 0.033885 | 0.040662 | 0.047439 | 0.054216 | 0.060993 | 0.067769 | 0.074546 | 0.081323 | 0.0881 | 0.094877 | 0.10165 | 0.10843 | 0.11521 | 0.12199 | 0.12876 | 0.13554 | 0.14232 | 0.14909 | 0.15587 | 0.16265 | 0.16942 | 0.1762 | 0.18298 | 0.18975 | 0.19653 | 0.20331 | 0.21009 | 0.21686 | 0.22364 | 0.23042 | 0.23719 | 0.24397 | 0.25075 | 0.25752 | 0.2643 | 0.27108 | 0.27785 | 0.28463 | 0.29141 | 0.29819 | 0.30496 | 0.31174 | 0.31852 | 0.32529 | 0.33207 | 0.33885 | 0.34562 | 0.3524 | 0.35918 | 0.36596 | 0.37273 | 0.37951 | 0.38629 | 0.39306 | 0.39984 | 0.40662 | 0.41339 | 0.42017 | 0.42695 | 0.43372 | 0.4405 | 0.44728 | 0.45406 | 0.46083 | 0.46761 | 0.47439 | 0.48116 | 0.48794 | 0.49472 | 0.50149 | 0.50827
51cP | CC Mains Replacement.AWSFND | CC Mains Replacement.AWSFND | Mains replacement (not trunk mains) | Distribution Options | N | Preferred | AWSFND | Ml/d | 2 | 0 | 0 | 0 | 0 | 0 | 0 | 0.0067769 | 0.013554 | 0.020331 | 0.027108 | 0.033885 | 0.040662 | 0.047439 | 0.054216 | 0.060993 | 0.067769 | 0.074546 | 0.081323 | 0.0881 | 0.094877 | 0.10165 | 0.10843 | 0.11521 | 0.12199 | 0.12876 | 0.13554 | 0.14232 | 0.14909 | 0.15587 | 0.16265 | 0.16942 | 0.1762 | 0.18298 | 0.18975 | 0.19653 | 0.20331 | 0.21009 | 0.21686 | 0.22364 | 0.23042 | 0.23719 | 0.24397 | 0.25075 | 0.25752 | 0.2643 | 0.27108 | 0.27785 | 0.28463 | 0.29141 | 0.29819 | 0.30496 | 0.31174 | 0.31852 | 0.32529 | 0.33207 | 0.33885 | 0.34562 | 0.3524 | 0.35918 | 0.36596 | 0.37273 | 0.37951 | 0.38629 | 0.39306 | 0.39984 | 0.40662 | 0.41339 | 0.42017 | 0.42695 | 0.43372 | 0.4405 | 0.44728 | 0.45406 | 0.46083 | 0.46761 | 0.47439 | 0.48116 | 0.48794 | 0.49472 | 0.50149 | 0.50827
51dF | 1a WRMP24. Smart Showers.AWSHPL | WEF 1a.AWSHPL | Retrofitting indoor water efficiency devices | Customer Options | N | Least Cost | AWSHPL | Ml/d | 2 | Gains in Water Available For Use / Savings in Demand under the selected programme (Ml/d) input as +ve 2019-20: 0; Gains in Water Available For Use / Savings in Demand under the selected programme (Ml/d) input as +ve 2020-21: 0; Gains in Water Available For Use / Savings in Demand under the selected programme (Ml/d) input as +ve 2021-22: 0; Gains in Water Available For Use / Savings in Demand under the selected programme (Ml/d) input as +ve 2022-23: 0; Gains in Water Available For Use / Savings in Demand under the selected programme (Ml/d) input as +ve 2023-24: 0; Gains in Water Available For Use / Savings in Demand under the selected programme (Ml/d) input as +ve 2024-25: 0; Gains in Water Available For Use / Savings in Demand under the selected programme (Ml/d) input as +ve 2025-26: 0.00099294; Gains in Water Available For Use / Savings in Demand under the selected programme (Ml/d) input as +ve 2026-27: 0.0028989; Gains in Water Available For Use / Savings in Demand under the selected programme (Ml/d) input as +ve 2027-28: 0.0054661; Gains in Water Available For Use / Savings in Demand under the selected programme (Ml/d) input as +ve 2028-29: 0.0085681; Gains in Water Available For Use / Savings in Demand under the selected programme (Ml/d) input as +ve 2029-30: 0.01209; Gains in Water Available For Use / Savings in Demand under the selected programme (Ml/d) input as +ve 2030-31: 0.014911; Gains in Water Available For Use / Savings in Demand under the selected programme (Ml/d) input as +ve 2031-32: 0.017081; Gains in Water Available For Use / Savings in Demand under the selected programme (Ml/d) input as +ve 2032-33: 0.018787; Gains in Water Available For Use / Savings in Demand under the selected programme (Ml/d) input as +ve 2033-34: 0.02006; Gains in Water Available For Use / Savings in Demand under the selected programme (Ml/d) input as +ve 2034-35: 0.020991; Gains in Water Available For Use / Savings in Demand under the selected programme (Ml/d) input as +ve 2035-36: 0.021859; Gains in Water Available For Use / Savings in Demand under the selected programme (Ml/d) input as +ve 2036-37: 0.022672; Gains in Water Available For Use / Savings in Demand under the selected programme (Ml/d) input as +ve 2037-38: 0.023434; Gains in Water Available For Use / Savings in Demand under the selected programme (Ml/d) input as +ve 2038-39: 0.024194; Gains in Water Available For Use / Savings in Demand under the selected programme (Ml/d) input as +ve 2039-40: 0.02495; Gains in Water Available For Use / Savings in Demand under the selected programme (Ml/d) input as +ve 2040-41: 0.025703; Gains in Water Available For Use / Savings in Demand under the selected programme (Ml/d) input as +ve 2041-42: 0.026453; Gains in Water Available For Use / Savings in Demand under the selected programme (Ml/d) input as +ve 2042-43: 0.027199; Gains in Water Available For Use / Savings in Demand under the selected programme (Ml/d) input as +ve 2043-44: 0.027942; Gains in Water Available For Use / Savings in Demand under the selected programme (Ml/d) input as +ve 2044-45: 0.028681; Gains in Water Available For Use / Savings in Demand under the selected programme (Ml/d) input as +ve 2045-46: 0.029419; Gains in Water Available For Use / Savings in Demand under the selected programme (Ml/d) input as +ve 2046-47: 0.030157; Gains in Water Available For Use / Savings in Demand under the selected programme (Ml/d) input as +ve 2047-48: 0.030893; Gains in Water Available For Use / Savings in Demand under the selected programme (Ml/d) input as +ve 2048-49: 0.031629; Gains in Water Available For Use / Savings in Demand under the selected programme (Ml/d) input as +ve 2049-50: 0.032364
51dF | 1a WRMP24. Smart Showers.AWSHPL | WEF 1a.AWSHPL | Retrofitting indoor water efficiency devices | Customer Options | N | Ofwat Core | AWSHPL | Ml/d | 2 | Gains in Water Available For Use / Savings in Demand under the selected programme (Ml/d) input as +ve 2019-20: 0; Gains in Water Available For Use / Savings in Demand under the selected programme (Ml/d) input as +ve 2020-21: 0; Gains in Water Available For Use / Savings in Demand under the selected programme (Ml/d) input as +ve 2021-22: 0; Gains in Water Available For Use / Savings in Demand under the selected programme (Ml/d) input as +ve 2022-23: 0; Gains in Water Available For Use / Savings in Demand under the selected programme (Ml/d) input as +ve 2023-24: 0; Gains in Water Available For Use / Savings in Demand under the selected programme (Ml/d) input as +ve 2024-25: 0; Gains in Water Available For Use / Savings in Demand under the selected programme (Ml/d) input as +ve 2025-26: 0.00099294; Gains in Water Available For Use / Savings in Demand under the selected programme (Ml/d) input as +ve 2026-27: 0.0028989; Gains in Water Available For Use / Savings in Demand under the selected programme (Ml/d) input as +ve 2027-28: 0.0054661; Gains in Water Available For Use / Savings in Demand under the selected programme (Ml/d) input as +ve 2028-29: 0.0085681; Gains in Water Available For Use / Savings in Demand under the selected programme (Ml/d) input as +ve 2029-30: 0.01209; Gains in Water Available For Use / Savings in Demand under the selected programme (Ml/d) input as +ve 2030-31: 0.014911; Gains in Water Available For Use / Savings in Demand under the selected programme (Ml/d) input as +ve 2031-32: 0.017081; Gains in Water Available For Use / Savings in Demand under the selected programme (Ml/d) input as +ve 2032-33: 0.018787; Gains in Water Available For Use / Savings in Demand under the selected programme (Ml/d) input as +ve 2033-34: 0.02006; Gains in Water Available For Use / Savings in Demand under the selected programme (Ml/d) input as +ve 2034-35: 0.020991; Gains in Water Available For Use / Savings in Demand under the selected programme (Ml/d) input as +ve 2035-36: 0.021859; Gains in Water Available For Use / Savings in Demand under the selected programme (Ml/d) input as +ve 2036-37: 0.022672; Gains in Water Available For Use / Savings in Demand under the selected programme (Ml/d) input as +ve 2037-38: 0.023434; Gains in Water Available For Use / Savings in Demand under the selected programme (Ml/d) input as +ve 2038-39: 0.024194; Gains in Water Available For Use / Savings in Demand under the selected programme (Ml/d) input as +ve 2039-40: 0.02495; Gains in Water Available For Use / Savings in Demand under the selected programme (Ml/d) input as +ve 2040-41: 0.025703; Gains in Water Available For Use / Savings in Demand under the selected programme (Ml/d) input as +ve 2041-42: 0.026453; Gains in Water Available For Use / Savings in Demand under the selected programme (Ml/d) input as +ve 2042-43: 0.027199; Gains in Water Available For Use / Savings in Demand under the selected programme (Ml/d) input as +ve 2043-44: 0.027942; Gains in Water Available For Use / Savings in Demand under the selected programme (Ml/d) input as +ve 2044-45: 0.028681; Gains in Water Available For Use / Savings in Demand under the selected programme (Ml/d) input as +ve 2045-46: 0.029419; Gains in Water Available For Use / Savings in Demand under the selected programme (Ml/d) input as +ve 2046-47: 0.030157; Gains in Water Available For Use / Savings in Demand under the selected programme (Ml/d) input as +ve 2047-48: 0.030893; Gains in Water Available For Use / Savings in Demand under the selected programme (Ml/d) input as +ve 2048-49: 0.031629; Gains in Water Available For Use / Savings in Demand under the selected programme (Ml/d) input as +ve 2049-50: 0.032364
51dP | 1a WRMP24. Smart Showers.AWSHPL | WEF 1a.AWSHPL | Retrofitting indoor water efficiency devices | Customer Options | N | Preferred | AWSHPL | Ml/d | 2 | Gains in Water Available For Use / Savings in Demand under the selected programme (Ml/d) input as +ve 2019-20: 0; Gains in Water Available For Use / Savings in Demand under the selected programme (Ml/d) input as +ve 2020-21: 0; Gains in Water Available For Use / Savings in Demand under the selected programme (Ml/d) input as +ve 2021-22: 0; Gains in Water Available For Use / Savings in Demand under the selected programme (Ml/d) input as +ve 2022-23: 0; Gains in Water Available For Use / Savings in Demand under the selected programme (Ml/d) input as +ve 2023-24: 0; Gains in Water Available For Use / Savings in Demand under the selected programme (Ml/d) input as +ve 2024-25: 0; Gains in Water Available For Use / Savings in Demand under the selected programme (Ml/d) input as +ve 2025-26: 0.00099294; Gains in Water Available For Use / Savings in Demand under the selected programme (Ml/d) input as +ve 2026-27: 0.0028989; Gains in Water Available For Use / Savings in Demand under the selected programme (Ml/d) input as +ve 2027-28: 0.0054661; Gains in Water Available For Use / Savings in Demand under the selected programme (Ml/d) input as +ve 2028-29: 0.0085681; Gains in Water Available For Use / Savings in Demand under the selected programme (Ml/d) input as +ve 2029-30: 0.01209; Gains in Water Available For Use / Savings in Demand under the selected programme (Ml/d) input as +ve 2030-31: 0.014911; Gains in Water Available For Use / Savings in Demand under the selected programme (Ml/d) input as +ve 2031-32: 0.017081; Gains in Water Available For Use / Savings in Demand under the selected programme (Ml/d) input as +ve 2032-33: 0.018787; Gains in Water Available For Use / Savings in Demand under the selected programme (Ml/d) input as +ve 2033-34: 0.02006; Gains in Water Available For Use / Savings in Demand under the selected programme (Ml/d) input as +ve 2034-35: 0.020991; Gains in Water Available For Use / Savings in Demand under the selected programme (Ml/d) input as +ve 2035-36: 0.021859; Gains in Water Available For Use / Savings in Demand under the selected programme (Ml/d) input as +ve 2036-37: 0.022672; Gains in Water Available For Use / Savings in Demand under the selected programme (Ml/d) input as +ve 2037-38: 0.023434; Gains in Water Available For Use / Savings in Demand under the selected programme (Ml/d) input as +ve 2038-39: 0.024194; Gains in Water Available For Use / Savings in Demand under the selected programme (Ml/d) input as +ve 2039-40: 0.02495; Gains in Water Available For Use / Savings in Demand under the selected programme (Ml/d) input as +ve 2040-41: 0.025703; Gains in Water Available For Use / Savings in Demand under the selected programme (Ml/d) input as +ve 2041-42: 0.026453; Gains in Water Available For Use / Savings in Demand under the selected programme (Ml/d) input as +ve 2042-43: 0.027199; Gains in Water Available For Use / Savings in Demand under the selected programme (Ml/d) input as +ve 2043-44: 0.027942; Gains in Water Available For Use / Savings in Demand under the selected programme (Ml/d) input as +ve 2044-45: 0.028681; Gains in Water Available For Use / Savings in Demand under the selected programme (Ml/d) input as +ve 2045-46: 0.029419; Gains in Water Available For Use / Savings in Demand under the selected programme (Ml/d) input as +ve 2046-47: 0.030157; Gains in Water Available For Use / Savings in Demand under the selected programme (Ml/d) input as +ve 2047-48: 0.030893; Gains in Water Available For Use / Savings in Demand under the selected programme (Ml/d) input as +ve 2048-49: 0.031629; Gains in Water Available For Use / Savings in Demand under the selected programme (Ml/d) input as +ve 2049-50: 0.032364
51dF | 2c WRMP24. Garden Advice.AWSHPL | WEF 2c.AWSHPL | Water efficiency customer education / awareness | Customer Options | N | Least Cost | AWSHPL | Ml/d | 2 | Gains in Water Available For Use / Savings in Demand under the selected programme (Ml/d) input as +ve 2019-20: 0; Gains in Water Available For Use / Savings in Demand under the selected programme (Ml/d) input as +ve 2020-21: 0; Gains in Water Available For Use / Savings in Demand under the selected programme (Ml/d) input as +ve 2021-22: 0; Gains in Water Available For Use / Savings in Demand under the selected programme (Ml/d) input as +ve 2022-23: 0; Gains in Water Available For Use / Savings in Demand under the selected programme (Ml/d) input as +ve 2023-24: 0; Gains in Water Available For Use / Savings in Demand under the selected programme (Ml/d) input as +ve 2024-25: 0; Gains in Water Available For Use / Savings in Demand under the selected programme (Ml/d) input as +ve 2025-26: 0.00077626; Gains in Water Available For Use / Savings in Demand under the selected programme (Ml/d) input as +ve 2026-27: 0.0015674; Gains in Water Available For Use / Savings in Demand under the selected programme (Ml/d) input as +ve 2027-28: 0.0023727; Gains in Water Available For Use / Savings in Demand under the selected programme (Ml/d) input as +ve 2028-29: 0.0031923; Gains in Water Available For Use / Savings in Demand under the selected programme (Ml/d) input as +ve 2029-30: 0.0040233; Gains in Water Available For Use / Savings in Demand under the selected programme (Ml/d) input as +ve 2030-31: 0.0048655; Gains in Water Available For Use / Savings in Demand under the selected programme (Ml/d) input as +ve 2031-32: 0.005716; Gains in Water Available For Use / Savings in Demand under the selected programme (Ml/d) input as +ve 2032-33: 0.0065743; Gains in Water Available For Use / Savings in Demand under the selected programme (Ml/d) input as +ve 2033-34: 0.0074261; Gains in Water Available For Use / Savings in Demand under the selected programme (Ml/d) input as +ve 2034-35: 0.0082723; Gains in Water Available For Use / Savings in Demand under the selected programme (Ml/d) input as +ve 2035-36: 0.0091128; Gains in Water Available For Use / Savings in Demand under the selected programme (Ml/d) input as +ve 2036-37: 0.0099478; Gains in Water Available For Use / Savings in Demand under the selected programme (Ml/d) input as +ve 2037-38: 0.010777; Gains in Water Available For Use / Savings in Demand under the selected programme (Ml/d) input as +ve 2038-39: 0.011601; Gains in Water Available For Use / Savings in Demand under the selected programme (Ml/d) input as +ve 2039-40: 0.01242; Gains in Water Available For Use / Savings in Demand under the selected programme (Ml/d) input as +ve 2040-41: 0.013234; Gains in Water Available For Use / Savings in Demand under the selected programme (Ml/d) input as +ve 2041-42: 0.014043; Gains in Water Available For Use / Savings in Demand under the selected programme (Ml/d) input as +ve 2042-43: 0.014847; Gains in Water Available For Use / Savings in Demand under the selected programme (Ml/d) input as +ve 2043-44: 0.015647; Gains in Water Available For Use / Savings in Demand under the selected programme (Ml/d) input as +ve 2044-45: 0.016441; Gains in Water Available For Use / Savings in Demand under the selected programme (Ml/d) input as +ve 2045-46: 0.017232; Gains in Water Available For Use / Savings in Demand under the selected programme (Ml/d) input as +ve 2046-47: 0.018018; Gains in Water Available For Use / Savings in Demand under the selected programme (Ml/d) input as +ve 2047-48: 0.018801; Gains in Water Available For Use / Savings in Demand under the selected programme (Ml/d) input as +ve 2048-49: 0.019579; Gains in Water Available For Use / Savings in Demand under the selected programme (Ml/d) input as +ve 2049-50: 0.020354
51dF | 2c WRMP24. Garden Advice.AWSHPL | WEF 2c.AWSHPL | Water efficiency customer education / awareness | Customer Options | N | Ofwat Core | AWSHPL | Ml/d | 2 | Gains in Water Available For Use / Savings in Demand under the selected programme (Ml/d) input as +ve 2019-20: 0; Gains in Water Available For Use / Savings in Demand under the selected programme (Ml/d) input as +ve 2020-21: 0; Gains in Water Available For Use / Savings in Demand under the selected programme (Ml/d) input as +ve 2021-22: 0; Gains in Water Available For Use / Savings in Demand under the selected programme (Ml/d) input as +ve 2022-23: 0; Gains in Water Available For Use / Savings in Demand under the selected programme (Ml/d) input as +ve 2023-24: 0; Gains in Water Available For Use / Savings in Demand under the selected programme (Ml/d) input as +ve 2024-25: 0; Gains in Water Available For Use / Savings in Demand under the selected programme (Ml/d) input as +ve 2025-26: 0.00077626; Gains in Water Available For Use / Savings in Demand under the selected programme (Ml/d) input as +ve 2026-27: 0.0015674; Gains in Water Available For Use / Savings in Demand under the selected programme (Ml/d) input as +ve 2027-28: 0.0023727; Gains in Water Available For Use / Savings in Demand under the selected programme (Ml/d) input as +ve 2028-29: 0.0031923; Gains in Water Available For Use / Savings in Demand under the selected programme (Ml/d) input as +ve 2029-30: 0.0040233; Gains in Water Available For Use / Savings in Demand under the selected programme (Ml/d) input as +ve 2030-31: 0.0048655; Gains in Water Available For Use / Savings in Demand under the selected programme (Ml/d) input as +ve 2031-32: 0.005716; Gains in Water Available For Use / Savings in Demand under the selected programme (Ml/d) input as +ve 2032-33: 0.0065743; Gains in Water Available For Use / Savings in Demand under the selected programme (Ml/d) input as +ve 2033-34: 0.0074261; Gains in Water Available For Use / Savings in Demand under the selected programme (Ml/d) input as +ve 2034-35: 0.0082723; Gains in Water Available For Use / Savings in Demand under the selected programme (Ml/d) input as +ve 2035-36: 0.0091128; Gains in Water Available For Use / Savings in Demand under the selected programme (Ml/d) input as +ve 2036-37: 0.0099478; Gains in Water Available For Use / Savings in Demand under the selected programme (Ml/d) input as +ve 2037-38: 0.010777; Gains in Water Available For Use / Savings in Demand under the selected programme (Ml/d) input as +ve 2038-39: 0.011601; Gains in Water Available For Use / Savings in Demand under the selected programme (Ml/d) input as +ve 2039-40: 0.01242; Gains in Water Available For Use / Savings in Demand under the selected programme (Ml/d) input as +ve 2040-41: 0.013234; Gains in Water Available For Use / Savings in Demand under the selected programme (Ml/d) input as +ve 2041-42: 0.014043; Gains in Water Available For Use / Savings in Demand under the selected programme (Ml/d) input as +ve 2042-43: 0.014847; Gains in Water Available For Use / Savings in Demand under the selected programme (Ml/d) input as +ve 2043-44: 0.015647; Gains in Water Available For Use / Savings in Demand under the selected programme (Ml/d) input as +ve 2044-45: 0.016441; Gains in Water Available For Use / Savings in Demand under the selected programme (Ml/d) input as +ve 2045-46: 0.017232; Gains in Water Available For Use / Savings in Demand under the selected programme (Ml/d) input as +ve 2046-47: 0.018018; Gains in Water Available For Use / Savings in Demand under the selected programme (Ml/d) input as +ve 2047-48: 0.018801; Gains in Water Available For Use / Savings in Demand under the selected programme (Ml/d) input as +ve 2048-49: 0.019579; Gains in Water Available For Use / Savings in Demand under the selected programme (Ml/d) input as +ve 2049-50: 0.020354
51dP | 2c WRMP24. Garden Advice.AWSHPL | WEF 2c.AWSHPL | Water efficiency customer education / awareness | Customer Options | N | Preferred | AWSHPL | Ml/d | 2 | Gains in Water Available For Use / Savings in Demand under the selected programme (Ml/d) input as +ve 2019-20: 0; Gains in Water Available For Use / Savings in Demand under the selected programme (Ml/d) input as +ve 2020-21: 0; Gains in Water Available For Use / Savings in Demand under the selected programme (Ml/d) input as +ve 2021-22: 0; Gains in Water Available For Use / Savings in Demand under the selected programme (Ml/d) input as +ve 2022-23: 0; Gains in Water Available For Use / Savings in Demand under the selected programme (Ml/d) input as +ve 2023-24: 0; Gains in Water Available For Use / Savings in Demand under the selected programme (Ml/d) input as +ve 2024-25: 0; Gains in Water Available For Use / Savings in Demand under the selected programme (Ml/d) input as +ve 2025-26: 0.00077626; Gains in Water Available For Use / Savings in Demand under the selected programme (Ml/d) input as +ve 2026-27: 0.0015674; Gains in Water Available For Use / Savings in Demand under the selected programme (Ml/d) input as +ve 2027-28: 0.0023727; Gains in Water Available For Use / Savings in Demand under the selected programme (Ml/d) input as +ve 2028-29: 0.0031923; Gains in Water Available For Use / Savings in Demand under the selected programme (Ml/d) input as +ve 2029-30: 0.0040233; Gains in Water Available For Use / Savings in Demand under the selected programme (Ml/d) input as +ve 2030-31: 0.0048655; Gains in Water Available For Use / Savings in Demand under the selected programme (Ml/d) input as +ve 2031-32: 0.005716; Gains in Water Available For Use / Savings in Demand under the selected programme (Ml/d) input as +ve 2032-33: 0.0065743; Gains in Water Available For Use / Savings in Demand under the selected programme (Ml/d) input as +ve 2033-34: 0.0074261; Gains in Water Available For Use / Savings in Demand under the selected programme (Ml/d) input as +ve 2034-35: 0.0082723; Gains in Water Available For Use / Savings in Demand under the selected programme (Ml/d) input as +ve 2035-36: 0.0091128; Gains in Water Available For Use / Savings in Demand under the selected programme (Ml/d) input as +ve 2036-37: 0.0099478; Gains in Water Available For Use / Savings in Demand under the selected programme (Ml/d) input as +ve 2037-38: 0.010777; Gains in Water Available For Use / Savings in Demand under the selected programme (Ml/d) input as +ve 2038-39: 0.011601; Gains in Water Available For Use / Savings in Demand under the selected programme (Ml/d) input as +ve 2039-40: 0.01242; Gains in Water Available For Use / Savings in Demand under the selected programme (Ml/d) input as +ve 2040-41: 0.013234; Gains in Water Available For Use / Savings in Demand under the selected programme (Ml/d) input as +ve 2041-42: 0.014043; Gains in Water Available For Use / Savings in Demand under the selected programme (Ml/d) input as +ve 2042-43: 0.014847; Gains in Water Available For Use / Savings in Demand under the selected programme (Ml/d) input as +ve 2043-44: 0.015647; Gains in Water Available For Use / Savings in Demand under the selected programme (Ml/d) input as +ve 2044-45: 0.016441; Gains in Water Available For Use / Savings in Demand under the selected programme (Ml/d) input as +ve 2045-46: 0.017232; Gains in Water Available For Use / Savings in Demand under the selected programme (Ml/d) input as +ve 2046-47: 0.018018; Gains in Water Available For Use / Savings in Demand under the selected programme (Ml/d) input as +ve 2047-48: 0.018801; Gains in Water Available For Use / Savings in Demand under the selected programme (Ml/d) input as +ve 2048-49: 0.019579; Gains in Water Available For Use / Savings in Demand under the selected programme (Ml/d) input as +ve 2049-50: 0.020354
51dF | 3a WRMP24. Community Reward.AWSHPL | WEF 3a.AWSHPL | Water efficiency customer education / awareness | Customer Options | N | Least Cost | AWSHPL | Ml/d | 2 | Gains in Water Available For Use / Savings in Demand under the selected programme (Ml/d) input as +ve 2019-20: 0; Gains in Water Available For Use / Savings in Demand under the selected programme (Ml/d) input as +ve 2020-21: 0; Gains in Water Available For Use / Savings in Demand under the selected programme (Ml/d) input as +ve 2021-22: 0; Gains in Water Available For Use / Savings in Demand under the selected programme (Ml/d) input as +ve 2022-23: 0; Gains in Water Available For Use / Savings in Demand under the selected programme (Ml/d) input as +ve 2023-24: 0; Gains in Water Available For Use / Savings in Demand under the selected programme (Ml/d) input as +ve 2024-25: 0; Gains in Water Available For Use / Savings in Demand under the selected programme (Ml/d) input as +ve 2025-26: 0.00029818; Gains in Water Available For Use / Savings in Demand under the selected programme (Ml/d) input as +ve 2026-27: 0.00086201; Gains in Water Available For Use / Savings in Demand under the selected programme (Ml/d) input as +ve 2027-28: 0.0016092; Gains in Water Available For Use / Savings in Demand under the selected programme (Ml/d) input as +ve 2028-29: 0.0024958; Gains in Water Available For Use / Savings in Demand under the selected programme (Ml/d) input as +ve 2029-30: 0.0034826; Gains in Water Available For Use / Savings in Demand under the selected programme (Ml/d) input as +ve 2030-31: 0.0044703; Gains in Water Available For Use / Savings in Demand under the selected programme (Ml/d) input as +ve 2031-32: 0.0054577; Gains in Water Available For Use / Savings in Demand under the selected programme (Ml/d) input as +ve 2032-33: 0.0064495; Gains in Water Available For Use / Savings in Demand under the selected programme (Ml/d) input as +ve 2033-34: 0.0074282; Gains in Water Available For Use / Savings in Demand under the selected programme (Ml/d) input as +ve 2034-35: 0.0083954; Gains in Water Available For Use / Savings in Demand under the selected programme (Ml/d) input as +ve 2035-36: 0.0093517; Gains in Water Available For Use / Savings in Demand under the selected programme (Ml/d) input as +ve 2036-37: 0.010298; Gains in Water Available For Use / Savings in Demand under the selected programme (Ml/d) input as +ve 2037-38: 0.011234; Gains in Water Available For Use / Savings in Demand under the selected programme (Ml/d) input as +ve 2038-39: 0.01216; Gains in Water Available For Use / Savings in Demand under the selected programme (Ml/d) input as +ve 2039-40: 0.01308; Gains in Water Available For Use / Savings in Demand under the selected programme (Ml/d) input as +ve 2040-41: 0.013807; Gains in Water Available For Use / Savings in Demand under the selected programme (Ml/d) input as +ve 2041-42: 0.014365; Gains in Water Available For Use / Savings in Demand under the selected programme (Ml/d) input as +ve 2042-43: 0.014809; Gains in Water Available For Use / Savings in Demand under the selected programme (Ml/d) input as +ve 2043-44: 0.01517; Gains in Water Available For Use / Savings in Demand under the selected programme (Ml/d) input as +ve 2044-45: 0.015472; Gains in Water Available For Use / Savings in Demand under the selected programme (Ml/d) input as +ve 2045-46: 0.015776; Gains in Water Available For Use / Savings in Demand under the selected programme (Ml/d) input as +ve 2046-47: 0.01608; Gains in Water Available For Use / Savings in Demand under the selected programme (Ml/d) input as +ve 2047-48: 0.01638; Gains in Water Available For Use / Savings in Demand under the selected programme (Ml/d) input as +ve 2048-49: 0.016686; Gains in Water Available For Use / Savings in Demand under the selected programme (Ml/d) input as +ve 2049-50: 0.016998
51dF | 3a WRMP24. Community Reward.AWSHPL | WEF 3a.AWSHPL | Water efficiency customer education / awareness | Customer Options | N | Ofwat Core | AWSHPL | Ml/d | 2 | Gains in Water Available For Use / Savings in Demand under the selected programme (Ml/d) input as +ve 2019-20: 0; Gains in Water Available For Use / Savings in Demand under the selected programme (Ml/d) input as +ve 2020-21: 0; Gains in Water Available For Use / Savings in Demand under the selected programme (Ml/d) input as +ve 2021-22: 0; Gains in Water Available For Use / Savings in Demand under the selected programme (Ml/d) input as +ve 2022-23: 0; Gains in Water Available For Use / Savings in Demand under the selected programme (Ml/d) input as +ve 2023-24: 0; Gains in Water Available For Use / Savings in Demand under the selected programme (Ml/d) input as +ve 2024-25: 0; Gains in Water Available For Use / Savings in Demand under the selected programme (Ml/d) input as +ve 2025-26: 0.00029818; Gains in Water Available For Use / Savings in Demand under the selected programme (Ml/d) input as +ve 2026-27: 0.00086201; Gains in Water Available For Use / Savings in Demand under the selected programme (Ml/d) input as +ve 2027-28: 0.0016092; Gains in Water Available For Use / Savings in Demand under the selected programme (Ml/d) input as +ve 2028-29: 0.0024958; Gains in Water Available For Use / Savings in Demand under the selected programme (Ml/d) input as +ve 2029-30: 0.0034826; Gains in Water Available For Use / Savings in Demand under the selected programme (Ml/d) input as +ve 2030-31: 0.0044703; Gains in Water Available For Use / Savings in Demand under the selected programme (Ml/d) input as +ve 2031-32: 0.0054577; Gains in Water Available For Use / Savings in Demand under the selected programme (Ml/d) input as +ve 2032-33: 0.0064495; Gains in Water Available For Use / Savings in Demand under the selected programme (Ml/d) input as +ve 2033-34: 0.0074282; Gains in Water Available For Use / Savings in Demand under the selected programme (Ml/d) input as +ve 2034-35: 0.0083954; Gains in Water Available For Use / Savings in Demand under the selected programme (Ml/d) input as +ve 2035-36: 0.0093517; Gains in Water Available For Use / Savings in Demand under the selected programme (Ml/d) input as +ve 2036-37: 0.010298; Gains in Water Available For Use / Savings in Demand under the selected programme (Ml/d) input as +ve 2037-38: 0.011234; Gains in Water Available For Use / Savings in Demand under the selected programme (Ml/d) input as +ve 2038-39: 0.01216; Gains in Water Available For Use / Savings in Demand under the selected programme (Ml/d) input as +ve 2039-40: 0.01308; Gains in Water Available For Use / Savings in Demand under the selected programme (Ml/d) input as +ve 2040-41: 0.013807; Gains in Water Available For Use / Savings in Demand under the selected programme (Ml/d) input as +ve 2041-42: 0.014365; Gains in Water Available For Use / Savings in Demand under the selected programme (Ml/d) input as +ve 2042-43: 0.014809; Gains in Water Available For Use / Savings in Demand under the selected programme (Ml/d) input as +ve 2043-44: 0.01517; Gains in Water Available For Use / Savings in Demand under the selected programme (Ml/d) input as +ve 2044-45: 0.015472; Gains in Water Available For Use / Savings in Demand under the selected programme (Ml/d) input as +ve 2045-46: 0.015776; Gains in Water Available For Use / Savings in Demand under the selected programme (Ml/d) input as +ve 2046-47: 0.01608; Gains in Water Available For Use / Savings in Demand under the selected programme (Ml/d) input as +ve 2047-48: 0.01638; Gains in Water Available For Use / Savings in Demand under the selected programme (Ml/d) input as +ve 2048-49: 0.016686; Gains in Water Available For Use / Savings in Demand under the selected programme (Ml/d) input as +ve 2049-50: 0.016998
51dP | 3a WRMP24. Community Reward.AWSHPL | WEF 3a.AWSHPL | Water efficiency customer education / awareness | Customer Options | N | Preferred | AWSHPL | Ml/d | 2 | Gains in Water Available For Use / Savings in Demand under the selected programme (Ml/d) input as +ve 2019-20: 0; Gains in Water Available For Use / Savings in Demand under the selected programme (Ml/d) input as +ve 2020-21: 0; Gains in Water Available For Use / Savings in Demand under the selected programme (Ml/d) input as +ve 2021-22: 0; Gains in Water Available For Use / Savings in Demand under the selected programme (Ml/d) input as +ve 2022-23: 0; Gains in Water Available For Use / Savings in Demand under the selected programme (Ml/d) input as +ve 2023-24: 0; Gains in Water Available For Use / Savings in Demand under the selected programme (Ml/d) input as +ve 2024-25: 0; Gains in Water Available For Use / Savings in Demand under the selected programme (Ml/d) input as +ve 2025-26: 0.00029818; Gains in Water Available For Use / Savings in Demand under the selected programme (Ml/d) input as +ve 2026-27: 0.00086201; Gains in Water Available For Use / Savings in Demand under the selected programme (Ml/d) input as +ve 2027-28: 0.0016092; Gains in Water Available For Use / Savings in Demand under the selected programme (Ml/d) input as +ve 2028-29: 0.0024958; Gains in Water Available For Use / Savings in Demand under the selected programme (Ml/d) input as +ve 2029-30: 0.0034826; Gains in Water Available For Use / Savings in Demand under the selected programme (Ml/d) input as +ve 2030-31: 0.0044703; Gains in Water Available For Use / Savings in Demand under the selected programme (Ml/d) input as +ve 2031-32: 0.0054577; Gains in Water Available For Use / Savings in Demand under the selected programme (Ml/d) input as +ve 2032-33: 0.0064495; Gains in Water Available For Use / Savings in Demand under the selected programme (Ml/d) input as +ve 2033-34: 0.0074282; Gains in Water Available For Use / Savings in Demand under the selected programme (Ml/d) input as +ve 2034-35: 0.0083954; Gains in Water Available For Use / Savings in Demand under the selected programme (Ml/d) input as +ve 2035-36: 0.0093517; Gains in Water Available For Use / Savings in Demand under the selected programme (Ml/d) input as +ve 2036-37: 0.010298; Gains in Water Available For Use / Savings in Demand under the selected programme (Ml/d) input as +ve 2037-38: 0.011234; Gains in Water Available For Use / Savings in Demand under the selected programme (Ml/d) input as +ve 2038-39: 0.01216; Gains in Water Available For Use / Savings in Demand under the selected programme (Ml/d) input as +ve 2039-40: 0.01308; Gains in Water Available For Use / Savings in Demand under the selected programme (Ml/d) input as +ve 2040-41: 0.013807; Gains in Water Available For Use / Savings in Demand under the selected programme (Ml/d) input as +ve 2041-42: 0.014365; Gains in Water Available For Use / Savings in Demand under the selected programme (Ml/d) input as +ve 2042-43: 0.014809; Gains in Water Available For Use / Savings in Demand under the selected programme (Ml/d) input as +ve 2043-44: 0.01517; Gains in Water Available For Use / Savings in Demand under the selected programme (Ml/d) input as +ve 2044-45: 0.015472; Gains in Water Available For Use / Savings in Demand under the selected programme (Ml/d) input as +ve 2045-46: 0.015776; Gains in Water Available For Use / Savings in Demand under the selected programme (Ml/d) input as +ve 2046-47: 0.01608; Gains in Water Available For Use / Savings in Demand under the selected programme (Ml/d) input as +ve 2047-48: 0.01638; Gains in Water Available For Use / Savings in Demand under the selected programme (Ml/d) input as +ve 2048-49: 0.016686; Gains in Water Available For Use / Savings in Demand under the selected programme (Ml/d) input as +ve 2049-50: 0.016998
51dF | 4a WRMP24. PL Uplift - Vulnerable Customers.AWSHPL | WEF 4a.AWSHPL | Other water efficiency | Customer Options | N | Least Cost | AWSHPL | Ml/d | 2 | Gains in Water Available For Use / Savings in Demand under the selected programme (Ml/d) input as +ve 2019-20: 0; Gains in Water Available For Use / Savings in Demand under the selected programme (Ml/d) input as +ve 2020-21: 0; Gains in Water Available For Use / Savings in Demand under the selected programme (Ml/d) input as +ve 2021-22: 0; Gains in Water Available For Use / Savings in Demand under the selected programme (Ml/d) input as +ve 2022-23: 0; Gains in Water Available For Use / Savings in Demand under the selected programme (Ml/d) input as +ve 2023-24: 0; Gains in Water Available For Use / Savings in Demand under the selected programme (Ml/d) input as +ve 2024-25: 0; Gains in Water Available For Use / Savings in Demand under the selected programme (Ml/d) input as +ve 2025-26: 0.00069258; Gains in Water Available For Use / Savings in Demand under the selected programme (Ml/d) input as +ve 2026-27: 0.0019147; Gains in Water Available For Use / Savings in Demand under the selected programme (Ml/d) input as +ve 2027-28: 0.0035565; Gains in Water Available For Use / Savings in Demand under the selected programme (Ml/d) input as +ve 2028-29: 0.0056172; Gains in Water Available For Use / Savings in Demand under the selected programme (Ml/d) input as +ve 2029-30: 0.0080628; Gains in Water Available For Use / Savings in Demand under the selected programme (Ml/d) input as +ve 2030-31: 0.0093465; Gains in Water Available For Use / Savings in Demand under the selected programme (Ml/d) input as +ve 2031-32: 0.010656; Gains in Water Available For Use / Savings in Demand under the selected programme (Ml/d) input as +ve 2032-33: 0.010917; Gains in Water Available For Use / Savings in Demand under the selected programme (Ml/d) input as +ve 2033-34: 0.010978; Gains in Water Available For Use / Savings in Demand under the selected programme (Ml/d) input as +ve 2034-35: 0.011037; Gains in Water Available For Use / Savings in Demand under the selected programme (Ml/d) input as +ve 2035-36: 0.011095; Gains in Water Available For Use / Savings in Demand under the selected programme (Ml/d) input as +ve 2036-37: 0.01115; Gains in Water Available For Use / Savings in Demand under the selected programme (Ml/d) input as +ve 2037-38: 0.011205; Gains in Water Available For Use / Savings in Demand under the selected programme (Ml/d) input as +ve 2038-39: 0.011257; Gains in Water Available For Use / Savings in Demand under the selected programme (Ml/d) input as +ve 2039-40: 0.011308; Gains in Water Available For Use / Savings in Demand under the selected programme (Ml/d) input as +ve 2040-41: 0.011357; Gains in Water Available For Use / Savings in Demand under the selected programme (Ml/d) input as +ve 2041-42: 0.011404; Gains in Water Available For Use / Savings in Demand under the selected programme (Ml/d) input as +ve 2042-43: 0.011449; Gains in Water Available For Use / Savings in Demand under the selected programme (Ml/d) input as +ve 2043-44: 0.011493; Gains in Water Available For Use / Savings in Demand under the selected programme (Ml/d) input as +ve 2044-45: 0.011535; Gains in Water Available For Use / Savings in Demand under the selected programme (Ml/d) input as +ve 2045-46: 0.011576; Gains in Water Available For Use / Savings in Demand under the selected programme (Ml/d) input as +ve 2046-47: 0.011614; Gains in Water Available For Use / Savings in Demand under the selected programme (Ml/d) input as +ve 2047-48: 0.011651; Gains in Water Available For Use / Savings in Demand under the selected programme (Ml/d) input as +ve 2048-49: 0.011686; Gains in Water Available For Use / Savings in Demand under the selected programme (Ml/d) input as +ve 2049-50: 0.011719
51dF | 4a WRMP24. PL Uplift - Vulnerable Customers.AWSHPL | WEF 4a.AWSHPL | Other water efficiency | Customer Options | N | Ofwat Core | AWSHPL | Ml/d | 2 | Gains in Water Available For Use / Savings in Demand under the selected programme (Ml/d) input as +ve 2019-20: 0; Gains in Water Available For Use / Savings in Demand under the selected programme (Ml/d) input as +ve 2020-21: 0; Gains in Water Available For Use / Savings in Demand under the selected programme (Ml/d) input as +ve 2021-22: 0; Gains in Water Available For Use / Savings in Demand under the selected programme (Ml/d) input as +ve 2022-23: 0; Gains in Water Available For Use / Savings in Demand under the selected programme (Ml/d) input as +ve 2023-24: 0; Gains in Water Available For Use / Savings in Demand under the selected programme (Ml/d) input as +ve 2024-25: 0; Gains in Water Available For Use / Savings in Demand under the selected programme (Ml/d) input as +ve 2025-26: 0.00069258; Gains in Water Available For Use / Savings in Demand under the selected programme (Ml/d) input as +ve 2026-27: 0.0019147; Gains in Water Available For Use / Savings in Demand under the selected programme (Ml/d) input as +ve 2027-28: 0.0035565; Gains in Water Available For Use / Savings in Demand under the selected programme (Ml/d) input as +ve 2028-29: 0.0056172; Gains in Water Available For Use / Savings in Demand under the selected programme (Ml/d) input as +ve 2029-30: 0.0080628; Gains in Water Available For Use / Savings in Demand under the selected programme (Ml/d) input as +ve 2030-31: 0.0093465; Gains in Water Available For Use / Savings in Demand under the selected programme (Ml/d) input as +ve 2031-32: 0.010656; Gains in Water Available For Use / Savings in Demand under the selected programme (Ml/d) input as +ve 2032-33: 0.010917; Gains in Water Available For Use / Savings in Demand under the selected programme (Ml/d) input as +ve 2033-34: 0.010978; Gains in Water Available For Use / Savings in Demand under the selected programme (Ml/d) input as +ve 2034-35: 0.011037; Gains in Water Available For Use / Savings in Demand under the selected programme (Ml/d) input as +ve 2035-36: 0.011095; Gains in Water Available For Use / Savings in Demand under the selected programme (Ml/d) input as +ve 2036-37: 0.01115; Gains in Water Available For Use / Savings in Demand under the selected programme (Ml/d) input as +ve 2037-38: 0.011205; Gains in Water Available For Use / Savings in Demand under the selected programme (Ml/d) input as +ve 2038-39: 0.011257; Gains in Water Available For Use / Savings in Demand under the selected programme (Ml/d) input as +ve 2039-40: 0.011308; Gains in Water Available For Use / Savings in Demand under the selected programme (Ml/d) input as +ve 2040-41: 0.011357; Gains in Water Available For Use / Savings in Demand under the selected programme (Ml/d) input as +ve 2041-42: 0.011404; Gains in Water Available For Use / Savings in Demand under the selected programme (Ml/d) input as +ve 2042-43: 0.011449; Gains in Water Available For Use / Savings in Demand under the selected programme (Ml/d) input as +ve 2043-44: 0.011493; Gains in Water Available For Use / Savings in Demand under the selected programme (Ml/d) input as +ve 2044-45: 0.011535; Gains in Water Available For Use / Savings in Demand under the selected programme (Ml/d) input as +ve 2045-46: 0.011576; Gains in Water Available For Use / Savings in Demand under the selected programme (Ml/d) input as +ve 2046-47: 0.011614; Gains in Water Available For Use / Savings in Demand under the selected programme (Ml/d) input as +ve 2047-48: 0.011651; Gains in Water Available For Use / Savings in Demand under the selected programme (Ml/d) input as +ve 2048-49: 0.011686; Gains in Water Available For Use / Savings in Demand under the selected programme (Ml/d) input as +ve 2049-50: 0.011719
51dP | 4a WRMP24. PL Uplift - Vulnerable Customers.AWSHPL | WEF 4a.AWSHPL | Other water efficiency | Customer Options | N | Preferred | AWSHPL | Ml/d | 2 | Gains in Water Available For Use / Savings in Demand under the selected programme (Ml/d) input as +ve 2019-20: 0; Gains in Water Available For Use / Savings in Demand under the selected programme (Ml/d) input as +ve 2020-21: 0; Gains in Water Available For Use / Savings in Demand under the selected programme (Ml/d) input as +ve 2021-22: 0; Gains in Water Available For Use / Savings in Demand under the selected programme (Ml/d) input as +ve 2022-23: 0; Gains in Water Available For Use / Savings in Demand under the selected programme (Ml/d) input as +ve 2023-24: 0; Gains in Water Available For Use / Savings in Demand under the selected programme (Ml/d) input as +ve 2024-25: 0; Gains in Water Available For Use / Savings in Demand under the selected programme (Ml/d) input as +ve 2025-26: 0.00069258; Gains in Water Available For Use / Savings in Demand under the selected programme (Ml/d) input as +ve 2026-27: 0.0019147; Gains in Water Available For Use / Savings in Demand under the selected programme (Ml/d) input as +ve 2027-28: 0.0035565; Gains in Water Available For Use / Savings in Demand under the selected programme (Ml/d) input as +ve 2028-29: 0.0056172; Gains in Water Available For Use / Savings in Demand under the selected programme (Ml/d) input as +ve 2029-30: 0.0080628; Gains in Water Available For Use / Savings in Demand under the selected programme (Ml/d) input as +ve 2030-31: 0.0093465; Gains in Water Available For Use / Savings in Demand under the selected programme (Ml/d) input as +ve 2031-32: 0.010656; Gains in Water Available For Use / Savings in Demand under the selected programme (Ml/d) input as +ve 2032-33: 0.010917; Gains in Water Available For Use / Savings in Demand under the selected programme (Ml/d) input as +ve 2033-34: 0.010978; Gains in Water Available For Use / Savings in Demand under the selected programme (Ml/d) input as +ve 2034-35: 0.011037; Gains in Water Available For Use / Savings in Demand under the selected programme (Ml/d) input as +ve 2035-36: 0.011095; Gains in Water Available For Use / Savings in Demand under the selected programme (Ml/d) input as +ve 2036-37: 0.01115; Gains in Water Available For Use / Savings in Demand under the selected programme (Ml/d) input as +ve 2037-38: 0.011205; Gains in Water Available For Use / Savings in Demand under the selected programme (Ml/d) input as +ve 2038-39: 0.011257; Gains in Water Available For Use / Savings in Demand under the selected programme (Ml/d) input as +ve 2039-40: 0.011308; Gains in Water Available For Use / Savings in Demand under the selected programme (Ml/d) input as +ve 2040-41: 0.011357; Gains in Water Available For Use / Savings in Demand under the selected programme (Ml/d) input as +ve 2041-42: 0.011404; Gains in Water Available For Use / Savings in Demand under the selected programme (Ml/d) input as +ve 2042-43: 0.011449; Gains in Water Available For Use / Savings in Demand under the selected programme (Ml/d) input as +ve 2043-44: 0.011493; Gains in Water Available For Use / Savings in Demand under the selected programme (Ml/d) input as +ve 2044-45: 0.011535; Gains in Water Available For Use / Savings in Demand under the selected programme (Ml/d) input as +ve 2045-46: 0.011576; Gains in Water Available For Use / Savings in Demand under the selected programme (Ml/d) input as +ve 2046-47: 0.011614; Gains in Water Available For Use / Savings in Demand under the selected programme (Ml/d) input as +ve 2047-48: 0.011651; Gains in Water Available For Use / Savings in Demand under the selected programme (Ml/d) input as +ve 2048-49: 0.011686; Gains in Water Available For Use / Savings in Demand under the selected programme (Ml/d) input as +ve 2049-50: 0.011719
51dF | 4c-PL WRMP24. PL uplift - Non-Vulnerable Customers.AWSHPL | WEF 4c-PL.AWSHPL | Other water efficiency | Customer Options | N | Least Cost | AWSHPL | Ml/d | 2 | Gains in Water Available For Use / Savings in Demand under the selected programme (Ml/d) input as +ve 2019-20: 0; Gains in Water Available For Use / Savings in Demand under the selected programme (Ml/d) input as +ve 2020-21: 0; Gains in Water Available For Use / Savings in Demand under the selected programme (Ml/d) input as +ve 2021-22: 0; Gains in Water Available For Use / Savings in Demand under the selected programme (Ml/d) input as +ve 2022-23: 0; Gains in Water Available For Use / Savings in Demand under the selected programme (Ml/d) input as +ve 2023-24: 0; Gains in Water Available For Use / Savings in Demand under the selected programme (Ml/d) input as +ve 2024-25: 0; Gains in Water Available For Use / Savings in Demand under the selected programme (Ml/d) input as +ve 2025-26: 0.0059797; Gains in Water Available For Use / Savings in Demand under the selected programme (Ml/d) input as +ve 2026-27: 0.016532; Gains in Water Available For Use / Savings in Demand under the selected programme (Ml/d) input as +ve 2027-28: 0.030707; Gains in Water Available For Use / Savings in Demand under the selected programme (Ml/d) input as +ve 2028-29: 0.048499; Gains in Water Available For Use / Savings in Demand under the selected programme (Ml/d) input as +ve 2029-30: 0.069614; Gains in Water Available For Use / Savings in Demand under the selected programme (Ml/d) input as +ve 2030-31: 0.080698; Gains in Water Available For Use / Savings in Demand under the selected programme (Ml/d) input as +ve 2031-32: 0.092004; Gains in Water Available For Use / Savings in Demand under the selected programme (Ml/d) input as +ve 2032-33: 0.094256; Gains in Water Available For Use / Savings in Demand under the selected programme (Ml/d) input as +ve 2033-34: 0.094782; Gains in Water Available For Use / Savings in Demand under the selected programme (Ml/d) input as +ve 2034-35: 0.095294; Gains in Water Available For Use / Savings in Demand under the selected programme (Ml/d) input as +ve 2035-36: 0.095791; Gains in Water Available For Use / Savings in Demand under the selected programme (Ml/d) input as +ve 2036-37: 0.096273; Gains in Water Available For Use / Savings in Demand under the selected programme (Ml/d) input as +ve 2037-38: 0.09674; Gains in Water Available For Use / Savings in Demand under the selected programme (Ml/d) input as +ve 2038-39: 0.097193; Gains in Water Available For Use / Savings in Demand under the selected programme (Ml/d) input as +ve 2039-40: 0.09763; Gains in Water Available For Use / Savings in Demand under the selected programme (Ml/d) input as +ve 2040-41: 0.098053; Gains in Water Available For Use / Savings in Demand under the selected programme (Ml/d) input as +ve 2041-42: 0.098461; Gains in Water Available For Use / Savings in Demand under the selected programme (Ml/d) input as +ve 2042-43: 0.098856; Gains in Water Available For Use / Savings in Demand under the selected programme (Ml/d) input as +ve 2043-44: 0.099234; Gains in Water Available For Use / Savings in Demand under the selected programme (Ml/d) input as +ve 2044-45: 0.099598; Gains in Water Available For Use / Savings in Demand under the selected programme (Ml/d) input as +ve 2045-46: 0.099947; Gains in Water Available For Use / Savings in Demand under the selected programme (Ml/d) input as +ve 2046-47: 0.10028; Gains in Water Available For Use / Savings in Demand under the selected programme (Ml/d) input as +ve 2047-48: 0.1006; Gains in Water Available For Use / Savings in Demand under the selected programme (Ml/d) input as +ve 2048-49: 0.1009; Gains in Water Available For Use / Savings in Demand under the selected programme (Ml/d) input as +ve 2049-50: 0.10118
51dF | 4c-PL WRMP24. PL uplift - Non-Vulnerable Customers.AWSHPL | WEF 4c-PL.AWSHPL | Other water efficiency | Customer Options | N | Ofwat Core | AWSHPL | Ml/d | 2 | Gains in Water Available For Use / Savings in Demand under the selected programme (Ml/d) input as +ve 2019-20: 0; Gains in Water Available For Use / Savings in Demand under the selected programme (Ml/d) input as +ve 2020-21: 0; Gains in Water Available For Use / Savings in Demand under the selected programme (Ml/d) input as +ve 2021-22: 0; Gains in Water Available For Use / Savings in Demand under the selected programme (Ml/d) input as +ve 2022-23: 0; Gains in Water Available For Use / Savings in Demand under the selected programme (Ml/d) input as +ve 2023-24: 0; Gains in Water Available For Use / Savings in Demand under the selected programme (Ml/d) input as +ve 2024-25: 0; Gains in Water Available For Use / Savings in Demand under the selected programme (Ml/d) input as +ve 2025-26: 0.0059797; Gains in Water Available For Use / Savings in Demand under the selected programme (Ml/d) input as +ve 2026-27: 0.016532; Gains in Water Available For Use / Savings in Demand under the selected programme (Ml/d) input as +ve 2027-28: 0.030707; Gains in Water Available For Use / Savings in Demand under the selected programme (Ml/d) input as +ve 2028-29: 0.048499; Gains in Water Available For Use / Savings in Demand under the selected programme (Ml/d) input as +ve 2029-30: 0.069614; Gains in Water Available For Use / Savings in Demand under the selected programme (Ml/d) input as +ve 2030-31: 0.080698; Gains in Water Available For Use / Savings in Demand under the selected programme (Ml/d) input as +ve 2031-32: 0.092004; Gains in Water Available For Use / Savings in Demand under the selected programme (Ml/d) input as +ve 2032-33: 0.094256; Gains in Water Available For Use / Savings in Demand under the selected programme (Ml/d) input as +ve 2033-34: 0.094782; Gains in Water Available For Use / Savings in Demand under the selected programme (Ml/d) input as +ve 2034-35: 0.095294; Gains in Water Available For Use / Savings in Demand under the selected programme (Ml/d) input as +ve 2035-36: 0.095791; Gains in Water Available For Use / Savings in Demand under the selected programme (Ml/d) input as +ve 2036-37: 0.096273; Gains in Water Available For Use / Savings in Demand under the selected programme (Ml/d) input as +ve 2037-38: 0.09674; Gains in Water Available For Use / Savings in Demand under the selected programme (Ml/d) input as +ve 2038-39: 0.097193; Gains in Water Available For Use / Savings in Demand under the selected programme (Ml/d) input as +ve 2039-40: 0.09763; Gains in Water Available For Use / Savings in Demand under the selected programme (Ml/d) input as +ve 2040-41: 0.098053; Gains in Water Available For Use / Savings in Demand under the selected programme (Ml/d) input as +ve 2041-42: 0.098461; Gains in Water Available For Use / Savings in Demand under the selected programme (Ml/d) input as +ve 2042-43: 0.098856; Gains in Water Available For Use / Savings in Demand under the selected programme (Ml/d) input as +ve 2043-44: 0.099234; Gains in Water Available For Use / Savings in Demand under the selected programme (Ml/d) input as +ve 2044-45: 0.099598; Gains in Water Available For Use / Savings in Demand under the selected programme (Ml/d) input as +ve 2045-46: 0.099947; Gains in Water Available For Use / Savings in Demand under the selected programme (Ml/d) input as +ve 2046-47: 0.10028; Gains in Water Available For Use / Savings in Demand under the selected programme (Ml/d) input as +ve 2047-48: 0.1006; Gains in Water Available For Use / Savings in Demand under the selected programme (Ml/d) input as +ve 2048-49: 0.1009; Gains in Water Available For Use / Savings in Demand under the selected programme (Ml/d) input as +ve 2049-50: 0.10118
51dP | 4c-PL WRMP24. PL uplift - Non-Vulnerable Customers.AWSHPL | WEF 4c-PL.AWSHPL | Other water efficiency | Customer Options | N | Preferred | AWSHPL | Ml/d | 2 | Gains in Water Available For Use / Savings in Demand under the selected programme (Ml/d) input as +ve 2019-20: 0; Gains in Water Available For Use / Savings in Demand under the selected programme (Ml/d) input as +ve 2020-21: 0; Gains in Water Available For Use / Savings in Demand under the selected programme (Ml/d) input as +ve 2021-22: 0; Gains in Water Available For Use / Savings in Demand under the selected programme (Ml/d) input as +ve 2022-23: 0; Gains in Water Available For Use / Savings in Demand under the selected programme (Ml/d) input as +ve 2023-24: 0; Gains in Water Available For Use / Savings in Demand under the selected programme (Ml/d) input as +ve 2024-25: 0; Gains in Water Available For Use / Savings in Demand under the selected programme (Ml/d) input as +ve 2025-26: 0.0059797; Gains in Water Available For Use / Savings in Demand under the selected programme (Ml/d) input as +ve 2026-27: 0.016532; Gains in Water Available For Use / Savings in Demand under the selected programme (Ml/d) input as +ve 2027-28: 0.030707; Gains in Water Available For Use / Savings in Demand under the selected programme (Ml/d) input as +ve 2028-29: 0.048499; Gains in Water Available For Use / Savings in Demand under the selected programme (Ml/d) input as +ve 2029-30: 0.069614; Gains in Water Available For Use / Savings in Demand under the selected programme (Ml/d) input as +ve 2030-31: 0.080698; Gains in Water Available For Use / Savings in Demand under the selected programme (Ml/d) input as +ve 2031-32: 0.092004; Gains in Water Available For Use / Savings in Demand under the selected programme (Ml/d) input as +ve 2032-33: 0.094256; Gains in Water Available For Use / Savings in Demand under the selected programme (Ml/d) input as +ve 2033-34: 0.094782; Gains in Water Available For Use / Savings in Demand under the selected programme (Ml/d) input as +ve 2034-35: 0.095294; Gains in Water Available For Use / Savings in Demand under the selected programme (Ml/d) input as +ve 2035-36: 0.095791; Gains in Water Available For Use / Savings in Demand under the selected programme (Ml/d) input as +ve 2036-37: 0.096273; Gains in Water Available For Use / Savings in Demand under the selected programme (Ml/d) input as +ve 2037-38: 0.09674; Gains in Water Available For Use / Savings in Demand under the selected programme (Ml/d) input as +ve 2038-39: 0.097193; Gains in Water Available For Use / Savings in Demand under the selected programme (Ml/d) input as +ve 2039-40: 0.09763; Gains in Water Available For Use / Savings in Demand under the selected programme (Ml/d) input as +ve 2040-41: 0.098053; Gains in Water Available For Use / Savings in Demand under the selected programme (Ml/d) input as +ve 2041-42: 0.098461; Gains in Water Available For Use / Savings in Demand under the selected programme (Ml/d) input as +ve 2042-43: 0.098856; Gains in Water Available For Use / Savings in Demand under the selected programme (Ml/d) input as +ve 2043-44: 0.099234; Gains in Water Available For Use / Savings in Demand under the selected programme (Ml/d) input as +ve 2044-45: 0.099598; Gains in Water Available For Use / Savings in Demand under the selected programme (Ml/d) input as +ve 2045-46: 0.099947; Gains in Water Available For Use / Savings in Demand under the selected programme (Ml/d) input as +ve 2046-47: 0.10028; Gains in Water Available For Use / Savings in Demand under the selected programme (Ml/d) input as +ve 2047-48: 0.1006; Gains in Water Available For Use / Savings in Demand under the selected programme (Ml/d) input as +ve 2048-49: 0.1009; Gains in Water Available For Use / Savings in Demand under the selected programme (Ml/d) input as +ve 2049-50: 0.10118
51dF | G2. Mandatory water labelling.AWSHPL | WEF g2.AWSHPL | Water efficiency customer education / awareness | Customer Options | N | Least Cost | AWSHPL | Ml/d | 2 | Gains in Water Available For Use / Savings in Demand under the selected programme (Ml/d) input as +ve 2019-20: 0; Gains in Water Available For Use / Savings in Demand under the selected programme (Ml/d) input as +ve 2020-21: 0; Gains in Water Available For Use / Savings in Demand under the selected programme (Ml/d) input as +ve 2021-22: 0; Gains in Water Available For Use / Savings in Demand under the selected programme (Ml/d) input as +ve 2022-23: 0; Gains in Water Available For Use / Savings in Demand under the selected programme (Ml/d) input as +ve 2023-24: 0; Gains in Water Available For Use / Savings in Demand under the selected programme (Ml/d) input as +ve 2024-25: 0; Gains in Water Available For Use / Savings in Demand under the selected programme (Ml/d) input as +ve 2025-26: 0; Gains in Water Available For Use / Savings in Demand under the selected programme (Ml/d) input as +ve 2026-27: 0; Gains in Water Available For Use / Savings in Demand under the selected programme (Ml/d) input as +ve 2027-28: 0; Gains in Water Available For Use / Savings in Demand under the selected programme (Ml/d) input as +ve 2028-29: 0.032611; Gains in Water Available For Use / Savings in Demand under the selected programme (Ml/d) input as +ve 2029-30: 0.065258; Gains in Water Available For Use / Savings in Demand under the selected programme (Ml/d) input as +ve 2030-31: 0.097963; Gains in Water Available For Use / Savings in Demand under the selected programme (Ml/d) input as +ve 2031-32: 0.13049; Gains in Water Available For Use / Savings in Demand under the selected programme (Ml/d) input as +ve 2032-33: 0.16309; Gains in Water Available For Use / Savings in Demand under the selected programme (Ml/d) input as +ve 2033-34: 0.19567; Gains in Water Available For Use / Savings in Demand under the selected programme (Ml/d) input as +ve 2034-35: 0.2953; Gains in Water Available For Use / Savings in Demand under the selected programme (Ml/d) input as +ve 2035-36: 0.39501; Gains in Water Available For Use / Savings in Demand under the selected programme (Ml/d) input as +ve 2036-37: 0.49486; Gains in Water Available For Use / Savings in Demand under the selected programme (Ml/d) input as +ve 2037-38: 0.5948; Gains in Water Available For Use / Savings in Demand under the selected programme (Ml/d) input as +ve 2038-39: 0.69497; Gains in Water Available For Use / Savings in Demand under the selected programme (Ml/d) input as +ve 2039-40: 0.79614; Gains in Water Available For Use / Savings in Demand under the selected programme (Ml/d) input as +ve 2040-41: 0.89729; Gains in Water Available For Use / Savings in Demand under the selected programme (Ml/d) input as +ve 2041-42: 0.99904; Gains in Water Available For Use / Savings in Demand under the selected programme (Ml/d) input as +ve 2042-43: 1.1016; Gains in Water Available For Use / Savings in Demand under the selected programme (Ml/d) input as +ve 2043-44: 1.2043; Gains in Water Available For Use / Savings in Demand under the selected programme (Ml/d) input as +ve 2044-45: 1.2386; Gains in Water Available For Use / Savings in Demand under the selected programme (Ml/d) input as +ve 2045-46: 1.2729; Gains in Water Available For Use / Savings in Demand under the selected programme (Ml/d) input as +ve 2046-47: 1.3074; Gains in Water Available For Use / Savings in Demand under the selected programme (Ml/d) input as +ve 2047-48: 1.3422; Gains in Water Available For Use / Savings in Demand under the selected programme (Ml/d) input as +ve 2048-49: 1.3769; Gains in Water Available For Use / Savings in Demand under the selected programme (Ml/d) input as +ve 2049-50: 1.4118
51dF | G2. Mandatory water labelling.AWSHPL | WEF g2.AWSHPL | Water efficiency customer education / awareness | Customer Options | N | Ofwat Core | AWSHPL | Ml/d | 2 | Gains in Water Available For Use / Savings in Demand under the selected programme (Ml/d) input as +ve 2019-20: 0; Gains in Water Available For Use / Savings in Demand under the selected programme (Ml/d) input as +ve 2020-21: 0; Gains in Water Available For Use / Savings in Demand under the selected programme (Ml/d) input as +ve 2021-22: 0; Gains in Water Available For Use / Savings in Demand under the selected programme (Ml/d) input as +ve 2022-23: 0; Gains in Water Available For Use / Savings in Demand under the selected programme (Ml/d) input as +ve 2023-24: 0; Gains in Water Available For Use / Savings in Demand under the selected programme (Ml/d) input as +ve 2024-25: 0; Gains in Water Available For Use / Savings in Demand under the selected programme (Ml/d) input as +ve 2025-26: 0; Gains in Water Available For Use / Savings in Demand under the selected programme (Ml/d) input as +ve 2026-27: 0; Gains in Water Available For Use / Savings in Demand under the selected programme (Ml/d) input as +ve 2027-28: 0; Gains in Water Available For Use / Savings in Demand under the selected programme (Ml/d) input as +ve 2028-29: 0.032611; Gains in Water Available For Use / Savings in Demand under the selected programme (Ml/d) input as +ve 2029-30: 0.065258; Gains in Water Available For Use / Savings in Demand under the selected programme (Ml/d) input as +ve 2030-31: 0.097963; Gains in Water Available For Use / Savings in Demand under the selected programme (Ml/d) input as +ve 2031-32: 0.13049; Gains in Water Available For Use / Savings in Demand under the selected programme (Ml/d) input as +ve 2032-33: 0.16309; Gains in Water Available For Use / Savings in Demand under the selected programme (Ml/d) input as +ve 2033-34: 0.19567; Gains in Water Available For Use / Savings in Demand under the selected programme (Ml/d) input as +ve 2034-35: 0.2953; Gains in Water Available For Use / Savings in Demand under the selected programme (Ml/d) input as +ve 2035-36: 0.39501; Gains in Water Available For Use / Savings in Demand under the selected programme (Ml/d) input as +ve 2036-37: 0.49486; Gains in Water Available For Use / Savings in Demand under the selected programme (Ml/d) input as +ve 2037-38: 0.5948; Gains in Water Available For Use / Savings in Demand under the selected programme (Ml/d) input as +ve 2038-39: 0.69497; Gains in Water Available For Use / Savings in Demand under the selected programme (Ml/d) input as +ve 2039-40: 0.79614; Gains in Water Available For Use / Savings in Demand under the selected programme (Ml/d) input as +ve 2040-41: 0.89729; Gains in Water Available For Use / Savings in Demand under the selected programme (Ml/d) input as +ve 2041-42: 0.99904; Gains in Water Available For Use / Savings in Demand under the selected programme (Ml/d) input as +ve 2042-43: 1.1016; Gains in Water Available For Use / Savings in Demand under the selected programme (Ml/d) input as +ve 2043-44: 1.2043; Gains in Water Available For Use / Savings in Demand under the selected programme (Ml/d) input as +ve 2044-45: 1.2386; Gains in Water Available For Use / Savings in Demand under the selected programme (Ml/d) input as +ve 2045-46: 1.2729; Gains in Water Available For Use / Savings in Demand under the selected programme (Ml/d) input as +ve 2046-47: 1.3074; Gains in Water Available For Use / Savings in Demand under the selected programme (Ml/d) input as +ve 2047-48: 1.3422; Gains in Water Available For Use / Savings in Demand under the selected programme (Ml/d) input as +ve 2048-49: 1.3769; Gains in Water Available For Use / Savings in Demand under the selected programme (Ml/d) input as +ve 2049-50: 1.4118
51dP | G2. Mandatory water labelling.AWSHPL | WEF g2.AWSHPL | Water efficiency customer education / awareness | Customer Options | N | Preferred | AWSHPL | Ml/d | 2 | Gains in Water Available For Use / Savings in Demand under the selected programme (Ml/d) input as +ve 2019-20: 0; Gains in Water Available For Use / Savings in Demand under the selected programme (Ml/d) input as +ve 2020-21: 0; Gains in Water Available For Use / Savings in Demand under the selected programme (Ml/d) input as +ve 2021-22: 0; Gains in Water Available For Use / Savings in Demand under the selected programme (Ml/d) input as +ve 2022-23: 0; Gains in Water Available For Use / Savings in Demand under the selected programme (Ml/d) input as +ve 2023-24: 0; Gains in Water Available For Use / Savings in Demand under the selected programme (Ml/d) input as +ve 2024-25: 0; Gains in Water Available For Use / Savings in Demand under the selected programme (Ml/d) input as +ve 2025-26: 0; Gains in Water Available For Use / Savings in Demand under the selected programme (Ml/d) input as +ve 2026-27: 0; Gains in Water Available For Use / Savings in Demand under the selected programme (Ml/d) input as +ve 2027-28: 0; Gains in Water Available For Use / Savings in Demand under the selected programme (Ml/d) input as +ve 2028-29: 0.032611; Gains in Water Available For Use / Savings in Demand under the selected programme (Ml/d) input as +ve 2029-30: 0.065258; Gains in Water Available For Use / Savings in Demand under the selected programme (Ml/d) input as +ve 2030-31: 0.097963; Gains in Water Available For Use / Savings in Demand under the selected programme (Ml/d) input as +ve 2031-32: 0.13049; Gains in Water Available For Use / Savings in Demand under the selected programme (Ml/d) input as +ve 2032-33: 0.16309; Gains in Water Available For Use / Savings in Demand under the selected programme (Ml/d) input as +ve 2033-34: 0.19567; Gains in Water Available For Use / Savings in Demand under the selected programme (Ml/d) input as +ve 2034-35: 0.2953; Gains in Water Available For Use / Savings in Demand under the selected programme (Ml/d) input as +ve 2035-36: 0.39501; Gains in Water Available For Use / Savings in Demand under the selected programme (Ml/d) input as +ve 2036-37: 0.49486; Gains in Water Available For Use / Savings in Demand under the selected programme (Ml/d) input as +ve 2037-38: 0.5948; Gains in Water Available For Use / Savings in Demand under the selected programme (Ml/d) input as +ve 2038-39: 0.69497; Gains in Water Available For Use / Savings in Demand under the selected programme (Ml/d) input as +ve 2039-40: 0.79614; Gains in Water Available For Use / Savings in Demand under the selected programme (Ml/d) input as +ve 2040-41: 0.89729; Gains in Water Available For Use / Savings in Demand under the selected programme (Ml/d) input as +ve 2041-42: 0.99904; Gains in Water Available For Use / Savings in Demand under the selected programme (Ml/d) input as +ve 2042-43: 1.1016; Gains in Water Available For Use / Savings in Demand under the selected programme (Ml/d) input as +ve 2043-44: 1.2043; Gains in Water Available For Use / Savings in Demand under the selected programme (Ml/d) input as +ve 2044-45: 1.2386; Gains in Water Available For Use / Savings in Demand under the selected programme (Ml/d) input as +ve 2045-46: 1.2729; Gains in Water Available For Use / Savings in Demand under the selected programme (Ml/d) input as +ve 2046-47: 1.3074; Gains in Water Available For Use / Savings in Demand under the selected programme (Ml/d) input as +ve 2047-48: 1.3422; Gains in Water Available For Use / Savings in Demand under the selected programme (Ml/d) input as +ve 2048-49: 1.3769; Gains in Water Available For Use / Savings in Demand under the selected programme (Ml/d) input as +ve 2049-50: 1.4118
51dF | LEA: NHH. NHH CSPL repairs.AWSHPL | LEA: NHH. NHH CSPL repairs.AWSHPL | Supply pipe repairs / replacement | Customer Options | N | Least Cost | AWSHPL | Ml/d | 2 | Gains in Water Available For Use / Savings in Demand under the selected programme (Ml/d) input as +ve 2019-20: 0; Gains in Water Available For Use / Savings in Demand under the selected programme (Ml/d) input as +ve 2020-21: 0; Gains in Water Available For Use / Savings in Demand under the selected programme (Ml/d) input as +ve 2021-22: 0; Gains in Water Available For Use / Savings in Demand under the selected programme (Ml/d) input as +ve 2022-23: 0; Gains in Water Available For Use / Savings in Demand under the selected programme (Ml/d) input as +ve 2023-24: 0; Gains in Water Available For Use / Savings in Demand under the selected programme (Ml/d) input as +ve 2024-25: 0; Gains in Water Available For Use / Savings in Demand under the selected programme (Ml/d) input as +ve 2025-26: 0.00049615; Gains in Water Available For Use / Savings in Demand under the selected programme (Ml/d) input as +ve 2026-27: 0.00095022; Gains in Water Available For Use / Savings in Demand under the selected programme (Ml/d) input as +ve 2027-28: 0.0013606; Gains in Water Available For Use / Savings in Demand under the selected programme (Ml/d) input as +ve 2028-29: 0.0017388; Gains in Water Available For Use / Savings in Demand under the selected programme (Ml/d) input as +ve 2029-30: 0.0021054; Gains in Water Available For Use / Savings in Demand under the selected programme (Ml/d) input as +ve 2030-31: 0.002473; Gains in Water Available For Use / Savings in Demand under the selected programme (Ml/d) input as +ve 2031-32: 0.0028417; Gains in Water Available For Use / Savings in Demand under the selected programme (Ml/d) input as +ve 2032-33: 0.0032114; Gains in Water Available For Use / Savings in Demand under the selected programme (Ml/d) input as +ve 2033-34: 0.0035823; Gains in Water Available For Use / Savings in Demand under the selected programme (Ml/d) input as +ve 2034-35: 0.0039543; Gains in Water Available For Use / Savings in Demand under the selected programme (Ml/d) input as +ve 2035-36: 0.0043273; Gains in Water Available For Use / Savings in Demand under the selected programme (Ml/d) input as +ve 2036-37: 0.0047013; Gains in Water Available For Use / Savings in Demand under the selected programme (Ml/d) input as +ve 2037-38: 0.0050763; Gains in Water Available For Use / Savings in Demand under the selected programme (Ml/d) input as +ve 2038-39: 0.0054522; Gains in Water Available For Use / Savings in Demand under the selected programme (Ml/d) input as +ve 2039-40: 0.0058289; Gains in Water Available For Use / Savings in Demand under the selected programme (Ml/d) input as +ve 2040-41: 0.0062065; Gains in Water Available For Use / Savings in Demand under the selected programme (Ml/d) input as +ve 2041-42: 0.0065849; Gains in Water Available For Use / Savings in Demand under the selected programme (Ml/d) input as +ve 2042-43: 0.0069641; Gains in Water Available For Use / Savings in Demand under the selected programme (Ml/d) input as +ve 2043-44: 0.007344; Gains in Water Available For Use / Savings in Demand under the selected programme (Ml/d) input as +ve 2044-45: 0.0077247; Gains in Water Available For Use / Savings in Demand under the selected programme (Ml/d) input as +ve 2045-46: 0.0081061; Gains in Water Available For Use / Savings in Demand under the selected programme (Ml/d) input as +ve 2046-47: 0.0084882; Gains in Water Available For Use / Savings in Demand under the selected programme (Ml/d) input as +ve 2047-48: 0.008871; Gains in Water Available For Use / Savings in Demand under the selected programme (Ml/d) input as +ve 2048-49: 0.0092543; Gains in Water Available For Use / Savings in Demand under the selected programme (Ml/d) input as +ve 2049-50: 0.0096383
51dF | LEA: NHH. NHH CSPL repairs.AWSHPL | LEA: NHH. NHH CSPL repairs.AWSHPL | Supply pipe repairs / replacement | Customer Options | N | Ofwat Core | AWSHPL | Ml/d | 2 | Gains in Water Available For Use / Savings in Demand under the selected programme (Ml/d) input as +ve 2019-20: 0; Gains in Water Available For Use / Savings in Demand under the selected programme (Ml/d) input as +ve 2020-21: 0; Gains in Water Available For Use / Savings in Demand under the selected programme (Ml/d) input as +ve 2021-22: 0; Gains in Water Available For Use / Savings in Demand under the selected programme (Ml/d) input as +ve 2022-23: 0; Gains in Water Available For Use / Savings in Demand under the selected programme (Ml/d) input as +ve 2023-24: 0; Gains in Water Available For Use / Savings in Demand under the selected programme (Ml/d) input as +ve 2024-25: 0; Gains in Water Available For Use / Savings in Demand under the selected programme (Ml/d) input as +ve 2025-26: 0.00049615; Gains in Water Available For Use / Savings in Demand under the selected programme (Ml/d) input as +ve 2026-27: 0.00095022; Gains in Water Available For Use / Savings in Demand under the selected programme (Ml/d) input as +ve 2027-28: 0.0013606; Gains in Water Available For Use / Savings in Demand under the selected programme (Ml/d) input as +ve 2028-29: 0.0017388; Gains in Water Available For Use / Savings in Demand under the selected programme (Ml/d) input as +ve 2029-30: 0.0021054; Gains in Water Available For Use / Savings in Demand under the selected programme (Ml/d) input as +ve 2030-31: 0.002473; Gains in Water Available For Use / Savings in Demand under the selected programme (Ml/d) input as +ve 2031-32: 0.0028417; Gains in Water Available For Use / Savings in Demand under the selected programme (Ml/d) input as +ve 2032-33: 0.0032114; Gains in Water Available For Use / Savings in Demand under the selected programme (Ml/d) input as +ve 2033-34: 0.0035823; Gains in Water Available For Use / Savings in Demand under the selected programme (Ml/d) input as +ve 2034-35: 0.0039543; Gains in Water Available For Use / Savings in Demand under the selected programme (Ml/d) input as +ve 2035-36: 0.0043273; Gains in Water Available For Use / Savings in Demand under the selected programme (Ml/d) input as +ve 2036-37: 0.0047013; Gains in Water Available For Use / Savings in Demand under the selected programme (Ml/d) input as +ve 2037-38: 0.0050763; Gains in Water Available For Use / Savings in Demand under the selected programme (Ml/d) input as +ve 2038-39: 0.0054522; Gains in Water Available For Use / Savings in Demand under the selected programme (Ml/d) input as +ve 2039-40: 0.0058289; Gains in Water Available For Use / Savings in Demand under the selected programme (Ml/d) input as +ve 2040-41: 0.0062065; Gains in Water Available For Use / Savings in Demand under the selected programme (Ml/d) input as +ve 2041-42: 0.0065849; Gains in Water Available For Use / Savings in Demand under the selected programme (Ml/d) input as +ve 2042-43: 0.0069641; Gains in Water Available For Use / Savings in Demand under the selected programme (Ml/d) input as +ve 2043-44: 0.007344; Gains in Water Available For Use / Savings in Demand under the selected programme (Ml/d) input as +ve 2044-45: 0.0077247; Gains in Water Available For Use / Savings in Demand under the selected programme (Ml/d) input as +ve 2045-46: 0.0081061; Gains in Water Available For Use / Savings in Demand under the selected programme (Ml/d) input as +ve 2046-47: 0.0084882; Gains in Water Available For Use / Savings in Demand under the selected programme (Ml/d) input as +ve 2047-48: 0.008871; Gains in Water Available For Use / Savings in Demand under the selected programme (Ml/d) input as +ve 2048-49: 0.0092543; Gains in Water Available For Use / Savings in Demand under the selected programme (Ml/d) input as +ve 2049-50: 0.0096383
51dP | LEA: NHH. NHH CSPL repairs.AWSHPL | LEA: NHH. NHH CSPL repairs.AWSHPL | Supply pipe repairs / replacement | Customer Options | N | Preferred | AWSHPL | Ml/d | 2 | Gains in Water Available For Use / Savings in Demand under the selected programme (Ml/d) input as +ve 2019-20: 0; Gains in Water Available For Use / Savings in Demand under the selected programme (Ml/d) input as +ve 2020-21: 0; Gains in Water Available For Use / Savings in Demand under the selected programme (Ml/d) input as +ve 2021-22: 0; Gains in Water Available For Use / Savings in Demand under the selected programme (Ml/d) input as +ve 2022-23: 0; Gains in Water Available For Use / Savings in Demand under the selected programme (Ml/d) input as +ve 2023-24: 0; Gains in Water Available For Use / Savings in Demand under the selected programme (Ml/d) input as +ve 2024-25: 0; Gains in Water Available For Use / Savings in Demand under the selected programme (Ml/d) input as +ve 2025-26: 0.00049615; Gains in Water Available For Use / Savings in Demand under the selected programme (Ml/d) input as +ve 2026-27: 0.00095022; Gains in Water Available For Use / Savings in Demand under the selected programme (Ml/d) input as +ve 2027-28: 0.0013606; Gains in Water Available For Use / Savings in Demand under the selected programme (Ml/d) input as +ve 2028-29: 0.0017388; Gains in Water Available For Use / Savings in Demand under the selected programme (Ml/d) input as +ve 2029-30: 0.0021054; Gains in Water Available For Use / Savings in Demand under the selected programme (Ml/d) input as +ve 2030-31: 0.002473; Gains in Water Available For Use / Savings in Demand under the selected programme (Ml/d) input as +ve 2031-32: 0.0028417; Gains in Water Available For Use / Savings in Demand under the selected programme (Ml/d) input as +ve 2032-33: 0.0032114; Gains in Water Available For Use / Savings in Demand under the selected programme (Ml/d) input as +ve 2033-34: 0.0035823; Gains in Water Available For Use / Savings in Demand under the selected programme (Ml/d) input as +ve 2034-35: 0.0039543; Gains in Water Available For Use / Savings in Demand under the selected programme (Ml/d) input as +ve 2035-36: 0.0043273; Gains in Water Available For Use / Savings in Demand under the selected programme (Ml/d) input as +ve 2036-37: 0.0047013; Gains in Water Available For Use / Savings in Demand under the selected programme (Ml/d) input as +ve 2037-38: 0.0050763; Gains in Water Available For Use / Savings in Demand under the selected programme (Ml/d) input as +ve 2038-39: 0.0054522; Gains in Water Available For Use / Savings in Demand under the selected programme (Ml/d) input as +ve 2039-40: 0.0058289; Gains in Water Available For Use / Savings in Demand under the selected programme (Ml/d) input as +ve 2040-41: 0.0062065; Gains in Water Available For Use / Savings in Demand under the selected programme (Ml/d) input as +ve 2041-42: 0.0065849; Gains in Water Available For Use / Savings in Demand under the selected programme (Ml/d) input as +ve 2042-43: 0.0069641; Gains in Water Available For Use / Savings in Demand under the selected programme (Ml/d) input as +ve 2043-44: 0.007344; Gains in Water Available For Use / Savings in Demand under the selected programme (Ml/d) input as +ve 2044-45: 0.0077247; Gains in Water Available For Use / Savings in Demand under the selected programme (Ml/d) input as +ve 2045-46: 0.0081061; Gains in Water Available For Use / Savings in Demand under the selected programme (Ml/d) input as +ve 2046-47: 0.0084882; Gains in Water Available For Use / Savings in Demand under the selected programme (Ml/d) input as +ve 2047-48: 0.008871; Gains in Water Available For Use / Savings in Demand under the selected programme (Ml/d) input as +ve 2048-49: 0.0092543; Gains in Water Available For Use / Savings in Demand under the selected programme (Ml/d) input as +ve 2049-50: 0.0096383
51dF | NHH. NHH PL repairs.AWSHPL | NHH. NHH PL repairs.AWSHPL | Non-household water audit | Customer Options | N | Least Cost | AWSHPL | Ml/d | 2 | Gains in Water Available For Use / Savings in Demand under the selected programme (Ml/d) input as +ve 2019-20: 0; Gains in Water Available For Use / Savings in Demand under the selected programme (Ml/d) input as +ve 2020-21: 0; Gains in Water Available For Use / Savings in Demand under the selected programme (Ml/d) input as +ve 2021-22: 0; Gains in Water Available For Use / Savings in Demand under the selected programme (Ml/d) input as +ve 2022-23: 0; Gains in Water Available For Use / Savings in Demand under the selected programme (Ml/d) input as +ve 2023-24: 0; Gains in Water Available For Use / Savings in Demand under the selected programme (Ml/d) input as +ve 2024-25: 0; Gains in Water Available For Use / Savings in Demand under the selected programme (Ml/d) input as +ve 2025-26: 0.014463; Gains in Water Available For Use / Savings in Demand under the selected programme (Ml/d) input as +ve 2026-27: 0.027699; Gains in Water Available For Use / Savings in Demand under the selected programme (Ml/d) input as +ve 2027-28: 0.039661; Gains in Water Available For Use / Savings in Demand under the selected programme (Ml/d) input as +ve 2028-29: 0.050688; Gains in Water Available For Use / Savings in Demand under the selected programme (Ml/d) input as +ve 2029-30: 0.061374; Gains in Water Available For Use / Savings in Demand under the selected programme (Ml/d) input as +ve 2030-31: 0.072088; Gains in Water Available For Use / Savings in Demand under the selected programme (Ml/d) input as +ve 2031-32: 0.082836; Gains in Water Available For Use / Savings in Demand under the selected programme (Ml/d) input as +ve 2032-33: 0.093615; Gains in Water Available For Use / Savings in Demand under the selected programme (Ml/d) input as +ve 2033-34: 0.10443; Gains in Water Available For Use / Savings in Demand under the selected programme (Ml/d) input as +ve 2034-35: 0.11527; Gains in Water Available For Use / Savings in Demand under the selected programme (Ml/d) input as +ve 2035-36: 0.12614; Gains in Water Available For Use / Savings in Demand under the selected programme (Ml/d) input as +ve 2036-37: 0.13705; Gains in Water Available For Use / Savings in Demand under the selected programme (Ml/d) input as +ve 2037-38: 0.14798; Gains in Water Available For Use / Savings in Demand under the selected programme (Ml/d) input as +ve 2038-39: 0.15893; Gains in Water Available For Use / Savings in Demand under the selected programme (Ml/d) input as +ve 2039-40: 0.16992; Gains in Water Available For Use / Savings in Demand under the selected programme (Ml/d) input as +ve 2040-41: 0.18092; Gains in Water Available For Use / Savings in Demand under the selected programme (Ml/d) input as +ve 2041-42: 0.19195; Gains in Water Available For Use / Savings in Demand under the selected programme (Ml/d) input as +ve 2042-43: 0.20301; Gains in Water Available For Use / Savings in Demand under the selected programme (Ml/d) input as +ve 2043-44: 0.21408; Gains in Water Available For Use / Savings in Demand under the selected programme (Ml/d) input as +ve 2044-45: 0.22518; Gains in Water Available For Use / Savings in Demand under the selected programme (Ml/d) input as +ve 2045-46: 0.2363; Gains in Water Available For Use / Savings in Demand under the selected programme (Ml/d) input as +ve 2046-47: 0.24744; Gains in Water Available For Use / Savings in Demand under the selected programme (Ml/d) input as +ve 2047-48: 0.25859; Gains in Water Available For Use / Savings in Demand under the selected programme (Ml/d) input as +ve 2048-49: 0.26977; Gains in Water Available For Use / Savings in Demand under the selected programme (Ml/d) input as +ve 2049-50: 0.28096
51dF | NHH. NHH PL repairs.AWSHPL | NHH. NHH PL repairs.AWSHPL | Non-household water audit | Customer Options | N | Ofwat Core | AWSHPL | Ml/d | 2 | Gains in Water Available For Use / Savings in Demand under the selected programme (Ml/d) input as +ve 2019-20: 0; Gains in Water Available For Use / Savings in Demand under the selected programme (Ml/d) input as +ve 2020-21: 0; Gains in Water Available For Use / Savings in Demand under the selected programme (Ml/d) input as +ve 2021-22: 0; Gains in Water Available For Use / Savings in Demand under the selected programme (Ml/d) input as +ve 2022-23: 0; Gains in Water Available For Use / Savings in Demand under the selected programme (Ml/d) input as +ve 2023-24: 0; Gains in Water Available For Use / Savings in Demand under the selected programme (Ml/d) input as +ve 2024-25: 0; Gains in Water Available For Use / Savings in Demand under the selected programme (Ml/d) input as +ve 2025-26: 0.014463; Gains in Water Available For Use / Savings in Demand under the selected programme (Ml/d) input as +ve 2026-27: 0.027699; Gains in Water Available For Use / Savings in Demand under the selected programme (Ml/d) input as +ve 2027-28: 0.039661; Gains in Water Available For Use / Savings in Demand under the selected programme (Ml/d) input as +ve 2028-29: 0.050688; Gains in Water Available For Use / Savings in Demand under the selected programme (Ml/d) input as +ve 2029-30: 0.061374; Gains in Water Available For Use / Savings in Demand under the selected programme (Ml/d) input as +ve 2030-31: 0.072088; Gains in Water Available For Use / Savings in Demand under the selected programme (Ml/d) input as +ve 2031-32: 0.082836; Gains in Water Available For Use / Savings in Demand under the selected programme (Ml/d) input as +ve 2032-33: 0.093615; Gains in Water Available For Use / Savings in Demand under the selected programme (Ml/d) input as +ve 2033-34: 0.10443; Gains in Water Available For Use / Savings in Demand under the selected programme (Ml/d) input as +ve 2034-35: 0.11527; Gains in Water Available For Use / Savings in Demand under the selected programme (Ml/d) input as +ve 2035-36: 0.12614; Gains in Water Available For Use / Savings in Demand under the selected programme (Ml/d) input as +ve 2036-37: 0.13705; Gains in Water Available For Use / Savings in Demand under the selected programme (Ml/d) input as +ve 2037-38: 0.14798; Gains in Water Available For Use / Savings in Demand under the selected programme (Ml/d) input as +ve 2038-39: 0.15893; Gains in Water Available For Use / Savings in Demand under the selected programme (Ml/d) input as +ve 2039-40: 0.16992; Gains in Water Available For Use / Savings in Demand under the selected programme (Ml/d) input as +ve 2040-41: 0.18092; Gains in Water Available For Use / Savings in Demand under the selected programme (Ml/d) input as +ve 2041-42: 0.19195; Gains in Water Available For Use / Savings in Demand under the selected programme (Ml/d) input as +ve 2042-43: 0.20301; Gains in Water Available For Use / Savings in Demand under the selected programme (Ml/d) input as +ve 2043-44: 0.21408; Gains in Water Available For Use / Savings in Demand under the selected programme (Ml/d) input as +ve 2044-45: 0.22518; Gains in Water Available For Use / Savings in Demand under the selected programme (Ml/d) input as +ve 2045-46: 0.2363; Gains in Water Available For Use / Savings in Demand under the selected programme (Ml/d) input as +ve 2046-47: 0.24744; Gains in Water Available For Use / Savings in Demand under the selected programme (Ml/d) input as +ve 2047-48: 0.25859; Gains in Water Available For Use / Savings in Demand under the selected programme (Ml/d) input as +ve 2048-49: 0.26977; Gains in Water Available For Use / Savings in Demand under the selected programme (Ml/d) input as +ve 2049-50: 0.28096
51dP | NHH. NHH PL repairs.AWSHPL | NHH. NHH PL repairs.AWSHPL | Non-household water audit | Customer Options | N | Preferred | AWSHPL | Ml/d | 2 | Gains in Water Available For Use / Savings in Demand under the selected programme (Ml/d) input as +ve 2019-20: 0; Gains in Water Available For Use / Savings in Demand under the selected programme (Ml/d) input as +ve 2020-21: 0; Gains in Water Available For Use / Savings in Demand under the selected programme (Ml/d) input as +ve 2021-22: 0; Gains in Water Available For Use / Savings in Demand under the selected programme (Ml/d) input as +ve 2022-23: 0; Gains in Water Available For Use / Savings in Demand under the selected programme (Ml/d) input as +ve 2023-24: 0; Gains in Water Available For Use / Savings in Demand under the selected programme (Ml/d) input as +ve 2024-25: 0; Gains in Water Available For Use / Savings in Demand under the selected programme (Ml/d) input as +ve 2025-26: 0.014463; Gains in Water Available For Use / Savings in Demand under the selected programme (Ml/d) input as +ve 2026-27: 0.027699; Gains in Water Available For Use / Savings in Demand under the selected programme (Ml/d) input as +ve 2027-28: 0.039661; Gains in Water Available For Use / Savings in Demand under the selected programme (Ml/d) input as +ve 2028-29: 0.050688; Gains in Water Available For Use / Savings in Demand under the selected programme (Ml/d) input as +ve 2029-30: 0.061374; Gains in Water Available For Use / Savings in Demand under the selected programme (Ml/d) input as +ve 2030-31: 0.072088; Gains in Water Available For Use / Savings in Demand under the selected programme (Ml/d) input as +ve 2031-32: 0.082836; Gains in Water Available For Use / Savings in Demand under the selected programme (Ml/d) input as +ve 2032-33: 0.093615; Gains in Water Available For Use / Savings in Demand under the selected programme (Ml/d) input as +ve 2033-34: 0.10443; Gains in Water Available For Use / Savings in Demand under the selected programme (Ml/d) input as +ve 2034-35: 0.11527; Gains in Water Available For Use / Savings in Demand under the selected programme (Ml/d) input as +ve 2035-36: 0.12614; Gains in Water Available For Use / Savings in Demand under the selected programme (Ml/d) input as +ve 2036-37: 0.13705; Gains in Water Available For Use / Savings in Demand under the selected programme (Ml/d) input as +ve 2037-38: 0.14798; Gains in Water Available For Use / Savings in Demand under the selected programme (Ml/d) input as +ve 2038-39: 0.15893; Gains in Water Available For Use / Savings in Demand under the selected programme (Ml/d) input as +ve 2039-40: 0.16992; Gains in Water Available For Use / Savings in Demand under the selected programme (Ml/d) input as +ve 2040-41: 0.18092; Gains in Water Available For Use / Savings in Demand under the selected programme (Ml/d) input as +ve 2041-42: 0.19195; Gains in Water Available For Use / Savings in Demand under the selected programme (Ml/d) input as +ve 2042-43: 0.20301; Gains in Water Available For Use / Savings in Demand under the selected programme (Ml/d) input as +ve 2043-44: 0.21408; Gains in Water Available For Use / Savings in Demand under the selected programme (Ml/d) input as +ve 2044-45: 0.22518; Gains in Water Available For Use / Savings in Demand under the selected programme (Ml/d) input as +ve 2045-46: 0.2363; Gains in Water Available For Use / Savings in Demand under the selected programme (Ml/d) input as +ve 2046-47: 0.24744; Gains in Water Available For Use / Savings in Demand under the selected programme (Ml/d) input as +ve 2047-48: 0.25859; Gains in Water Available For Use / Savings in Demand under the selected programme (Ml/d) input as +ve 2048-49: 0.26977; Gains in Water Available For Use / Savings in Demand under the selected programme (Ml/d) input as +ve 2049-50: 0.28096
51dF | NHH. NHH PL100 repairs.AWSHPL | NHH. NHH PL100 repairs.AWSHPL | Non-household water audit | Customer Options | N | Least Cost | AWSHPL | Ml/d | 2 | Gains in Water Available For Use / Savings in Demand under the selected programme (Ml/d) input as +ve 2019-20: 0; Gains in Water Available For Use / Savings in Demand under the selected programme (Ml/d) input as +ve 2020-21: 0; Gains in Water Available For Use / Savings in Demand under the selected programme (Ml/d) input as +ve 2021-22: 0; Gains in Water Available For Use / Savings in Demand under the selected programme (Ml/d) input as +ve 2022-23: 0; Gains in Water Available For Use / Savings in Demand under the selected programme (Ml/d) input as +ve 2023-24: 0; Gains in Water Available For Use / Savings in Demand under the selected programme (Ml/d) input as +ve 2024-25: 0; Gains in Water Available For Use / Savings in Demand under the selected programme (Ml/d) input as +ve 2025-26: 0.0035555; Gains in Water Available For Use / Savings in Demand under the selected programme (Ml/d) input as +ve 2026-27: 0.0068094; Gains in Water Available For Use / Savings in Demand under the selected programme (Ml/d) input as +ve 2027-28: 0.0097501; Gains in Water Available For Use / Savings in Demand under the selected programme (Ml/d) input as +ve 2028-29: 0.012461; Gains in Water Available For Use / Savings in Demand under the selected programme (Ml/d) input as +ve 2029-30: 0.015088; Gains in Water Available For Use / Savings in Demand under the selected programme (Ml/d) input as +ve 2030-31: 0.017722; Gains in Water Available For Use / Savings in Demand under the selected programme (Ml/d) input as +ve 2031-32: 0.020364; Gains in Water Available For Use / Savings in Demand under the selected programme (Ml/d) input as +ve 2032-33: 0.023014; Gains in Water Available For Use / Savings in Demand under the selected programme (Ml/d) input as +ve 2033-34: 0.025671; Gains in Water Available For Use / Savings in Demand under the selected programme (Ml/d) input as +ve 2034-35: 0.028337; Gains in Water Available For Use / Savings in Demand under the selected programme (Ml/d) input as +ve 2035-36: 0.03101; Gains in Water Available For Use / Savings in Demand under the selected programme (Ml/d) input as +ve 2036-37: 0.033691; Gains in Water Available For Use / Savings in Demand under the selected programme (Ml/d) input as +ve 2037-38: 0.036377; Gains in Water Available For Use / Savings in Demand under the selected programme (Ml/d) input as +ve 2038-39: 0.039071; Gains in Water Available For Use / Savings in Demand under the selected programme (Ml/d) input as +ve 2039-40: 0.041771; Gains in Water Available For Use / Savings in Demand under the selected programme (Ml/d) input as +ve 2040-41: 0.044477; Gains in Water Available For Use / Savings in Demand under the selected programme (Ml/d) input as +ve 2041-42: 0.047188; Gains in Water Available For Use / Savings in Demand under the selected programme (Ml/d) input as +ve 2042-43: 0.049906; Gains in Water Available For Use / Savings in Demand under the selected programme (Ml/d) input as +ve 2043-44: 0.052628; Gains in Water Available For Use / Savings in Demand under the selected programme (Ml/d) input as +ve 2044-45: 0.055356; Gains in Water Available For Use / Savings in Demand under the selected programme (Ml/d) input as +ve 2045-46: 0.05809; Gains in Water Available For Use / Savings in Demand under the selected programme (Ml/d) input as +ve 2046-47: 0.060828; Gains in Water Available For Use / Savings in Demand under the selected programme (Ml/d) input as +ve 2047-48: 0.063571; Gains in Water Available For Use / Savings in Demand under the selected programme (Ml/d) input as +ve 2048-49: 0.066318; Gains in Water Available For Use / Savings in Demand under the selected programme (Ml/d) input as +ve 2049-50: 0.069069
51dF | NHH. NHH PL100 repairs.AWSHPL | NHH. NHH PL100 repairs.AWSHPL | Non-household water audit | Customer Options | N | Ofwat Core | AWSHPL | Ml/d | 2 | Gains in Water Available For Use / Savings in Demand under the selected programme (Ml/d) input as +ve 2019-20: 0; Gains in Water Available For Use / Savings in Demand under the selected programme (Ml/d) input as +ve 2020-21: 0; Gains in Water Available For Use / Savings in Demand under the selected programme (Ml/d) input as +ve 2021-22: 0; Gains in Water Available For Use / Savings in Demand under the selected programme (Ml/d) input as +ve 2022-23: 0; Gains in Water Available For Use / Savings in Demand under the selected programme (Ml/d) input as +ve 2023-24: 0; Gains in Water Available For Use / Savings in Demand under the selected programme (Ml/d) input as +ve 2024-25: 0; Gains in Water Available For Use / Savings in Demand under the selected programme (Ml/d) input as +ve 2025-26: 0.0035555; Gains in Water Available For Use / Savings in Demand under the selected programme (Ml/d) input as +ve 2026-27: 0.0068094; Gains in Water Available For Use / Savings in Demand under the selected programme (Ml/d) input as +ve 2027-28: 0.0097501; Gains in Water Available For Use / Savings in Demand under the selected programme (Ml/d) input as +ve 2028-29: 0.012461; Gains in Water Available For Use / Savings in Demand under the selected programme (Ml/d) input as +ve 2029-30: 0.015088; Gains in Water Available For Use / Savings in Demand under the selected programme (Ml/d) input as +ve 2030-31: 0.017722; Gains in Water Available For Use / Savings in Demand under the selected programme (Ml/d) input as +ve 2031-32: 0.020364; Gains in Water Available For Use / Savings in Demand under the selected programme (Ml/d) input as +ve 2032-33: 0.023014; Gains in Water Available For Use / Savings in Demand under the selected programme (Ml/d) input as +ve 2033-34: 0.025671; Gains in Water Available For Use / Savings in Demand under the selected programme (Ml/d) input as +ve 2034-35: 0.028337; Gains in Water Available For Use / Savings in Demand under the selected programme (Ml/d) input as +ve 2035-36: 0.03101; Gains in Water Available For Use / Savings in Demand under the selected programme (Ml/d) input as +ve 2036-37: 0.033691; Gains in Water Available For Use / Savings in Demand under the selected programme (Ml/d) input as +ve 2037-38: 0.036377; Gains in Water Available For Use / Savings in Demand under the selected programme (Ml/d) input as +ve 2038-39: 0.039071; Gains in Water Available For Use / Savings in Demand under the selected programme (Ml/d) input as +ve 2039-40: 0.041771; Gains in Water Available For Use / Savings in Demand under the selected programme (Ml/d) input as +ve 2040-41: 0.044477; Gains in Water Available For Use / Savings in Demand under the selected programme (Ml/d) input as +ve 2041-42: 0.047188; Gains in Water Available For Use / Savings in Demand under the selected programme (Ml/d) input as +ve 2042-43: 0.049906; Gains in Water Available For Use / Savings in Demand under the selected programme (Ml/d) input as +ve 2043-44: 0.052628; Gains in Water Available For Use / Savings in Demand under the selected programme (Ml/d) input as +ve 2044-45: 0.055356; Gains in Water Available For Use / Savings in Demand under the selected programme (Ml/d) input as +ve 2045-46: 0.05809; Gains in Water Available For Use / Savings in Demand under the selected programme (Ml/d) input as +ve 2046-47: 0.060828; Gains in Water Available For Use / Savings in Demand under the selected programme (Ml/d) input as +ve 2047-48: 0.063571; Gains in Water Available For Use / Savings in Demand under the selected programme (Ml/d) input as +ve 2048-49: 0.066318; Gains in Water Available For Use / Savings in Demand under the selected programme (Ml/d) input as +ve 2049-50: 0.069069
51dP | NHH. NHH PL100 repairs.AWSHPL | NHH. NHH PL100 repairs.AWSHPL | Non-household water audit | Customer Options | N | Preferred | AWSHPL | Ml/d | 2 | Gains in Water Available For Use / Savings in Demand under the selected programme (Ml/d) input as +ve 2019-20: 0; Gains in Water Available For Use / Savings in Demand under the selected programme (Ml/d) input as +ve 2020-21: 0; Gains in Water Available For Use / Savings in Demand under the selected programme (Ml/d) input as +ve 2021-22: 0; Gains in Water Available For Use / Savings in Demand under the selected programme (Ml/d) input as +ve 2022-23: 0; Gains in Water Available For Use / Savings in Demand under the selected programme (Ml/d) input as +ve 2023-24: 0; Gains in Water Available For Use / Savings in Demand under the selected programme (Ml/d) input as +ve 2024-25: 0; Gains in Water Available For Use / Savings in Demand under the selected programme (Ml/d) input as +ve 2025-26: 0.0035555; Gains in Water Available For Use / Savings in Demand under the selected programme (Ml/d) input as +ve 2026-27: 0.0068094; Gains in Water Available For Use / Savings in Demand under the selected programme (Ml/d) input as +ve 2027-28: 0.0097501; Gains in Water Available For Use / Savings in Demand under the selected programme (Ml/d) input as +ve 2028-29: 0.012461; Gains in Water Available For Use / Savings in Demand under the selected programme (Ml/d) input as +ve 2029-30: 0.015088; Gains in Water Available For Use / Savings in Demand under the selected programme (Ml/d) input as +ve 2030-31: 0.017722; Gains in Water Available For Use / Savings in Demand under the selected programme (Ml/d) input as +ve 2031-32: 0.020364; Gains in Water Available For Use / Savings in Demand under the selected programme (Ml/d) input as +ve 2032-33: 0.023014; Gains in Water Available For Use / Savings in Demand under the selected programme (Ml/d) input as +ve 2033-34: 0.025671; Gains in Water Available For Use / Savings in Demand under the selected programme (Ml/d) input as +ve 2034-35: 0.028337; Gains in Water Available For Use / Savings in Demand under the selected programme (Ml/d) input as +ve 2035-36: 0.03101; Gains in Water Available For Use / Savings in Demand under the selected programme (Ml/d) input as +ve 2036-37: 0.033691; Gains in Water Available For Use / Savings in Demand under the selected programme (Ml/d) input as +ve 2037-38: 0.036377; Gains in Water Available For Use / Savings in Demand under the selected programme (Ml/d) input as +ve 2038-39: 0.039071; Gains in Water Available For Use / Savings in Demand under the selected programme (Ml/d) input as +ve 2039-40: 0.041771; Gains in Water Available For Use / Savings in Demand under the selected programme (Ml/d) input as +ve 2040-41: 0.044477; Gains in Water Available For Use / Savings in Demand under the selected programme (Ml/d) input as +ve 2041-42: 0.047188; Gains in Water Available For Use / Savings in Demand under the selected programme (Ml/d) input as +ve 2042-43: 0.049906; Gains in Water Available For Use / Savings in Demand under the selected programme (Ml/d) input as +ve 2043-44: 0.052628; Gains in Water Available For Use / Savings in Demand under the selected programme (Ml/d) input as +ve 2044-45: 0.055356; Gains in Water Available For Use / Savings in Demand under the selected programme (Ml/d) input as +ve 2045-46: 0.05809; Gains in Water Available For Use / Savings in Demand under the selected programme (Ml/d) input as +ve 2046-47: 0.060828; Gains in Water Available For Use / Savings in Demand under the selected programme (Ml/d) input as +ve 2047-48: 0.063571; Gains in Water Available For Use / Savings in Demand under the selected programme (Ml/d) input as +ve 2048-49: 0.066318; Gains in Water Available For Use / Savings in Demand under the selected programme (Ml/d) input as +ve 2049-50: 0.069069
51dF | NHH. WEF Visit Lower.AWSHPL | NHH. WEF Visit Lower.AWSHPL | Non-household water audit | Customer Options | N | Least Cost | AWSHPL | Ml/d | 2 | Gains in Water Available For Use / Savings in Demand under the selected programme (Ml/d) input as +ve 2019-20: 0; Gains in Water Available For Use / Savings in Demand under the selected programme (Ml/d) input as +ve 2020-21: 0; Gains in Water Available For Use / Savings in Demand under the selected programme (Ml/d) input as +ve 2021-22: 0; Gains in Water Available For Use / Savings in Demand under the selected programme (Ml/d) input as +ve 2022-23: 0; Gains in Water Available For Use / Savings in Demand under the selected programme (Ml/d) input as +ve 2023-24: 0; Gains in Water Available For Use / Savings in Demand under the selected programme (Ml/d) input as +ve 2024-25: 0; Gains in Water Available For Use / Savings in Demand under the selected programme (Ml/d) input as +ve 2025-26: 0.0085424; Gains in Water Available For Use / Savings in Demand under the selected programme (Ml/d) input as +ve 2026-27: 0.01636; Gains in Water Available For Use / Savings in Demand under the selected programme (Ml/d) input as +ve 2027-28: 0.023426; Gains in Water Available For Use / Savings in Demand under the selected programme (Ml/d) input as +ve 2028-29: 0.029939; Gains in Water Available For Use / Savings in Demand under the selected programme (Ml/d) input as +ve 2029-30: 0.03625; Gains in Water Available For Use / Savings in Demand under the selected programme (Ml/d) input as +ve 2030-31: 0.042578; Gains in Water Available For Use / Savings in Demand under the selected programme (Ml/d) input as +ve 2031-32: 0.048926; Gains in Water Available For Use / Savings in Demand under the selected programme (Ml/d) input as +ve 2032-33: 0.055293; Gains in Water Available For Use / Savings in Demand under the selected programme (Ml/d) input as +ve 2033-34: 0.061679; Gains in Water Available For Use / Savings in Demand under the selected programme (Ml/d) input as +ve 2034-35: 0.068083; Gains in Water Available For Use / Savings in Demand under the selected programme (Ml/d) input as +ve 2035-36: 0.074506; Gains in Water Available For Use / Savings in Demand under the selected programme (Ml/d) input as +ve 2036-37: 0.080945; Gains in Water Available For Use / Savings in Demand under the selected programme (Ml/d) input as +ve 2037-38: 0.087401; Gains in Water Available For Use / Savings in Demand under the selected programme (Ml/d) input as +ve 2038-39: 0.093872; Gains in Water Available For Use / Savings in Demand under the selected programme (Ml/d) input as +ve 2039-40: 0.10036; Gains in Water Available For Use / Savings in Demand under the selected programme (Ml/d) input as +ve 2040-41: 0.10686; Gains in Water Available For Use / Savings in Demand under the selected programme (Ml/d) input as +ve 2041-42: 0.11338; Gains in Water Available For Use / Savings in Demand under the selected programme (Ml/d) input as +ve 2042-43: 0.1199; Gains in Water Available For Use / Savings in Demand under the selected programme (Ml/d) input as +ve 2043-44: 0.12645; Gains in Water Available For Use / Savings in Demand under the selected programme (Ml/d) input as +ve 2044-45: 0.133; Gains in Water Available For Use / Savings in Demand under the selected programme (Ml/d) input as +ve 2045-46: 0.13957; Gains in Water Available For Use / Savings in Demand under the selected programme (Ml/d) input as +ve 2046-47: 0.14615; Gains in Water Available For Use / Savings in Demand under the selected programme (Ml/d) input as +ve 2047-48: 0.15274; Gains in Water Available For Use / Savings in Demand under the selected programme (Ml/d) input as +ve 2048-49: 0.15934; Gains in Water Available For Use / Savings in Demand under the selected programme (Ml/d) input as +ve 2049-50: 0.16595
51dF | NHH. WEF Visit Lower.AWSHPL | NHH. WEF Visit Lower.AWSHPL | Non-household water audit | Customer Options | N | Ofwat Core | AWSHPL | Ml/d | 2 | Gains in Water Available For Use / Savings in Demand under the selected programme (Ml/d) input as +ve 2019-20: 0; Gains in Water Available For Use / Savings in Demand under the selected programme (Ml/d) input as +ve 2020-21: 0; Gains in Water Available For Use / Savings in Demand under the selected programme (Ml/d) input as +ve 2021-22: 0; Gains in Water Available For Use / Savings in Demand under the selected programme (Ml/d) input as +ve 2022-23: 0; Gains in Water Available For Use / Savings in Demand under the selected programme (Ml/d) input as +ve 2023-24: 0; Gains in Water Available For Use / Savings in Demand under the selected programme (Ml/d) input as +ve 2024-25: 0; Gains in Water Available For Use / Savings in Demand under the selected programme (Ml/d) input as +ve 2025-26: 0.0085424; Gains in Water Available For Use / Savings in Demand under the selected programme (Ml/d) input as +ve 2026-27: 0.01636; Gains in Water Available For Use / Savings in Demand under the selected programme (Ml/d) input as +ve 2027-28: 0.023426; Gains in Water Available For Use / Savings in Demand under the selected programme (Ml/d) input as +ve 2028-29: 0.029939; Gains in Water Available For Use / Savings in Demand under the selected programme (Ml/d) input as +ve 2029-30: 0.03625; Gains in Water Available For Use / Savings in Demand under the selected programme (Ml/d) input as +ve 2030-31: 0.042578; Gains in Water Available For Use / Savings in Demand under the selected programme (Ml/d) input as +ve 2031-32: 0.048926; Gains in Water Available For Use / Savings in Demand under the selected programme (Ml/d) input as +ve 2032-33: 0.055293; Gains in Water Available For Use / Savings in Demand under the selected programme (Ml/d) input as +ve 2033-34: 0.061679; Gains in Water Available For Use / Savings in Demand under the selected programme (Ml/d) input as +ve 2034-35: 0.068083; Gains in Water Available For Use / Savings in Demand under the selected programme (Ml/d) input as +ve 2035-36: 0.074506; Gains in Water Available For Use / Savings in Demand under the selected programme (Ml/d) input as +ve 2036-37: 0.080945; Gains in Water Available For Use / Savings in Demand under the selected programme (Ml/d) input as +ve 2037-38: 0.087401; Gains in Water Available For Use / Savings in Demand under the selected programme (Ml/d) input as +ve 2038-39: 0.093872; Gains in Water Available For Use / Savings in Demand under the selected programme (Ml/d) input as +ve 2039-40: 0.10036; Gains in Water Available For Use / Savings in Demand under the selected programme (Ml/d) input as +ve 2040-41: 0.10686; Gains in Water Available For Use / Savings in Demand under the selected programme (Ml/d) input as +ve 2041-42: 0.11338; Gains in Water Available For Use / Savings in Demand under the selected programme (Ml/d) input as +ve 2042-43: 0.1199; Gains in Water Available For Use / Savings in Demand under the selected programme (Ml/d) input as +ve 2043-44: 0.12645; Gains in Water Available For Use / Savings in Demand under the selected programme (Ml/d) input as +ve 2044-45: 0.133; Gains in Water Available For Use / Savings in Demand under the selected programme (Ml/d) input as +ve 2045-46: 0.13957; Gains in Water Available For Use / Savings in Demand under the selected programme (Ml/d) input as +ve 2046-47: 0.14615; Gains in Water Available For Use / Savings in Demand under the selected programme (Ml/d) input as +ve 2047-48: 0.15274; Gains in Water Available For Use / Savings in Demand under the selected programme (Ml/d) input as +ve 2048-49: 0.15934; Gains in Water Available For Use / Savings in Demand under the selected programme (Ml/d) input as +ve 2049-50: 0.16595
51dP | NHH. WEF Visit Lower.AWSHPL | NHH. WEF Visit Lower.AWSHPL | Non-household water audit | Customer Options | N | Preferred | AWSHPL | Ml/d | 2 | Gains in Water Available For Use / Savings in Demand under the selected programme (Ml/d) input as +ve 2019-20: 0; Gains in Water Available For Use / Savings in Demand under the selected programme (Ml/d) input as +ve 2020-21: 0; Gains in Water Available For Use / Savings in Demand under the selected programme (Ml/d) input as +ve 2021-22: 0; Gains in Water Available For Use / Savings in Demand under the selected programme (Ml/d) input as +ve 2022-23: 0; Gains in Water Available For Use / Savings in Demand under the selected programme (Ml/d) input as +ve 2023-24: 0; Gains in Water Available For Use / Savings in Demand under the selected programme (Ml/d) input as +ve 2024-25: 0; Gains in Water Available For Use / Savings in Demand under the selected programme (Ml/d) input as +ve 2025-26: 0.0085424; Gains in Water Available For Use / Savings in Demand under the selected programme (Ml/d) input as +ve 2026-27: 0.01636; Gains in Water Available For Use / Savings in Demand under the selected programme (Ml/d) input as +ve 2027-28: 0.023426; Gains in Water Available For Use / Savings in Demand under the selected programme (Ml/d) input as +ve 2028-29: 0.029939; Gains in Water Available For Use / Savings in Demand under the selected programme (Ml/d) input as +ve 2029-30: 0.03625; Gains in Water Available For Use / Savings in Demand under the selected programme (Ml/d) input as +ve 2030-31: 0.042578; Gains in Water Available For Use / Savings in Demand under the selected programme (Ml/d) input as +ve 2031-32: 0.048926; Gains in Water Available For Use / Savings in Demand under the selected programme (Ml/d) input as +ve 2032-33: 0.055293; Gains in Water Available For Use / Savings in Demand under the selected programme (Ml/d) input as +ve 2033-34: 0.061679; Gains in Water Available For Use / Savings in Demand under the selected programme (Ml/d) input as +ve 2034-35: 0.068083; Gains in Water Available For Use / Savings in Demand under the selected programme (Ml/d) input as +ve 2035-36: 0.074506; Gains in Water Available For Use / Savings in Demand under the selected programme (Ml/d) input as +ve 2036-37: 0.080945; Gains in Water Available For Use / Savings in Demand under the selected programme (Ml/d) input as +ve 2037-38: 0.087401; Gains in Water Available For Use / Savings in Demand under the selected programme (Ml/d) input as +ve 2038-39: 0.093872; Gains in Water Available For Use / Savings in Demand under the selected programme (Ml/d) input as +ve 2039-40: 0.10036; Gains in Water Available For Use / Savings in Demand under the selected programme (Ml/d) input as +ve 2040-41: 0.10686; Gains in Water Available For Use / Savings in Demand under the selected programme (Ml/d) input as +ve 2041-42: 0.11338; Gains in Water Available For Use / Savings in Demand under the selected programme (Ml/d) input as +ve 2042-43: 0.1199; Gains in Water Available For Use / Savings in Demand under the selected programme (Ml/d) input as +ve 2043-44: 0.12645; Gains in Water Available For Use / Savings in Demand under the selected programme (Ml/d) input as +ve 2044-45: 0.133; Gains in Water Available For Use / Savings in Demand under the selected programme (Ml/d) input as +ve 2045-46: 0.13957; Gains in Water Available For Use / Savings in Demand under the selected programme (Ml/d) input as +ve 2046-47: 0.14615; Gains in Water Available For Use / Savings in Demand under the selected programme (Ml/d) input as +ve 2047-48: 0.15274; Gains in Water Available For Use / Savings in Demand under the selected programme (Ml/d) input as +ve 2048-49: 0.15934; Gains in Water Available For Use / Savings in Demand under the selected programme (Ml/d) input as +ve 2049-50: 0.16595
51dF | NHH. WEF Visit Super High.AWSHPL | NHH. WEF Visit Super High.AWSHPL | Non-household water audit | Customer Options | N | Least Cost | AWSHPL | Ml/d | 2 | Gains in Water Available For Use / Savings in Demand under the selected programme (Ml/d) input as +ve 2019-20: 0; Gains in Water Available For Use / Savings in Demand under the selected programme (Ml/d) input as +ve 2020-21: 0; Gains in Water Available For Use / Savings in Demand under the selected programme (Ml/d) input as +ve 2021-22: 0; Gains in Water Available For Use / Savings in Demand under the selected programme (Ml/d) input as +ve 2022-23: 0; Gains in Water Available For Use / Savings in Demand under the selected programme (Ml/d) input as +ve 2023-24: 0; Gains in Water Available For Use / Savings in Demand under the selected programme (Ml/d) input as +ve 2024-25: 0; Gains in Water Available For Use / Savings in Demand under the selected programme (Ml/d) input as +ve 2025-26: 0.0087933; Gains in Water Available For Use / Savings in Demand under the selected programme (Ml/d) input as +ve 2026-27: 0.016841; Gains in Water Available For Use / Savings in Demand under the selected programme (Ml/d) input as +ve 2027-28: 0.024114; Gains in Water Available For Use / Savings in Demand under the selected programme (Ml/d) input as +ve 2028-29: 0.030818; Gains in Water Available For Use / Savings in Demand under the selected programme (Ml/d) input as +ve 2029-30: 0.037314; Gains in Water Available For Use / Savings in Demand under the selected programme (Ml/d) input as +ve 2030-31: 0.043828; Gains in Water Available For Use / Savings in Demand under the selected programme (Ml/d) input as +ve 2031-32: 0.050363; Gains in Water Available For Use / Savings in Demand under the selected programme (Ml/d) input as +ve 2032-33: 0.056917; Gains in Water Available For Use / Savings in Demand under the selected programme (Ml/d) input as +ve 2033-34: 0.06349; Gains in Water Available For Use / Savings in Demand under the selected programme (Ml/d) input as +ve 2034-35: 0.070083; Gains in Water Available For Use / Savings in Demand under the selected programme (Ml/d) input as +ve 2035-36: 0.076694; Gains in Water Available For Use / Savings in Demand under the selected programme (Ml/d) input as +ve 2036-37: 0.083322; Gains in Water Available For Use / Savings in Demand under the selected programme (Ml/d) input as +ve 2037-38: 0.089967; Gains in Water Available For Use / Savings in Demand under the selected programme (Ml/d) input as +ve 2038-39: 0.096629; Gains in Water Available For Use / Savings in Demand under the selected programme (Ml/d) input as +ve 2039-40: 0.10331; Gains in Water Available For Use / Savings in Demand under the selected programme (Ml/d) input as +ve 2040-41: 0.11; Gains in Water Available For Use / Savings in Demand under the selected programme (Ml/d) input as +ve 2041-42: 0.1167; Gains in Water Available For Use / Savings in Demand under the selected programme (Ml/d) input as +ve 2042-43: 0.12342; Gains in Water Available For Use / Savings in Demand under the selected programme (Ml/d) input as +ve 2043-44: 0.13016; Gains in Water Available For Use / Savings in Demand under the selected programme (Ml/d) input as +ve 2044-45: 0.13691; Gains in Water Available For Use / Savings in Demand under the selected programme (Ml/d) input as +ve 2045-46: 0.14367; Gains in Water Available For Use / Savings in Demand under the selected programme (Ml/d) input as +ve 2046-47: 0.15044; Gains in Water Available For Use / Savings in Demand under the selected programme (Ml/d) input as +ve 2047-48: 0.15722; Gains in Water Available For Use / Savings in Demand under the selected programme (Ml/d) input as +ve 2048-49: 0.16402; Gains in Water Available For Use / Savings in Demand under the selected programme (Ml/d) input as +ve 2049-50: 0.17082
51dF | NHH. WEF Visit Super High.AWSHPL | NHH. WEF Visit Super High.AWSHPL | Non-household water audit | Customer Options | N | Ofwat Core | AWSHPL | Ml/d | 2 | Gains in Water Available For Use / Savings in Demand under the selected programme (Ml/d) input as +ve 2019-20: 0; Gains in Water Available For Use / Savings in Demand under the selected programme (Ml/d) input as +ve 2020-21: 0; Gains in Water Available For Use / Savings in Demand under the selected programme (Ml/d) input as +ve 2021-22: 0; Gains in Water Available For Use / Savings in Demand under the selected programme (Ml/d) input as +ve 2022-23: 0; Gains in Water Available For Use / Savings in Demand under the selected programme (Ml/d) input as +ve 2023-24: 0; Gains in Water Available For Use / Savings in Demand under the selected programme (Ml/d) input as +ve 2024-25: 0; Gains in Water Available For Use / Savings in Demand under the selected programme (Ml/d) input as +ve 2025-26: 0.0087933; Gains in Water Available For Use / Savings in Demand under the selected programme (Ml/d) input as +ve 2026-27: 0.016841; Gains in Water Available For Use / Savings in Demand under the selected programme (Ml/d) input as +ve 2027-28: 0.024114; Gains in Water Available For Use / Savings in Demand under the selected programme (Ml/d) input as +ve 2028-29: 0.030818; Gains in Water Available For Use / Savings in Demand under the selected programme (Ml/d) input as +ve 2029-30: 0.037314; Gains in Water Available For Use / Savings in Demand under the selected programme (Ml/d) input as +ve 2030-31: 0.043828; Gains in Water Available For Use / Savings in Demand under the selected programme (Ml/d) input as +ve 2031-32: 0.050363; Gains in Water Available For Use / Savings in Demand under the selected programme (Ml/d) input as +ve 2032-33: 0.056917; Gains in Water Available For Use / Savings in Demand under the selected programme (Ml/d) input as +ve 2033-34: 0.06349; Gains in Water Available For Use / Savings in Demand under the selected programme (Ml/d) input as +ve 2034-35: 0.070083; Gains in Water Available For Use / Savings in Demand under the selected programme (Ml/d) input as +ve 2035-36: 0.076694; Gains in Water Available For Use / Savings in Demand under the selected programme (Ml/d) input as +ve 2036-37: 0.083322; Gains in Water Available For Use / Savings in Demand under the selected programme (Ml/d) input as +ve 2037-38: 0.089967; Gains in Water Available For Use / Savings in Demand under the selected programme (Ml/d) input as +ve 2038-39: 0.096629; Gains in Water Available For Use / Savings in Demand under the selected programme (Ml/d) input as +ve 2039-40: 0.10331; Gains in Water Available For Use / Savings in Demand under the selected programme (Ml/d) input as +ve 2040-41: 0.11; Gains in Water Available For Use / Savings in Demand under the selected programme (Ml/d) input as +ve 2041-42: 0.1167; Gains in Water Available For Use / Savings in Demand under the selected programme (Ml/d) input as +ve 2042-43: 0.12342; Gains in Water Available For Use / Savings in Demand under the selected programme (Ml/d) input as +ve 2043-44: 0.13016; Gains in Water Available For Use / Savings in Demand under the selected programme (Ml/d) input as +ve 2044-45: 0.13691; Gains in Water Available For Use / Savings in Demand under the selected programme (Ml/d) input as +ve 2045-46: 0.14367; Gains in Water Available For Use / Savings in Demand under the selected programme (Ml/d) input as +ve 2046-47: 0.15044; Gains in Water Available For Use / Savings in Demand under the selected programme (Ml/d) input as +ve 2047-48: 0.15722; Gains in Water Available For Use / Savings in Demand under the selected programme (Ml/d) input as +ve 2048-49: 0.16402; Gains in Water Available For Use / Savings in Demand under the selected programme (Ml/d) input as +ve 2049-50: 0.17082
51dP | NHH. WEF Visit Super High.AWSHPL | NHH. WEF Visit Super High.AWSHPL | Non-household water audit | Customer Options | N | Preferred | AWSHPL | Ml/d | 2 | Gains in Water Available For Use / Savings in Demand under the selected programme (Ml/d) input as +ve 2019-20: 0; Gains in Water Available For Use / Savings in Demand under the selected programme (Ml/d) input as +ve 2020-21: 0; Gains in Water Available For Use / Savings in Demand under the selected programme (Ml/d) input as +ve 2021-22: 0; Gains in Water Available For Use / Savings in Demand under the selected programme (Ml/d) input as +ve 2022-23: 0; Gains in Water Available For Use / Savings in Demand under the selected programme (Ml/d) input as +ve 2023-24: 0; Gains in Water Available For Use / Savings in Demand under the selected programme (Ml/d) input as +ve 2024-25: 0; Gains in Water Available For Use / Savings in Demand under the selected programme (Ml/d) input as +ve 2025-26: 0.0087933; Gains in Water Available For Use / Savings in Demand under the selected programme (Ml/d) input as +ve 2026-27: 0.016841; Gains in Water Available For Use / Savings in Demand under the selected programme (Ml/d) input as +ve 2027-28: 0.024114; Gains in Water Available For Use / Savings in Demand under the selected programme (Ml/d) input as +ve 2028-29: 0.030818; Gains in Water Available For Use / Savings in Demand under the selected programme (Ml/d) input as +ve 2029-30: 0.037314; Gains in Water Available For Use / Savings in Demand under the selected programme (Ml/d) input as +ve 2030-31: 0.043828; Gains in Water Available For Use / Savings in Demand under the selected programme (Ml/d) input as +ve 2031-32: 0.050363; Gains in Water Available For Use / Savings in Demand under the selected programme (Ml/d) input as +ve 2032-33: 0.056917; Gains in Water Available For Use / Savings in Demand under the selected programme (Ml/d) input as +ve 2033-34: 0.06349; Gains in Water Available For Use / Savings in Demand under the selected programme (Ml/d) input as +ve 2034-35: 0.070083; Gains in Water Available For Use / Savings in Demand under the selected programme (Ml/d) input as +ve 2035-36: 0.076694; Gains in Water Available For Use / Savings in Demand under the selected programme (Ml/d) input as +ve 2036-37: 0.083322; Gains in Water Available For Use / Savings in Demand under the selected programme (Ml/d) input as +ve 2037-38: 0.089967; Gains in Water Available For Use / Savings in Demand under the selected programme (Ml/d) input as +ve 2038-39: 0.096629; Gains in Water Available For Use / Savings in Demand under the selected programme (Ml/d) input as +ve 2039-40: 0.10331; Gains in Water Available For Use / Savings in Demand under the selected programme (Ml/d) input as +ve 2040-41: 0.11; Gains in Water Available For Use / Savings in Demand under the selected programme (Ml/d) input as +ve 2041-42: 0.1167; Gains in Water Available For Use / Savings in Demand under the selected programme (Ml/d) input as +ve 2042-43: 0.12342; Gains in Water Available For Use / Savings in Demand under the selected programme (Ml/d) input as +ve 2043-44: 0.13016; Gains in Water Available For Use / Savings in Demand under the selected programme (Ml/d) input as +ve 2044-45: 0.13691; Gains in Water Available For Use / Savings in Demand under the selected programme (Ml/d) input as +ve 2045-46: 0.14367; Gains in Water Available For Use / Savings in Demand under the selected programme (Ml/d) input as +ve 2046-47: 0.15044; Gains in Water Available For Use / Savings in Demand under the selected programme (Ml/d) input as +ve 2047-48: 0.15722; Gains in Water Available For Use / Savings in Demand under the selected programme (Ml/d) input as +ve 2048-49: 0.16402; Gains in Water Available For Use / Savings in Demand under the selected programme (Ml/d) input as +ve 2049-50: 0.17082
51dF | NHH. WEF Visit Upper.AWSHPL | NHH. WEF Visit Upper.AWSHPL | Non-household water audit | Customer Options | N | Least Cost | AWSHPL | Ml/d | 2 | Gains in Water Available For Use / Savings in Demand under the selected programme (Ml/d) input as +ve 2019-20: 0; Gains in Water Available For Use / Savings in Demand under the selected programme (Ml/d) input as +ve 2020-21: 0; Gains in Water Available For Use / Savings in Demand under the selected programme (Ml/d) input as +ve 2021-22: 0; Gains in Water Available For Use / Savings in Demand under the selected programme (Ml/d) input as +ve 2022-23: 0; Gains in Water Available For Use / Savings in Demand under the selected programme (Ml/d) input as +ve 2023-24: 0; Gains in Water Available For Use / Savings in Demand under the selected programme (Ml/d) input as +ve 2024-25: 0; Gains in Water Available For Use / Savings in Demand under the selected programme (Ml/d) input as +ve 2025-26: 0.0046144; Gains in Water Available For Use / Savings in Demand under the selected programme (Ml/d) input as +ve 2026-27: 0.0088374; Gains in Water Available For Use / Savings in Demand under the selected programme (Ml/d) input as +ve 2027-28: 0.012654; Gains in Water Available For Use / Savings in Demand under the selected programme (Ml/d) input as +ve 2028-29: 0.016172; Gains in Water Available For Use / Savings in Demand under the selected programme (Ml/d) input as +ve 2029-30: 0.019581; Gains in Water Available For Use / Savings in Demand under the selected programme (Ml/d) input as +ve 2030-31: 0.023; Gains in Water Available For Use / Savings in Demand under the selected programme (Ml/d) input as +ve 2031-32: 0.026429; Gains in Water Available For Use / Savings in Demand under the selected programme (Ml/d) input as +ve 2032-33: 0.029868; Gains in Water Available For Use / Savings in Demand under the selected programme (Ml/d) input as +ve 2033-34: 0.033317; Gains in Water Available For Use / Savings in Demand under the selected programme (Ml/d) input as +ve 2034-35: 0.036777; Gains in Water Available For Use / Savings in Demand under the selected programme (Ml/d) input as +ve 2035-36: 0.040246; Gains in Water Available For Use / Savings in Demand under the selected programme (Ml/d) input as +ve 2036-37: 0.043725; Gains in Water Available For Use / Savings in Demand under the selected programme (Ml/d) input as +ve 2037-38: 0.047212; Gains in Water Available For Use / Savings in Demand under the selected programme (Ml/d) input as +ve 2038-39: 0.050708; Gains in Water Available For Use / Savings in Demand under the selected programme (Ml/d) input as +ve 2039-40: 0.054212; Gains in Water Available For Use / Savings in Demand under the selected programme (Ml/d) input as +ve 2040-41: 0.057723; Gains in Water Available For Use / Savings in Demand under the selected programme (Ml/d) input as +ve 2041-42: 0.061243; Gains in Water Available For Use / Savings in Demand under the selected programme (Ml/d) input as +ve 2042-43: 0.064769; Gains in Water Available For Use / Savings in Demand under the selected programme (Ml/d) input as +ve 2043-44: 0.068303; Gains in Water Available For Use / Savings in Demand under the selected programme (Ml/d) input as +ve 2044-45: 0.071843; Gains in Water Available For Use / Savings in Demand under the selected programme (Ml/d) input as +ve 2045-46: 0.075391; Gains in Water Available For Use / Savings in Demand under the selected programme (Ml/d) input as +ve 2046-47: 0.078944; Gains in Water Available For Use / Savings in Demand under the selected programme (Ml/d) input as +ve 2047-48: 0.082504; Gains in Water Available For Use / Savings in Demand under the selected programme (Ml/d) input as +ve 2048-49: 0.08607; Gains in Water Available For Use / Savings in Demand under the selected programme (Ml/d) input as +ve 2049-50: 0.089641
51dF | NHH. WEF Visit Upper.AWSHPL | NHH. WEF Visit Upper.AWSHPL | Non-household water audit | Customer Options | N | Ofwat Core | AWSHPL | Ml/d | 2 | Gains in Water Available For Use / Savings in Demand under the selected programme (Ml/d) input as +ve 2019-20: 0; Gains in Water Available For Use / Savings in Demand under the selected programme (Ml/d) input as +ve 2020-21: 0; Gains in Water Available For Use / Savings in Demand under the selected programme (Ml/d) input as +ve 2021-22: 0; Gains in Water Available For Use / Savings in Demand under the selected programme (Ml/d) input as +ve 2022-23: 0; Gains in Water Available For Use / Savings in Demand under the selected programme (Ml/d) input as +ve 2023-24: 0; Gains in Water Available For Use / Savings in Demand under the selected programme (Ml/d) input as +ve 2024-25: 0; Gains in Water Available For Use / Savings in Demand under the selected programme (Ml/d) input as +ve 2025-26: 0.0046144; Gains in Water Available For Use / Savings in Demand under the selected programme (Ml/d) input as +ve 2026-27: 0.0088374; Gains in Water Available For Use / Savings in Demand under the selected programme (Ml/d) input as +ve 2027-28: 0.012654; Gains in Water Available For Use / Savings in Demand under the selected programme (Ml/d) input as +ve 2028-29: 0.016172; Gains in Water Available For Use / Savings in Demand under the selected programme (Ml/d) input as +ve 2029-30: 0.019581; Gains in Water Available For Use / Savings in Demand under the selected programme (Ml/d) input as +ve 2030-31: 0.023; Gains in Water Available For Use / Savings in Demand under the selected programme (Ml/d) input as +ve 2031-32: 0.026429; Gains in Water Available For Use / Savings in Demand under the selected programme (Ml/d) input as +ve 2032-33: 0.029868; Gains in Water Available For Use / Savings in Demand under the selected programme (Ml/d) input as +ve 2033-34: 0.033317; Gains in Water Available For Use / Savings in Demand under the selected programme (Ml/d) input as +ve 2034-35: 0.036777; Gains in Water Available For Use / Savings in Demand under the selected programme (Ml/d) input as +ve 2035-36: 0.040246; Gains in Water Available For Use / Savings in Demand under the selected programme (Ml/d) input as +ve 2036-37: 0.043725; Gains in Water Available For Use / Savings in Demand under the selected programme (Ml/d) input as +ve 2037-38: 0.047212; Gains in Water Available For Use / Savings in Demand under the selected programme (Ml/d) input as +ve 2038-39: 0.050708; Gains in Water Available For Use / Savings in Demand under the selected programme (Ml/d) input as +ve 2039-40: 0.054212; Gains in Water Available For Use / Savings in Demand under the selected programme (Ml/d) input as +ve 2040-41: 0.057723; Gains in Water Available For Use / Savings in Demand under the selected programme (Ml/d) input as +ve 2041-42: 0.061243; Gains in Water Available For Use / Savings in Demand under the selected programme (Ml/d) input as +ve 2042-43: 0.064769; Gains in Water Available For Use / Savings in Demand under the selected programme (Ml/d) input as +ve 2043-44: 0.068303; Gains in Water Available For Use / Savings in Demand under the selected programme (Ml/d) input as +ve 2044-45: 0.071843; Gains in Water Available For Use / Savings in Demand under the selected programme (Ml/d) input as +ve 2045-46: 0.075391; Gains in Water Available For Use / Savings in Demand under the selected programme (Ml/d) input as +ve 2046-47: 0.078944; Gains in Water Available For Use / Savings in Demand under the selected programme (Ml/d) input as +ve 2047-48: 0.082504; Gains in Water Available For Use / Savings in Demand under the selected programme (Ml/d) input as +ve 2048-49: 0.08607; Gains in Water Available For Use / Savings in Demand under the selected programme (Ml/d) input as +ve 2049-50: 0.089641
51dP | NHH. WEF Visit Upper.AWSHPL | NHH. WEF Visit Upper.AWSHPL | Non-household water audit | Customer Options | N | Preferred | AWSHPL | Ml/d | 2 | Gains in Water Available For Use / Savings in Demand under the selected programme (Ml/d) input as +ve 2019-20: 0; Gains in Water Available For Use / Savings in Demand under the selected programme (Ml/d) input as +ve 2020-21: 0; Gains in Water Available For Use / Savings in Demand under the selected programme (Ml/d) input as +ve 2021-22: 0; Gains in Water Available For Use / Savings in Demand under the selected programme (Ml/d) input as +ve 2022-23: 0; Gains in Water Available For Use / Savings in Demand under the selected programme (Ml/d) input as +ve 2023-24: 0; Gains in Water Available For Use / Savings in Demand under the selected programme (Ml/d) input as +ve 2024-25: 0; Gains in Water Available For Use / Savings in Demand under the selected programme (Ml/d) input as +ve 2025-26: 0.0046144; Gains in Water Available For Use / Savings in Demand under the selected programme (Ml/d) input as +ve 2026-27: 0.0088374; Gains in Water Available For Use / Savings in Demand under the selected programme (Ml/d) input as +ve 2027-28: 0.012654; Gains in Water Available For Use / Savings in Demand under the selected programme (Ml/d) input as +ve 2028-29: 0.016172; Gains in Water Available For Use / Savings in Demand under the selected programme (Ml/d) input as +ve 2029-30: 0.019581; Gains in Water Available For Use / Savings in Demand under the selected programme (Ml/d) input as +ve 2030-31: 0.023; Gains in Water Available For Use / Savings in Demand under the selected programme (Ml/d) input as +ve 2031-32: 0.026429; Gains in Water Available For Use / Savings in Demand under the selected programme (Ml/d) input as +ve 2032-33: 0.029868; Gains in Water Available For Use / Savings in Demand under the selected programme (Ml/d) input as +ve 2033-34: 0.033317; Gains in Water Available For Use / Savings in Demand under the selected programme (Ml/d) input as +ve 2034-35: 0.036777; Gains in Water Available For Use / Savings in Demand under the selected programme (Ml/d) input as +ve 2035-36: 0.040246; Gains in Water Available For Use / Savings in Demand under the selected programme (Ml/d) input as +ve 2036-37: 0.043725; Gains in Water Available For Use / Savings in Demand under the selected programme (Ml/d) input as +ve 2037-38: 0.047212; Gains in Water Available For Use / Savings in Demand under the selected programme (Ml/d) input as +ve 2038-39: 0.050708; Gains in Water Available For Use / Savings in Demand under the selected programme (Ml/d) input as +ve 2039-40: 0.054212; Gains in Water Available For Use / Savings in Demand under the selected programme (Ml/d) input as +ve 2040-41: 0.057723; Gains in Water Available For Use / Savings in Demand under the selected programme (Ml/d) input as +ve 2041-42: 0.061243; Gains in Water Available For Use / Savings in Demand under the selected programme (Ml/d) input as +ve 2042-43: 0.064769; Gains in Water Available For Use / Savings in Demand under the selected programme (Ml/d) input as +ve 2043-44: 0.068303; Gains in Water Available For Use / Savings in Demand under the selected programme (Ml/d) input as +ve 2044-45: 0.071843; Gains in Water Available For Use / Savings in Demand under the selected programme (Ml/d) input as +ve 2045-46: 0.075391; Gains in Water Available For Use / Savings in Demand under the selected programme (Ml/d) input as +ve 2046-47: 0.078944; Gains in Water Available For Use / Savings in Demand under the selected programme (Ml/d) input as +ve 2047-48: 0.082504; Gains in Water Available For Use / Savings in Demand under the selected programme (Ml/d) input as +ve 2048-49: 0.08607; Gains in Water Available For Use / Savings in Demand under the selected programme (Ml/d) input as +ve 2049-50: 0.089641
51dF | Smart Metering.AWSHPL | Smart Metering.AWSHPL | Metering other selective | Customer Options | N | Least Cost | AWSHPL | Ml/d | 2 | Gains in Water Available For Use / Savings in Demand under the selected programme (Ml/d) input as +ve 2019-20: 0; Gains in Water Available For Use / Savings in Demand under the selected programme (Ml/d) input as +ve 2020-21: 0; Gains in Water Available For Use / Savings in Demand under the selected programme (Ml/d) input as +ve 2021-22: 0; Gains in Water Available For Use / Savings in Demand under the selected programme (Ml/d) input as +ve 2022-23: 0; Gains in Water Available For Use / Savings in Demand under the selected programme (Ml/d) input as +ve 2023-24: 0; Gains in Water Available For Use / Savings in Demand under the selected programme (Ml/d) input as +ve 2024-25: 0; Gains in Water Available For Use / Savings in Demand under the selected programme (Ml/d) input as +ve 2025-26: 0.04512; Gains in Water Available For Use / Savings in Demand under the selected programme (Ml/d) input as +ve 2026-27: 0.11193; Gains in Water Available For Use / Savings in Demand under the selected programme (Ml/d) input as +ve 2027-28: 0.19172; Gains in Water Available For Use / Savings in Demand under the selected programme (Ml/d) input as +ve 2028-29: 0.28422; Gains in Water Available For Use / Savings in Demand under the selected programme (Ml/d) input as +ve 2029-30: 0.38613; Gains in Water Available For Use / Savings in Demand under the selected programme (Ml/d) input as +ve 2030-31: 0.42742; Gains in Water Available For Use / Savings in Demand under the selected programme (Ml/d) input as +ve 2031-32: 0.46915; Gains in Water Available For Use / Savings in Demand under the selected programme (Ml/d) input as +ve 2032-33: 0.4801; Gains in Water Available For Use / Savings in Demand under the selected programme (Ml/d) input as +ve 2033-34: 0.46168; Gains in Water Available For Use / Savings in Demand under the selected programme (Ml/d) input as +ve 2034-35: 0.44403; Gains in Water Available For Use / Savings in Demand under the selected programme (Ml/d) input as +ve 2035-36: 0.42706; Gains in Water Available For Use / Savings in Demand under the selected programme (Ml/d) input as +ve 2036-37: 0.41075; Gains in Water Available For Use / Savings in Demand under the selected programme (Ml/d) input as +ve 2037-38: 0.39504; Gains in Water Available For Use / Savings in Demand under the selected programme (Ml/d) input as +ve 2038-39: 0.37995; Gains in Water Available For Use / Savings in Demand under the selected programme (Ml/d) input as +ve 2039-40: 0.36547; Gains in Water Available For Use / Savings in Demand under the selected programme (Ml/d) input as +ve 2040-41: 0.35148; Gains in Water Available For Use / Savings in Demand under the selected programme (Ml/d) input as +ve 2041-42: 0.33799; Gains in Water Available For Use / Savings in Demand under the selected programme (Ml/d) input as +ve 2042-43: 0.32497; Gains in Water Available For Use / Savings in Demand under the selected programme (Ml/d) input as +ve 2043-44: 0.31238; Gains in Water Available For Use / Savings in Demand under the selected programme (Ml/d) input as +ve 2044-45: 0.3002; Gains in Water Available For Use / Savings in Demand under the selected programme (Ml/d) input as +ve 2045-46: 0.29153; Gains in Water Available For Use / Savings in Demand under the selected programme (Ml/d) input as +ve 2046-47: 0.2925; Gains in Water Available For Use / Savings in Demand under the selected programme (Ml/d) input as +ve 2047-48: 0.29341; Gains in Water Available For Use / Savings in Demand under the selected programme (Ml/d) input as +ve 2048-49: 0.29426; Gains in Water Available For Use / Savings in Demand under the selected programme (Ml/d) input as +ve 2049-50: 0.29507
51dF | Smart Metering.AWSHPL | Smart Metering.AWSHPL | Metering other selective | Customer Options | N | Ofwat Core | AWSHPL | Ml/d | 2 | Gains in Water Available For Use / Savings in Demand under the selected programme (Ml/d) input as +ve 2019-20: 0; Gains in Water Available For Use / Savings in Demand under the selected programme (Ml/d) input as +ve 2020-21: 0; Gains in Water Available For Use / Savings in Demand under the selected programme (Ml/d) input as +ve 2021-22: 0; Gains in Water Available For Use / Savings in Demand under the selected programme (Ml/d) input as +ve 2022-23: 0; Gains in Water Available For Use / Savings in Demand under the selected programme (Ml/d) input as +ve 2023-24: 0; Gains in Water Available For Use / Savings in Demand under the selected programme (Ml/d) input as +ve 2024-25: 0; Gains in Water Available For Use / Savings in Demand under the selected programme (Ml/d) input as +ve 2025-26: 0.04512; Gains in Water Available For Use / Savings in Demand under the selected programme (Ml/d) input as +ve 2026-27: 0.11193; Gains in Water Available For Use / Savings in Demand under the selected programme (Ml/d) input as +ve 2027-28: 0.19172; Gains in Water Available For Use / Savings in Demand under the selected programme (Ml/d) input as +ve 2028-29: 0.28422; Gains in Water Available For Use / Savings in Demand under the selected programme (Ml/d) input as +ve 2029-30: 0.38613; Gains in Water Available For Use / Savings in Demand under the selected programme (Ml/d) input as +ve 2030-31: 0.42742; Gains in Water Available For Use / Savings in Demand under the selected programme (Ml/d) input as +ve 2031-32: 0.46915; Gains in Water Available For Use / Savings in Demand under the selected programme (Ml/d) input as +ve 2032-33: 0.4801; Gains in Water Available For Use / Savings in Demand under the selected programme (Ml/d) input as +ve 2033-34: 0.46168; Gains in Water Available For Use / Savings in Demand under the selected programme (Ml/d) input as +ve 2034-35: 0.44403; Gains in Water Available For Use / Savings in Demand under the selected programme (Ml/d) input as +ve 2035-36: 0.42706; Gains in Water Available For Use / Savings in Demand under the selected programme (Ml/d) input as +ve 2036-37: 0.41075; Gains in Water Available For Use / Savings in Demand under the selected programme (Ml/d) input as +ve 2037-38: 0.39504; Gains in Water Available For Use / Savings in Demand under the selected programme (Ml/d) input as +ve 2038-39: 0.37995; Gains in Water Available For Use / Savings in Demand under the selected programme (Ml/d) input as +ve 2039-40: 0.36547; Gains in Water Available For Use / Savings in Demand under the selected programme (Ml/d) input as +ve 2040-41: 0.35148; Gains in Water Available For Use / Savings in Demand under the selected programme (Ml/d) input as +ve 2041-42: 0.33799; Gains in Water Available For Use / Savings in Demand under the selected programme (Ml/d) input as +ve 2042-43: 0.32497; Gains in Water Available For Use / Savings in Demand under the selected programme (Ml/d) input as +ve 2043-44: 0.31238; Gains in Water Available For Use / Savings in Demand under the selected programme (Ml/d) input as +ve 2044-45: 0.3002; Gains in Water Available For Use / Savings in Demand under the selected programme (Ml/d) input as +ve 2045-46: 0.29153; Gains in Water Available For Use / Savings in Demand under the selected programme (Ml/d) input as +ve 2046-47: 0.2925; Gains in Water Available For Use / Savings in Demand under the selected programme (Ml/d) input as +ve 2047-48: 0.29341; Gains in Water Available For Use / Savings in Demand under the selected programme (Ml/d) input as +ve 2048-49: 0.29426; Gains in Water Available For Use / Savings in Demand under the selected programme (Ml/d) input as +ve 2049-50: 0.29507
51dP | Smart Metering.AWSHPL | Smart Metering.AWSHPL | Metering other selective | Customer Options | N | Preferred | AWSHPL | Ml/d | 2 | Gains in Water Available For Use / Savings in Demand under the selected programme (Ml/d) input as +ve 2019-20: 0; Gains in Water Available For Use / Savings in Demand under the selected programme (Ml/d) input as +ve 2020-21: 0; Gains in Water Available For Use / Savings in Demand under the selected programme (Ml/d) input as +ve 2021-22: 0; Gains in Water Available For Use / Savings in Demand under the selected programme (Ml/d) input as +ve 2022-23: 0; Gains in Water Available For Use / Savings in Demand under the selected programme (Ml/d) input as +ve 2023-24: 0; Gains in Water Available For Use / Savings in Demand under the selected programme (Ml/d) input as +ve 2024-25: 0; Gains in Water Available For Use / Savings in Demand under the selected programme (Ml/d) input as +ve 2025-26: 0.04512; Gains in Water Available For Use / Savings in Demand under the selected programme (Ml/d) input as +ve 2026-27: 0.11193; Gains in Water Available For Use / Savings in Demand under the selected programme (Ml/d) input as +ve 2027-28: 0.19172; Gains in Water Available For Use / Savings in Demand under the selected programme (Ml/d) input as +ve 2028-29: 0.28422; Gains in Water Available For Use / Savings in Demand under the selected programme (Ml/d) input as +ve 2029-30: 0.38613; Gains in Water Available For Use / Savings in Demand under the selected programme (Ml/d) input as +ve 2030-31: 0.42742; Gains in Water Available For Use / Savings in Demand under the selected programme (Ml/d) input as +ve 2031-32: 0.46915; Gains in Water Available For Use / Savings in Demand under the selected programme (Ml/d) input as +ve 2032-33: 0.4801; Gains in Water Available For Use / Savings in Demand under the selected programme (Ml/d) input as +ve 2033-34: 0.46168; Gains in Water Available For Use / Savings in Demand under the selected programme (Ml/d) input as +ve 2034-35: 0.44403; Gains in Water Available For Use / Savings in Demand under the selected programme (Ml/d) input as +ve 2035-36: 0.42706; Gains in Water Available For Use / Savings in Demand under the selected programme (Ml/d) input as +ve 2036-37: 0.41075; Gains in Water Available For Use / Savings in Demand under the selected programme (Ml/d) input as +ve 2037-38: 0.39504; Gains in Water Available For Use / Savings in Demand under the selected programme (Ml/d) input as +ve 2038-39: 0.37995; Gains in Water Available For Use / Savings in Demand under the selected programme (Ml/d) input as +ve 2039-40: 0.36547; Gains in Water Available For Use / Savings in Demand under the selected programme (Ml/d) input as +ve 2040-41: 0.35148; Gains in Water Available For Use / Savings in Demand under the selected programme (Ml/d) input as +ve 2041-42: 0.33799; Gains in Water Available For Use / Savings in Demand under the selected programme (Ml/d) input as +ve 2042-43: 0.32497; Gains in Water Available For Use / Savings in Demand under the selected programme (Ml/d) input as +ve 2043-44: 0.31238; Gains in Water Available For Use / Savings in Demand under the selected programme (Ml/d) input as +ve 2044-45: 0.3002; Gains in Water Available For Use / Savings in Demand under the selected programme (Ml/d) input as +ve 2045-46: 0.29153; Gains in Water Available For Use / Savings in Demand under the selected programme (Ml/d) input as +ve 2046-47: 0.2925; Gains in Water Available For Use / Savings in Demand under the selected programme (Ml/d) input as +ve 2047-48: 0.29341; Gains in Water Available For Use / Savings in Demand under the selected programme (Ml/d) input as +ve 2048-49: 0.29426; Gains in Water Available For Use / Savings in Demand under the selected programme (Ml/d) input as +ve 2049-50: 0.29507
51dF | USPL_HH_MET.AWSHPL | USPL_HH_MET.AWSHPL | Supply pipe repairs / replacement | Customer Options | N | Least Cost | AWSHPL | Ml/d | 2 | Gains in Water Available For Use / Savings in Demand under the selected programme (Ml/d) input as +ve 2019-20: 0; Gains in Water Available For Use / Savings in Demand under the selected programme (Ml/d) input as +ve 2020-21: 0; Gains in Water Available For Use / Savings in Demand under the selected programme (Ml/d) input as +ve 2021-22: 0; Gains in Water Available For Use / Savings in Demand under the selected programme (Ml/d) input as +ve 2022-23: 0; Gains in Water Available For Use / Savings in Demand under the selected programme (Ml/d) input as +ve 2023-24: 0; Gains in Water Available For Use / Savings in Demand under the selected programme (Ml/d) input as +ve 2024-25: 0; Gains in Water Available For Use / Savings in Demand under the selected programme (Ml/d) input as +ve 2025-26: 0.0086149; Gains in Water Available For Use / Savings in Demand under the selected programme (Ml/d) input as +ve 2026-27: 0.023898; Gains in Water Available For Use / Savings in Demand under the selected programme (Ml/d) input as +ve 2027-28: 0.04447; Gains in Water Available For Use / Savings in Demand under the selected programme (Ml/d) input as +ve 2028-29: 0.070341; Gains in Water Available For Use / Savings in Demand under the selected programme (Ml/d) input as +ve 2029-30: 0.10102; Gains in Water Available For Use / Savings in Demand under the selected programme (Ml/d) input as +ve 2030-31: 0.11668; Gains in Water Available For Use / Savings in Demand under the selected programme (Ml/d) input as +ve 2031-32: 0.13254; Gains in Water Available For Use / Savings in Demand under the selected programme (Ml/d) input as +ve 2032-33: 0.13534; Gains in Water Available For Use / Savings in Demand under the selected programme (Ml/d) input as +ve 2033-34: 0.13623; Gains in Water Available For Use / Savings in Demand under the selected programme (Ml/d) input as +ve 2034-35: 0.1371; Gains in Water Available For Use / Savings in Demand under the selected programme (Ml/d) input as +ve 2035-36: 0.13794; Gains in Water Available For Use / Savings in Demand under the selected programme (Ml/d) input as +ve 2036-37: 0.13876; Gains in Water Available For Use / Savings in Demand under the selected programme (Ml/d) input as +ve 2037-38: 0.13955; Gains in Water Available For Use / Savings in Demand under the selected programme (Ml/d) input as +ve 2038-39: 0.14032; Gains in Water Available For Use / Savings in Demand under the selected programme (Ml/d) input as +ve 2039-40: 0.14107; Gains in Water Available For Use / Savings in Demand under the selected programme (Ml/d) input as +ve 2040-41: 0.14179; Gains in Water Available For Use / Savings in Demand under the selected programme (Ml/d) input as +ve 2041-42: 0.14248; Gains in Water Available For Use / Savings in Demand under the selected programme (Ml/d) input as +ve 2042-43: 0.14315; Gains in Water Available For Use / Savings in Demand under the selected programme (Ml/d) input as +ve 2043-44: 0.14379; Gains in Water Available For Use / Savings in Demand under the selected programme (Ml/d) input as +ve 2044-45: 0.14441; Gains in Water Available For Use / Savings in Demand under the selected programme (Ml/d) input as +ve 2045-46: 0.145; Gains in Water Available For Use / Savings in Demand under the selected programme (Ml/d) input as +ve 2046-47: 0.14557; Gains in Water Available For Use / Savings in Demand under the selected programme (Ml/d) input as +ve 2047-48: 0.14611; Gains in Water Available For Use / Savings in Demand under the selected programme (Ml/d) input as +ve 2048-49: 0.14662; Gains in Water Available For Use / Savings in Demand under the selected programme (Ml/d) input as +ve 2049-50: 0.1471
51dF | USPL_HH_MET.AWSHPL | USPL_HH_MET.AWSHPL | Supply pipe repairs / replacement | Customer Options | N | Ofwat Core | AWSHPL | Ml/d | 2 | Gains in Water Available For Use / Savings in Demand under the selected programme (Ml/d) input as +ve 2019-20: 0; Gains in Water Available For Use / Savings in Demand under the selected programme (Ml/d) input as +ve 2020-21: 0; Gains in Water Available For Use / Savings in Demand under the selected programme (Ml/d) input as +ve 2021-22: 0; Gains in Water Available For Use / Savings in Demand under the selected programme (Ml/d) input as +ve 2022-23: 0; Gains in Water Available For Use / Savings in Demand under the selected programme (Ml/d) input as +ve 2023-24: 0; Gains in Water Available For Use / Savings in Demand under the selected programme (Ml/d) input as +ve 2024-25: 0; Gains in Water Available For Use / Savings in Demand under the selected programme (Ml/d) input as +ve 2025-26: 0.0086149; Gains in Water Available For Use / Savings in Demand under the selected programme (Ml/d) input as +ve 2026-27: 0.023898; Gains in Water Available For Use / Savings in Demand under the selected programme (Ml/d) input as +ve 2027-28: 0.04447; Gains in Water Available For Use / Savings in Demand under the selected programme (Ml/d) input as +ve 2028-29: 0.070341; Gains in Water Available For Use / Savings in Demand under the selected programme (Ml/d) input as +ve 2029-30: 0.10102; Gains in Water Available For Use / Savings in Demand under the selected programme (Ml/d) input as +ve 2030-31: 0.11668; Gains in Water Available For Use / Savings in Demand under the selected programme (Ml/d) input as +ve 2031-32: 0.13254; Gains in Water Available For Use / Savings in Demand under the selected programme (Ml/d) input as +ve 2032-33: 0.13534; Gains in Water Available For Use / Savings in Demand under the selected programme (Ml/d) input as +ve 2033-34: 0.13623; Gains in Water Available For Use / Savings in Demand under the selected programme (Ml/d) input as +ve 2034-35: 0.1371; Gains in Water Available For Use / Savings in Demand under the selected programme (Ml/d) input as +ve 2035-36: 0.13794; Gains in Water Available For Use / Savings in Demand under the selected programme (Ml/d) input as +ve 2036-37: 0.13876; Gains in Water Available For Use / Savings in Demand under the selected programme (Ml/d) input as +ve 2037-38: 0.13955; Gains in Water Available For Use / Savings in Demand under the selected programme (Ml/d) input as +ve 2038-39: 0.14032; Gains in Water Available For Use / Savings in Demand under the selected programme (Ml/d) input as +ve 2039-40: 0.14107; Gains in Water Available For Use / Savings in Demand under the selected programme (Ml/d) input as +ve 2040-41: 0.14179; Gains in Water Available For Use / Savings in Demand under the selected programme (Ml/d) input as +ve 2041-42: 0.14248; Gains in Water Available For Use / Savings in Demand under the selected programme (Ml/d) input as +ve 2042-43: 0.14315; Gains in Water Available For Use / Savings in Demand under the selected programme (Ml/d) input as +ve 2043-44: 0.14379; Gains in Water Available For Use / Savings in Demand under the selected programme (Ml/d) input as +ve 2044-45: 0.14441; Gains in Water Available For Use / Savings in Demand under the selected programme (Ml/d) input as +ve 2045-46: 0.145; Gains in Water Available For Use / Savings in Demand under the selected programme (Ml/d) input as +ve 2046-47: 0.14557; Gains in Water Available For Use / Savings in Demand under the selected programme (Ml/d) input as +ve 2047-48: 0.14611; Gains in Water Available For Use / Savings in Demand under the selected programme (Ml/d) input as +ve 2048-49: 0.14662; Gains in Water Available For Use / Savings in Demand under the selected programme (Ml/d) input as +ve 2049-50: 0.1471
51dP | USPL_HH_MET.AWSHPL | USPL_HH_MET.AWSHPL | Supply pipe repairs / replacement | Customer Options | N | Preferred | AWSHPL | Ml/d | 2 | Gains in Water Available For Use / Savings in Demand under the selected programme (Ml/d) input as +ve 2019-20: 0; Gains in Water Available For Use / Savings in Demand under the selected programme (Ml/d) input as +ve 2020-21: 0; Gains in Water Available For Use / Savings in Demand under the selected programme (Ml/d) input as +ve 2021-22: 0; Gains in Water Available For Use / Savings in Demand under the selected programme (Ml/d) input as +ve 2022-23: 0; Gains in Water Available For Use / Savings in Demand under the selected programme (Ml/d) input as +ve 2023-24: 0; Gains in Water Available For Use / Savings in Demand under the selected programme (Ml/d) input as +ve 2024-25: 0; Gains in Water Available For Use / Savings in Demand under the selected programme (Ml/d) input as +ve 2025-26: 0.0086149; Gains in Water Available For Use / Savings in Demand under the selected programme (Ml/d) input as +ve 2026-27: 0.023898; Gains in Water Available For Use / Savings in Demand under the selected programme (Ml/d) input as +ve 2027-28: 0.04447; Gains in Water Available For Use / Savings in Demand under the selected programme (Ml/d) input as +ve 2028-29: 0.070341; Gains in Water Available For Use / Savings in Demand under the selected programme (Ml/d) input as +ve 2029-30: 0.10102; Gains in Water Available For Use / Savings in Demand under the selected programme (Ml/d) input as +ve 2030-31: 0.11668; Gains in Water Available For Use / Savings in Demand under the selected programme (Ml/d) input as +ve 2031-32: 0.13254; Gains in Water Available For Use / Savings in Demand under the selected programme (Ml/d) input as +ve 2032-33: 0.13534; Gains in Water Available For Use / Savings in Demand under the selected programme (Ml/d) input as +ve 2033-34: 0.13623; Gains in Water Available For Use / Savings in Demand under the selected programme (Ml/d) input as +ve 2034-35: 0.1371; Gains in Water Available For Use / Savings in Demand under the selected programme (Ml/d) input as +ve 2035-36: 0.13794; Gains in Water Available For Use / Savings in Demand under the selected programme (Ml/d) input as +ve 2036-37: 0.13876; Gains in Water Available For Use / Savings in Demand under the selected programme (Ml/d) input as +ve 2037-38: 0.13955; Gains in Water Available For Use / Savings in Demand under the selected programme (Ml/d) input as +ve 2038-39: 0.14032; Gains in Water Available For Use / Savings in Demand under the selected programme (Ml/d) input as +ve 2039-40: 0.14107; Gains in Water Available For Use / Savings in Demand under the selected programme (Ml/d) input as +ve 2040-41: 0.14179; Gains in Water Available For Use / Savings in Demand under the selected programme (Ml/d) input as +ve 2041-42: 0.14248; Gains in Water Available For Use / Savings in Demand under the selected programme (Ml/d) input as +ve 2042-43: 0.14315; Gains in Water Available For Use / Savings in Demand under the selected programme (Ml/d) input as +ve 2043-44: 0.14379; Gains in Water Available For Use / Savings in Demand under the selected programme (Ml/d) input as +ve 2044-45: 0.14441; Gains in Water Available For Use / Savings in Demand under the selected programme (Ml/d) input as +ve 2045-46: 0.145; Gains in Water Available For Use / Savings in Demand under the selected programme (Ml/d) input as +ve 2046-47: 0.14557; Gains in Water Available For Use / Savings in Demand under the selected programme (Ml/d) input as +ve 2047-48: 0.14611; Gains in Water Available For Use / Savings in Demand under the selected programme (Ml/d) input as +ve 2048-49: 0.14662; Gains in Water Available For Use / Savings in Demand under the selected programme (Ml/d) input as +ve 2049-50: 0.1471
51cF | CC Mains Replacement.AWSHPL | CC Mains Replacement.AWSHPL | Mains replacement (not trunk mains) | Distribution Options | N | Least Cost | AWSHPL | Ml/d | 2 | 0 | 0 | 0 | 0 | 0 | 0 | 0.00019759 | 0.00039519 | 0.00059278 | 0.00079037 | 0.00098797 | 0.0011856 | 0.0013832 | 0.0015807 | 0.0017783 | 0.0019759 | 0.0021735 | 0.0023711 | 0.0025687 | 0.0027663 | 0.0029639 | 0.0031615 | 0.0033591 | 0.0035567 | 0.0037543 | 0.0039519 | 0.0041495 | 0.004347 | 0.0045446 | 0.0047422 | 0.0049398 | 0.0051374 | 0.005335 | 0.0055326 | 0.0057302 | 0.0059278 | 0.0061254 | 0.006323 | 0.0065206 | 0.0067182 | 0.0069158 | 0.0071134 | 0.0073109 | 0.0075085 | 0.0077061 | 0.0079037 | 0.0081013 | 0.0082989 | 0.0084965 | 0.0086941 | 0.0088917 | 0.0090893 | 0.0092869 | 0.0094845 | 0.0096821 | 0.0098797 | 0.010077 | 0.010275 | 0.010472 | 0.01067 | 0.010868 | 0.011065 | 0.011263 | 0.01146 | 0.011658 | 0.011856 | 0.012053 | 0.012251 | 0.012448 | 0.012646 | 0.012844 | 0.013041 | 0.013239 | 0.013436 | 0.013634 | 0.013832 | 0.014029 | 0.014227 | 0.014424 | 0.014622 | 0.014819
51cF | CC Mains Replacement.AWSHPL | CC Mains Replacement.AWSHPL | Mains replacement (not trunk mains) | Distribution Options | N | Ofwat Core | AWSHPL | Ml/d | 2 | 0 | 0 | 0 | 0 | 0 | 0 | 0.00019759 | 0.00039519 | 0.00059278 | 0.00079037 | 0.00098797 | 0.0011856 | 0.0013832 | 0.0015807 | 0.0017783 | 0.0019759 | 0.0021735 | 0.0023711 | 0.0025687 | 0.0027663 | 0.0029639 | 0.0031615 | 0.0033591 | 0.0035567 | 0.0037543 | 0.0039519 | 0.0041495 | 0.004347 | 0.0045446 | 0.0047422 | 0.0049398 | 0.0051374 | 0.005335 | 0.0055326 | 0.0057302 | 0.0059278 | 0.0061254 | 0.006323 | 0.0065206 | 0.0067182 | 0.0069158 | 0.0071134 | 0.0073109 | 0.0075085 | 0.0077061 | 0.0079037 | 0.0081013 | 0.0082989 | 0.0084965 | 0.0086941 | 0.0088917 | 0.0090893 | 0.0092869 | 0.0094845 | 0.0096821 | 0.0098797 | 0.010077 | 0.010275 | 0.010472 | 0.01067 | 0.010868 | 0.011065 | 0.011263 | 0.01146 | 0.011658 | 0.011856 | 0.012053 | 0.012251 | 0.012448 | 0.012646 | 0.012844 | 0.013041 | 0.013239 | 0.013436 | 0.013634 | 0.013832 | 0.014029 | 0.014227 | 0.014424 | 0.014622 | 0.014819
51cP | CC Mains Replacement.AWSHPL | CC Mains Replacement.AWSHPL | Mains replacement (not trunk mains) | Distribution Options | N | Preferred | AWSHPL | Ml/d | 2 | 0 | 0 | 0 | 0 | 0 | 0 | 0.00019759 | 0.00039519 | 0.00059278 | 0.00079037 | 0.00098797 | 0.0011856 | 0.0013832 | 0.0015807 | 0.0017783 | 0.0019759 | 0.0021735 | 0.0023711 | 0.0025687 | 0.0027663 | 0.0029639 | 0.0031615 | 0.0033591 | 0.0035567 | 0.0037543 | 0.0039519 | 0.0041495 | 0.004347 | 0.0045446 | 0.0047422 | 0.0049398 | 0.0051374 | 0.005335 | 0.0055326 | 0.0057302 | 0.0059278 | 0.0061254 | 0.006323 | 0.0065206 | 0.0067182 | 0.0069158 | 0.0071134 | 0.0073109 | 0.0075085 | 0.0077061 | 0.0079037 | 0.0081013 | 0.0082989 | 0.0084965 | 0.0086941 | 0.0088917 | 0.0090893 | 0.0092869 | 0.0094845 | 0.0096821 | 0.0098797 | 0.010077 | 0.010275 | 0.010472 | 0.01067 | 0.010868 | 0.011065 | 0.011263 | 0.01146 | 0.011658 | 0.011856 | 0.012053 | 0.012251 | 0.012448 | 0.012646 | 0.012844 | 0.013041 | 0.013239 | 0.013436 | 0.013634 | 0.013832 | 0.014029 | 0.014227 | 0.014424 | 0.014622 | 0.014819
51dF | 1a WRMP24. Smart Showers.AWSLNB | WEF 1a.AWSLNB | Retrofitting indoor water efficiency devices | Customer Options | N | Least Cost | AWSLNB | Ml/d | 2 | Gains in Water Available For Use / Savings in Demand under the selected programme (Ml/d) input as +ve 2019-20: 0; Gains in Water Available For Use / Savings in Demand under the selected programme (Ml/d) input as +ve 2020-21: 0; Gains in Water Available For Use / Savings in Demand under the selected programme (Ml/d) input as +ve 2021-22: 0; Gains in Water Available For Use / Savings in Demand under the selected programme (Ml/d) input as +ve 2022-23: 0; Gains in Water Available For Use / Savings in Demand under the selected programme (Ml/d) input as +ve 2023-24: 0; Gains in Water Available For Use / Savings in Demand under the selected programme (Ml/d) input as +ve 2024-25: 0; Gains in Water Available For Use / Savings in Demand under the selected programme (Ml/d) input as +ve 2025-26: 0; Gains in Water Available For Use / Savings in Demand under the selected programme (Ml/d) input as +ve 2026-27: 0; Gains in Water Available For Use / Savings in Demand under the selected programme (Ml/d) input as +ve 2027-28: 0; Gains in Water Available For Use / Savings in Demand under the selected programme (Ml/d) input as +ve 2028-29: 0.003893; Gains in Water Available For Use / Savings in Demand under the selected programme (Ml/d) input as +ve 2029-30: 0.013141; Gains in Water Available For Use / Savings in Demand under the selected programme (Ml/d) input as +ve 2030-31: 0.022366; Gains in Water Available For Use / Savings in Demand under the selected programme (Ml/d) input as +ve 2031-32: 0.031565; Gains in Water Available For Use / Savings in Demand under the selected programme (Ml/d) input as +ve 2032-33: 0.040743; Gains in Water Available For Use / Savings in Demand under the selected programme (Ml/d) input as +ve 2033-34: 0.046955; Gains in Water Available For Use / Savings in Demand under the selected programme (Ml/d) input as +ve 2034-35: 0.049089; Gains in Water Available For Use / Savings in Demand under the selected programme (Ml/d) input as +ve 2035-36: 0.051218; Gains in Water Available For Use / Savings in Demand under the selected programme (Ml/d) input as +ve 2036-37: 0.05335; Gains in Water Available For Use / Savings in Demand under the selected programme (Ml/d) input as +ve 2037-38: 0.055484; Gains in Water Available For Use / Savings in Demand under the selected programme (Ml/d) input as +ve 2038-39: 0.057614; Gains in Water Available For Use / Savings in Demand under the selected programme (Ml/d) input as +ve 2039-40: 0.059744; Gains in Water Available For Use / Savings in Demand under the selected programme (Ml/d) input as +ve 2040-41: 0.061878; Gains in Water Available For Use / Savings in Demand under the selected programme (Ml/d) input as +ve 2041-42: 0.064008; Gains in Water Available For Use / Savings in Demand under the selected programme (Ml/d) input as +ve 2042-43: 0.066134; Gains in Water Available For Use / Savings in Demand under the selected programme (Ml/d) input as +ve 2043-44: 0.068256; Gains in Water Available For Use / Savings in Demand under the selected programme (Ml/d) input as +ve 2044-45: 0.070373; Gains in Water Available For Use / Savings in Demand under the selected programme (Ml/d) input as +ve 2045-46: 0.072486; Gains in Water Available For Use / Savings in Demand under the selected programme (Ml/d) input as +ve 2046-47: 0.074595; Gains in Water Available For Use / Savings in Demand under the selected programme (Ml/d) input as +ve 2047-48: 0.076699; Gains in Water Available For Use / Savings in Demand under the selected programme (Ml/d) input as +ve 2048-49: 0.078798; Gains in Water Available For Use / Savings in Demand under the selected programme (Ml/d) input as +ve 2049-50: 0.080892
51dF | 1a WRMP24. Smart Showers.AWSLNB | WEF 1a.AWSLNB | Retrofitting indoor water efficiency devices | Customer Options | N | Ofwat Core | AWSLNB | Ml/d | 2 | Gains in Water Available For Use / Savings in Demand under the selected programme (Ml/d) input as +ve 2019-20: 0; Gains in Water Available For Use / Savings in Demand under the selected programme (Ml/d) input as +ve 2020-21: 0; Gains in Water Available For Use / Savings in Demand under the selected programme (Ml/d) input as +ve 2021-22: 0; Gains in Water Available For Use / Savings in Demand under the selected programme (Ml/d) input as +ve 2022-23: 0; Gains in Water Available For Use / Savings in Demand under the selected programme (Ml/d) input as +ve 2023-24: 0; Gains in Water Available For Use / Savings in Demand under the selected programme (Ml/d) input as +ve 2024-25: 0; Gains in Water Available For Use / Savings in Demand under the selected programme (Ml/d) input as +ve 2025-26: 0; Gains in Water Available For Use / Savings in Demand under the selected programme (Ml/d) input as +ve 2026-27: 0; Gains in Water Available For Use / Savings in Demand under the selected programme (Ml/d) input as +ve 2027-28: 0; Gains in Water Available For Use / Savings in Demand under the selected programme (Ml/d) input as +ve 2028-29: 0.003893; Gains in Water Available For Use / Savings in Demand under the selected programme (Ml/d) input as +ve 2029-30: 0.013141; Gains in Water Available For Use / Savings in Demand under the selected programme (Ml/d) input as +ve 2030-31: 0.022366; Gains in Water Available For Use / Savings in Demand under the selected programme (Ml/d) input as +ve 2031-32: 0.031565; Gains in Water Available For Use / Savings in Demand under the selected programme (Ml/d) input as +ve 2032-33: 0.040743; Gains in Water Available For Use / Savings in Demand under the selected programme (Ml/d) input as +ve 2033-34: 0.046955; Gains in Water Available For Use / Savings in Demand under the selected programme (Ml/d) input as +ve 2034-35: 0.049089; Gains in Water Available For Use / Savings in Demand under the selected programme (Ml/d) input as +ve 2035-36: 0.051218; Gains in Water Available For Use / Savings in Demand under the selected programme (Ml/d) input as +ve 2036-37: 0.05335; Gains in Water Available For Use / Savings in Demand under the selected programme (Ml/d) input as +ve 2037-38: 0.055484; Gains in Water Available For Use / Savings in Demand under the selected programme (Ml/d) input as +ve 2038-39: 0.057614; Gains in Water Available For Use / Savings in Demand under the selected programme (Ml/d) input as +ve 2039-40: 0.059744; Gains in Water Available For Use / Savings in Demand under the selected programme (Ml/d) input as +ve 2040-41: 0.061878; Gains in Water Available For Use / Savings in Demand under the selected programme (Ml/d) input as +ve 2041-42: 0.064008; Gains in Water Available For Use / Savings in Demand under the selected programme (Ml/d) input as +ve 2042-43: 0.066134; Gains in Water Available For Use / Savings in Demand under the selected programme (Ml/d) input as +ve 2043-44: 0.068256; Gains in Water Available For Use / Savings in Demand under the selected programme (Ml/d) input as +ve 2044-45: 0.070373; Gains in Water Available For Use / Savings in Demand under the selected programme (Ml/d) input as +ve 2045-46: 0.072486; Gains in Water Available For Use / Savings in Demand under the selected programme (Ml/d) input as +ve 2046-47: 0.074595; Gains in Water Available For Use / Savings in Demand under the selected programme (Ml/d) input as +ve 2047-48: 0.076699; Gains in Water Available For Use / Savings in Demand under the selected programme (Ml/d) input as +ve 2048-49: 0.078798; Gains in Water Available For Use / Savings in Demand under the selected programme (Ml/d) input as +ve 2049-50: 0.080892
51dP | 1a WRMP24. Smart Showers.AWSLNB | WEF 1a.AWSLNB | Retrofitting indoor water efficiency devices | Customer Options | N | Preferred | AWSLNB | Ml/d | 2 | Gains in Water Available For Use / Savings in Demand under the selected programme (Ml/d) input as +ve 2019-20: 0; Gains in Water Available For Use / Savings in Demand under the selected programme (Ml/d) input as +ve 2020-21: 0; Gains in Water Available For Use / Savings in Demand under the selected programme (Ml/d) input as +ve 2021-22: 0; Gains in Water Available For Use / Savings in Demand under the selected programme (Ml/d) input as +ve 2022-23: 0; Gains in Water Available For Use / Savings in Demand under the selected programme (Ml/d) input as +ve 2023-24: 0; Gains in Water Available For Use / Savings in Demand under the selected programme (Ml/d) input as +ve 2024-25: 0; Gains in Water Available For Use / Savings in Demand under the selected programme (Ml/d) input as +ve 2025-26: 0; Gains in Water Available For Use / Savings in Demand under the selected programme (Ml/d) input as +ve 2026-27: 0; Gains in Water Available For Use / Savings in Demand under the selected programme (Ml/d) input as +ve 2027-28: 0; Gains in Water Available For Use / Savings in Demand under the selected programme (Ml/d) input as +ve 2028-29: 0.003893; Gains in Water Available For Use / Savings in Demand under the selected programme (Ml/d) input as +ve 2029-30: 0.013141; Gains in Water Available For Use / Savings in Demand under the selected programme (Ml/d) input as +ve 2030-31: 0.022366; Gains in Water Available For Use / Savings in Demand under the selected programme (Ml/d) input as +ve 2031-32: 0.031565; Gains in Water Available For Use / Savings in Demand under the selected programme (Ml/d) input as +ve 2032-33: 0.040743; Gains in Water Available For Use / Savings in Demand under the selected programme (Ml/d) input as +ve 2033-34: 0.046955; Gains in Water Available For Use / Savings in Demand under the selected programme (Ml/d) input as +ve 2034-35: 0.049089; Gains in Water Available For Use / Savings in Demand under the selected programme (Ml/d) input as +ve 2035-36: 0.051218; Gains in Water Available For Use / Savings in Demand under the selected programme (Ml/d) input as +ve 2036-37: 0.05335; Gains in Water Available For Use / Savings in Demand under the selected programme (Ml/d) input as +ve 2037-38: 0.055484; Gains in Water Available For Use / Savings in Demand under the selected programme (Ml/d) input as +ve 2038-39: 0.057614; Gains in Water Available For Use / Savings in Demand under the selected programme (Ml/d) input as +ve 2039-40: 0.059744; Gains in Water Available For Use / Savings in Demand under the selected programme (Ml/d) input as +ve 2040-41: 0.061878; Gains in Water Available For Use / Savings in Demand under the selected programme (Ml/d) input as +ve 2041-42: 0.064008; Gains in Water Available For Use / Savings in Demand under the selected programme (Ml/d) input as +ve 2042-43: 0.066134; Gains in Water Available For Use / Savings in Demand under the selected programme (Ml/d) input as +ve 2043-44: 0.068256; Gains in Water Available For Use / Savings in Demand under the selected programme (Ml/d) input as +ve 2044-45: 0.070373; Gains in Water Available For Use / Savings in Demand under the selected programme (Ml/d) input as +ve 2045-46: 0.072486; Gains in Water Available For Use / Savings in Demand under the selected programme (Ml/d) input as +ve 2046-47: 0.074595; Gains in Water Available For Use / Savings in Demand under the selected programme (Ml/d) input as +ve 2047-48: 0.076699; Gains in Water Available For Use / Savings in Demand under the selected programme (Ml/d) input as +ve 2048-49: 0.078798; Gains in Water Available For Use / Savings in Demand under the selected programme (Ml/d) input as +ve 2049-50: 0.080892
51dF | 2c WRMP24. Garden Advice.AWSLNB | WEF 2c.AWSLNB | Water efficiency customer education / awareness | Customer Options | N | Least Cost | AWSLNB | Ml/d | 2 | Gains in Water Available For Use / Savings in Demand under the selected programme (Ml/d) input as +ve 2019-20: 0; Gains in Water Available For Use / Savings in Demand under the selected programme (Ml/d) input as +ve 2020-21: 0; Gains in Water Available For Use / Savings in Demand under the selected programme (Ml/d) input as +ve 2021-22: 0; Gains in Water Available For Use / Savings in Demand under the selected programme (Ml/d) input as +ve 2022-23: 0; Gains in Water Available For Use / Savings in Demand under the selected programme (Ml/d) input as +ve 2023-24: 0; Gains in Water Available For Use / Savings in Demand under the selected programme (Ml/d) input as +ve 2024-25: 0; Gains in Water Available For Use / Savings in Demand under the selected programme (Ml/d) input as +ve 2025-26: 0.0020282; Gains in Water Available For Use / Savings in Demand under the selected programme (Ml/d) input as +ve 2026-27: 0.0040625; Gains in Water Available For Use / Savings in Demand under the selected programme (Ml/d) input as +ve 2027-28: 0.0060979; Gains in Water Available For Use / Savings in Demand under the selected programme (Ml/d) input as +ve 2028-29: 0.0081337; Gains in Water Available For Use / Savings in Demand under the selected programme (Ml/d) input as +ve 2029-30: 0.010167; Gains in Water Available For Use / Savings in Demand under the selected programme (Ml/d) input as +ve 2030-31: 0.012195; Gains in Water Available For Use / Savings in Demand under the selected programme (Ml/d) input as +ve 2031-32: 0.014219; Gains in Water Available For Use / Savings in Demand under the selected programme (Ml/d) input as +ve 2032-33: 0.016239; Gains in Water Available For Use / Savings in Demand under the selected programme (Ml/d) input as +ve 2033-34: 0.018257; Gains in Water Available For Use / Savings in Demand under the selected programme (Ml/d) input as +ve 2034-35: 0.02027; Gains in Water Available For Use / Savings in Demand under the selected programme (Ml/d) input as +ve 2035-36: 0.022279; Gains in Water Available For Use / Savings in Demand under the selected programme (Ml/d) input as +ve 2036-37: 0.024286; Gains in Water Available For Use / Savings in Demand under the selected programme (Ml/d) input as +ve 2037-38: 0.026289; Gains in Water Available For Use / Savings in Demand under the selected programme (Ml/d) input as +ve 2038-39: 0.02829; Gains in Water Available For Use / Savings in Demand under the selected programme (Ml/d) input as +ve 2039-40: 0.030288; Gains in Water Available For Use / Savings in Demand under the selected programme (Ml/d) input as +ve 2040-41: 0.032284; Gains in Water Available For Use / Savings in Demand under the selected programme (Ml/d) input as +ve 2041-42: 0.034276; Gains in Water Available For Use / Savings in Demand under the selected programme (Ml/d) input as +ve 2042-43: 0.036266; Gains in Water Available For Use / Savings in Demand under the selected programme (Ml/d) input as +ve 2043-44: 0.038253; Gains in Water Available For Use / Savings in Demand under the selected programme (Ml/d) input as +ve 2044-45: 0.040237; Gains in Water Available For Use / Savings in Demand under the selected programme (Ml/d) input as +ve 2045-46: 0.042218; Gains in Water Available For Use / Savings in Demand under the selected programme (Ml/d) input as +ve 2046-47: 0.044195; Gains in Water Available For Use / Savings in Demand under the selected programme (Ml/d) input as +ve 2047-48: 0.04617; Gains in Water Available For Use / Savings in Demand under the selected programme (Ml/d) input as +ve 2048-49: 0.048141; Gains in Water Available For Use / Savings in Demand under the selected programme (Ml/d) input as +ve 2049-50: 0.050109
51dF | 2c WRMP24. Garden Advice.AWSLNB | WEF 2c.AWSLNB | Water efficiency customer education / awareness | Customer Options | N | Ofwat Core | AWSLNB | Ml/d | 2 | Gains in Water Available For Use / Savings in Demand under the selected programme (Ml/d) input as +ve 2019-20: 0; Gains in Water Available For Use / Savings in Demand under the selected programme (Ml/d) input as +ve 2020-21: 0; Gains in Water Available For Use / Savings in Demand under the selected programme (Ml/d) input as +ve 2021-22: 0; Gains in Water Available For Use / Savings in Demand under the selected programme (Ml/d) input as +ve 2022-23: 0; Gains in Water Available For Use / Savings in Demand under the selected programme (Ml/d) input as +ve 2023-24: 0; Gains in Water Available For Use / Savings in Demand under the selected programme (Ml/d) input as +ve 2024-25: 0; Gains in Water Available For Use / Savings in Demand under the selected programme (Ml/d) input as +ve 2025-26: 0.0020282; Gains in Water Available For Use / Savings in Demand under the selected programme (Ml/d) input as +ve 2026-27: 0.0040625; Gains in Water Available For Use / Savings in Demand under the selected programme (Ml/d) input as +ve 2027-28: 0.0060979; Gains in Water Available For Use / Savings in Demand under the selected programme (Ml/d) input as +ve 2028-29: 0.0081337; Gains in Water Available For Use / Savings in Demand under the selected programme (Ml/d) input as +ve 2029-30: 0.010167; Gains in Water Available For Use / Savings in Demand under the selected programme (Ml/d) input as +ve 2030-31: 0.012195; Gains in Water Available For Use / Savings in Demand under the selected programme (Ml/d) input as +ve 2031-32: 0.014219; Gains in Water Available For Use / Savings in Demand under the selected programme (Ml/d) input as +ve 2032-33: 0.016239; Gains in Water Available For Use / Savings in Demand under the selected programme (Ml/d) input as +ve 2033-34: 0.018257; Gains in Water Available For Use / Savings in Demand under the selected programme (Ml/d) input as +ve 2034-35: 0.02027; Gains in Water Available For Use / Savings in Demand under the selected programme (Ml/d) input as +ve 2035-36: 0.022279; Gains in Water Available For Use / Savings in Demand under the selected programme (Ml/d) input as +ve 2036-37: 0.024286; Gains in Water Available For Use / Savings in Demand under the selected programme (Ml/d) input as +ve 2037-38: 0.026289; Gains in Water Available For Use / Savings in Demand under the selected programme (Ml/d) input as +ve 2038-39: 0.02829; Gains in Water Available For Use / Savings in Demand under the selected programme (Ml/d) input as +ve 2039-40: 0.030288; Gains in Water Available For Use / Savings in Demand under the selected programme (Ml/d) input as +ve 2040-41: 0.032284; Gains in Water Available For Use / Savings in Demand under the selected programme (Ml/d) input as +ve 2041-42: 0.034276; Gains in Water Available For Use / Savings in Demand under the selected programme (Ml/d) input as +ve 2042-43: 0.036266; Gains in Water Available For Use / Savings in Demand under the selected programme (Ml/d) input as +ve 2043-44: 0.038253; Gains in Water Available For Use / Savings in Demand under the selected programme (Ml/d) input as +ve 2044-45: 0.040237; Gains in Water Available For Use / Savings in Demand under the selected programme (Ml/d) input as +ve 2045-46: 0.042218; Gains in Water Available For Use / Savings in Demand under the selected programme (Ml/d) input as +ve 2046-47: 0.044195; Gains in Water Available For Use / Savings in Demand under the selected programme (Ml/d) input as +ve 2047-48: 0.04617; Gains in Water Available For Use / Savings in Demand under the selected programme (Ml/d) input as +ve 2048-49: 0.048141; Gains in Water Available For Use / Savings in Demand under the selected programme (Ml/d) input as +ve 2049-50: 0.050109
51dP | 2c WRMP24. Garden Advice.AWSLNB | WEF 2c.AWSLNB | Water efficiency customer education / awareness | Customer Options | N | Preferred | AWSLNB | Ml/d | 2 | Gains in Water Available For Use / Savings in Demand under the selected programme (Ml/d) input as +ve 2019-20: 0; Gains in Water Available For Use / Savings in Demand under the selected programme (Ml/d) input as +ve 2020-21: 0; Gains in Water Available For Use / Savings in Demand under the selected programme (Ml/d) input as +ve 2021-22: 0; Gains in Water Available For Use / Savings in Demand under the selected programme (Ml/d) input as +ve 2022-23: 0; Gains in Water Available For Use / Savings in Demand under the selected programme (Ml/d) input as +ve 2023-24: 0; Gains in Water Available For Use / Savings in Demand under the selected programme (Ml/d) input as +ve 2024-25: 0; Gains in Water Available For Use / Savings in Demand under the selected programme (Ml/d) input as +ve 2025-26: 0.0020282; Gains in Water Available For Use / Savings in Demand under the selected programme (Ml/d) input as +ve 2026-27: 0.0040625; Gains in Water Available For Use / Savings in Demand under the selected programme (Ml/d) input as +ve 2027-28: 0.0060979; Gains in Water Available For Use / Savings in Demand under the selected programme (Ml/d) input as +ve 2028-29: 0.0081337; Gains in Water Available For Use / Savings in Demand under the selected programme (Ml/d) input as +ve 2029-30: 0.010167; Gains in Water Available For Use / Savings in Demand under the selected programme (Ml/d) input as +ve 2030-31: 0.012195; Gains in Water Available For Use / Savings in Demand under the selected programme (Ml/d) input as +ve 2031-32: 0.014219; Gains in Water Available For Use / Savings in Demand under the selected programme (Ml/d) input as +ve 2032-33: 0.016239; Gains in Water Available For Use / Savings in Demand under the selected programme (Ml/d) input as +ve 2033-34: 0.018257; Gains in Water Available For Use / Savings in Demand under the selected programme (Ml/d) input as +ve 2034-35: 0.02027; Gains in Water Available For Use / Savings in Demand under the selected programme (Ml/d) input as +ve 2035-36: 0.022279; Gains in Water Available For Use / Savings in Demand under the selected programme (Ml/d) input as +ve 2036-37: 0.024286; Gains in Water Available For Use / Savings in Demand under the selected programme (Ml/d) input as +ve 2037-38: 0.026289; Gains in Water Available For Use / Savings in Demand under the selected programme (Ml/d) input as +ve 2038-39: 0.02829; Gains in Water Available For Use / Savings in Demand under the selected programme (Ml/d) input as +ve 2039-40: 0.030288; Gains in Water Available For Use / Savings in Demand under the selected programme (Ml/d) input as +ve 2040-41: 0.032284; Gains in Water Available For Use / Savings in Demand under the selected programme (Ml/d) input as +ve 2041-42: 0.034276; Gains in Water Available For Use / Savings in Demand under the selected programme (Ml/d) input as +ve 2042-43: 0.036266; Gains in Water Available For Use / Savings in Demand under the selected programme (Ml/d) input as +ve 2043-44: 0.038253; Gains in Water Available For Use / Savings in Demand under the selected programme (Ml/d) input as +ve 2044-45: 0.040237; Gains in Water Available For Use / Savings in Demand under the selected programme (Ml/d) input as +ve 2045-46: 0.042218; Gains in Water Available For Use / Savings in Demand under the selected programme (Ml/d) input as +ve 2046-47: 0.044195; Gains in Water Available For Use / Savings in Demand under the selected programme (Ml/d) input as +ve 2047-48: 0.04617; Gains in Water Available For Use / Savings in Demand under the selected programme (Ml/d) input as +ve 2048-49: 0.048141; Gains in Water Available For Use / Savings in Demand under the selected programme (Ml/d) input as +ve 2049-50: 0.050109
51dF | 3a WRMP24. Community Reward.AWSLNB | WEF 3a.AWSLNB | Water efficiency customer education / awareness | Customer Options | N | Least Cost | AWSLNB | Ml/d | 2 | Gains in Water Available For Use / Savings in Demand under the selected programme (Ml/d) input as +ve 2019-20: 0; Gains in Water Available For Use / Savings in Demand under the selected programme (Ml/d) input as +ve 2020-21: 0; Gains in Water Available For Use / Savings in Demand under the selected programme (Ml/d) input as +ve 2021-22: 0; Gains in Water Available For Use / Savings in Demand under the selected programme (Ml/d) input as +ve 2022-23: 0; Gains in Water Available For Use / Savings in Demand under the selected programme (Ml/d) input as +ve 2023-24: 0; Gains in Water Available For Use / Savings in Demand under the selected programme (Ml/d) input as +ve 2024-25: 0; Gains in Water Available For Use / Savings in Demand under the selected programme (Ml/d) input as +ve 2025-26: 0; Gains in Water Available For Use / Savings in Demand under the selected programme (Ml/d) input as +ve 2026-27: 0; Gains in Water Available For Use / Savings in Demand under the selected programme (Ml/d) input as +ve 2027-28: 0; Gains in Water Available For Use / Savings in Demand under the selected programme (Ml/d) input as +ve 2028-29: 0.0012345; Gains in Water Available For Use / Savings in Demand under the selected programme (Ml/d) input as +ve 2029-30: 0.0040865; Gains in Water Available For Use / Savings in Demand under the selected programme (Ml/d) input as +ve 2030-31: 0.0069063; Gains in Water Available For Use / Savings in Demand under the selected programme (Ml/d) input as +ve 2031-32: 0.0096973; Gains in Water Available For Use / Savings in Demand under the selected programme (Ml/d) input as +ve 2032-33: 0.012472; Gains in Water Available For Use / Savings in Demand under the selected programme (Ml/d) input as +ve 2033-34: 0.015234; Gains in Water Available For Use / Savings in Demand under the selected programme (Ml/d) input as +ve 2034-35: 0.017983; Gains in Water Available For Use / Savings in Demand under the selected programme (Ml/d) input as +ve 2035-36: 0.020718; Gains in Water Available For Use / Savings in Demand under the selected programme (Ml/d) input as +ve 2036-37: 0.023438; Gains in Water Available For Use / Savings in Demand under the selected programme (Ml/d) input as +ve 2037-38: 0.026145; Gains in Water Available For Use / Savings in Demand under the selected programme (Ml/d) input as +ve 2038-39: 0.02884; Gains in Water Available For Use / Savings in Demand under the selected programme (Ml/d) input as +ve 2039-40: 0.031525; Gains in Water Available For Use / Savings in Demand under the selected programme (Ml/d) input as +ve 2040-41: 0.034202; Gains in Water Available For Use / Savings in Demand under the selected programme (Ml/d) input as +ve 2041-42: 0.036869; Gains in Water Available For Use / Savings in Demand under the selected programme (Ml/d) input as +ve 2042-43: 0.039529; Gains in Water Available For Use / Savings in Demand under the selected programme (Ml/d) input as +ve 2043-44: 0.041389; Gains in Water Available For Use / Savings in Demand under the selected programme (Ml/d) input as +ve 2044-45: 0.042233; Gains in Water Available For Use / Savings in Demand under the selected programme (Ml/d) input as +ve 2045-46: 0.043099; Gains in Water Available For Use / Savings in Demand under the selected programme (Ml/d) input as +ve 2046-47: 0.043984; Gains in Water Available For Use / Savings in Demand under the selected programme (Ml/d) input as +ve 2047-48: 0.044875; Gains in Water Available For Use / Savings in Demand under the selected programme (Ml/d) input as +ve 2048-49: 0.045772; Gains in Water Available For Use / Savings in Demand under the selected programme (Ml/d) input as +ve 2049-50: 0.046672
51dF | 3a WRMP24. Community Reward.AWSLNB | WEF 3a.AWSLNB | Water efficiency customer education / awareness | Customer Options | N | Ofwat Core | AWSLNB | Ml/d | 2 | Gains in Water Available For Use / Savings in Demand under the selected programme (Ml/d) input as +ve 2019-20: 0; Gains in Water Available For Use / Savings in Demand under the selected programme (Ml/d) input as +ve 2020-21: 0; Gains in Water Available For Use / Savings in Demand under the selected programme (Ml/d) input as +ve 2021-22: 0; Gains in Water Available For Use / Savings in Demand under the selected programme (Ml/d) input as +ve 2022-23: 0; Gains in Water Available For Use / Savings in Demand under the selected programme (Ml/d) input as +ve 2023-24: 0; Gains in Water Available For Use / Savings in Demand under the selected programme (Ml/d) input as +ve 2024-25: 0; Gains in Water Available For Use / Savings in Demand under the selected programme (Ml/d) input as +ve 2025-26: 0; Gains in Water Available For Use / Savings in Demand under the selected programme (Ml/d) input as +ve 2026-27: 0; Gains in Water Available For Use / Savings in Demand under the selected programme (Ml/d) input as +ve 2027-28: 0; Gains in Water Available For Use / Savings in Demand under the selected programme (Ml/d) input as +ve 2028-29: 0.0012345; Gains in Water Available For Use / Savings in Demand under the selected programme (Ml/d) input as +ve 2029-30: 0.0040865; Gains in Water Available For Use / Savings in Demand under the selected programme (Ml/d) input as +ve 2030-31: 0.0069063; Gains in Water Available For Use / Savings in Demand under the selected programme (Ml/d) input as +ve 2031-32: 0.0096973; Gains in Water Available For Use / Savings in Demand under the selected programme (Ml/d) input as +ve 2032-33: 0.012472; Gains in Water Available For Use / Savings in Demand under the selected programme (Ml/d) input as +ve 2033-34: 0.015234; Gains in Water Available For Use / Savings in Demand under the selected programme (Ml/d) input as +ve 2034-35: 0.017983; Gains in Water Available For Use / Savings in Demand under the selected programme (Ml/d) input as +ve 2035-36: 0.020718; Gains in Water Available For Use / Savings in Demand under the selected programme (Ml/d) input as +ve 2036-37: 0.023438; Gains in Water Available For Use / Savings in Demand under the selected programme (Ml/d) input as +ve 2037-38: 0.026145; Gains in Water Available For Use / Savings in Demand under the selected programme (Ml/d) input as +ve 2038-39: 0.02884; Gains in Water Available For Use / Savings in Demand under the selected programme (Ml/d) input as +ve 2039-40: 0.031525; Gains in Water Available For Use / Savings in Demand under the selected programme (Ml/d) input as +ve 2040-41: 0.034202; Gains in Water Available For Use / Savings in Demand under the selected programme (Ml/d) input as +ve 2041-42: 0.036869; Gains in Water Available For Use / Savings in Demand under the selected programme (Ml/d) input as +ve 2042-43: 0.039529; Gains in Water Available For Use / Savings in Demand under the selected programme (Ml/d) input as +ve 2043-44: 0.041389; Gains in Water Available For Use / Savings in Demand under the selected programme (Ml/d) input as +ve 2044-45: 0.042233; Gains in Water Available For Use / Savings in Demand under the selected programme (Ml/d) input as +ve 2045-46: 0.043099; Gains in Water Available For Use / Savings in Demand under the selected programme (Ml/d) input as +ve 2046-47: 0.043984; Gains in Water Available For Use / Savings in Demand under the selected programme (Ml/d) input as +ve 2047-48: 0.044875; Gains in Water Available For Use / Savings in Demand under the selected programme (Ml/d) input as +ve 2048-49: 0.045772; Gains in Water Available For Use / Savings in Demand under the selected programme (Ml/d) input as +ve 2049-50: 0.046672
51dP | 3a WRMP24. Community Reward.AWSLNB | WEF 3a.AWSLNB | Water efficiency customer education / awareness | Customer Options | N | Preferred | AWSLNB | Ml/d | 2 | Gains in Water Available For Use / Savings in Demand under the selected programme (Ml/d) input as +ve 2019-20: 0; Gains in Water Available For Use / Savings in Demand under the selected programme (Ml/d) input as +ve 2020-21: 0; Gains in Water Available For Use / Savings in Demand under the selected programme (Ml/d) input as +ve 2021-22: 0; Gains in Water Available For Use / Savings in Demand under the selected programme (Ml/d) input as +ve 2022-23: 0; Gains in Water Available For Use / Savings in Demand under the selected programme (Ml/d) input as +ve 2023-24: 0; Gains in Water Available For Use / Savings in Demand under the selected programme (Ml/d) input as +ve 2024-25: 0; Gains in Water Available For Use / Savings in Demand under the selected programme (Ml/d) input as +ve 2025-26: 0; Gains in Water Available For Use / Savings in Demand under the selected programme (Ml/d) input as +ve 2026-27: 0; Gains in Water Available For Use / Savings in Demand under the selected programme (Ml/d) input as +ve 2027-28: 0; Gains in Water Available For Use / Savings in Demand under the selected programme (Ml/d) input as +ve 2028-29: 0.0012345; Gains in Water Available For Use / Savings in Demand under the selected programme (Ml/d) input as +ve 2029-30: 0.0040865; Gains in Water Available For Use / Savings in Demand under the selected programme (Ml/d) input as +ve 2030-31: 0.0069063; Gains in Water Available For Use / Savings in Demand under the selected programme (Ml/d) input as +ve 2031-32: 0.0096973; Gains in Water Available For Use / Savings in Demand under the selected programme (Ml/d) input as +ve 2032-33: 0.012472; Gains in Water Available For Use / Savings in Demand under the selected programme (Ml/d) input as +ve 2033-34: 0.015234; Gains in Water Available For Use / Savings in Demand under the selected programme (Ml/d) input as +ve 2034-35: 0.017983; Gains in Water Available For Use / Savings in Demand under the selected programme (Ml/d) input as +ve 2035-36: 0.020718; Gains in Water Available For Use / Savings in Demand under the selected programme (Ml/d) input as +ve 2036-37: 0.023438; Gains in Water Available For Use / Savings in Demand under the selected programme (Ml/d) input as +ve 2037-38: 0.026145; Gains in Water Available For Use / Savings in Demand under the selected programme (Ml/d) input as +ve 2038-39: 0.02884; Gains in Water Available For Use / Savings in Demand under the selected programme (Ml/d) input as +ve 2039-40: 0.031525; Gains in Water Available For Use / Savings in Demand under the selected programme (Ml/d) input as +ve 2040-41: 0.034202; Gains in Water Available For Use / Savings in Demand under the selected programme (Ml/d) input as +ve 2041-42: 0.036869; Gains in Water Available For Use / Savings in Demand under the selected programme (Ml/d) input as +ve 2042-43: 0.039529; Gains in Water Available For Use / Savings in Demand under the selected programme (Ml/d) input as +ve 2043-44: 0.041389; Gains in Water Available For Use / Savings in Demand under the selected programme (Ml/d) input as +ve 2044-45: 0.042233; Gains in Water Available For Use / Savings in Demand under the selected programme (Ml/d) input as +ve 2045-46: 0.043099; Gains in Water Available For Use / Savings in Demand under the selected programme (Ml/d) input as +ve 2046-47: 0.043984; Gains in Water Available For Use / Savings in Demand under the selected programme (Ml/d) input as +ve 2047-48: 0.044875; Gains in Water Available For Use / Savings in Demand under the selected programme (Ml/d) input as +ve 2048-49: 0.045772; Gains in Water Available For Use / Savings in Demand under the selected programme (Ml/d) input as +ve 2049-50: 0.046672
51dF | 4a WRMP24. PL Uplift - Vulnerable Customers.AWSLNB | WEF 4a.AWSLNB | Other water efficiency | Customer Options | N | Least Cost | AWSLNB | Ml/d | 2 | Gains in Water Available For Use / Savings in Demand under the selected programme (Ml/d) input as +ve 2019-20: 0; Gains in Water Available For Use / Savings in Demand under the selected programme (Ml/d) input as +ve 2020-21: 0; Gains in Water Available For Use / Savings in Demand under the selected programme (Ml/d) input as +ve 2021-22: 0; Gains in Water Available For Use / Savings in Demand under the selected programme (Ml/d) input as +ve 2022-23: 0; Gains in Water Available For Use / Savings in Demand under the selected programme (Ml/d) input as +ve 2023-24: 0; Gains in Water Available For Use / Savings in Demand under the selected programme (Ml/d) input as +ve 2024-25: 0; Gains in Water Available For Use / Savings in Demand under the selected programme (Ml/d) input as +ve 2025-26: 0; Gains in Water Available For Use / Savings in Demand under the selected programme (Ml/d) input as +ve 2026-27: 0; Gains in Water Available For Use / Savings in Demand under the selected programme (Ml/d) input as +ve 2027-28: 0; Gains in Water Available For Use / Savings in Demand under the selected programme (Ml/d) input as +ve 2028-29: 0.0070496; Gains in Water Available For Use / Savings in Demand under the selected programme (Ml/d) input as +ve 2029-30: 0.021175; Gains in Water Available For Use / Savings in Demand under the selected programme (Ml/d) input as +ve 2030-31: 0.024123; Gains in Water Available For Use / Savings in Demand under the selected programme (Ml/d) input as +ve 2031-32: 0.027127; Gains in Water Available For Use / Savings in Demand under the selected programme (Ml/d) input as +ve 2032-33: 0.027444; Gains in Water Available For Use / Savings in Demand under the selected programme (Ml/d) input as +ve 2033-34: 0.027756; Gains in Water Available For Use / Savings in Demand under the selected programme (Ml/d) input as +ve 2034-35: 0.028033; Gains in Water Available For Use / Savings in Demand under the selected programme (Ml/d) input as +ve 2035-36: 0.028295; Gains in Water Available For Use / Savings in Demand under the selected programme (Ml/d) input as +ve 2036-37: 0.02858; Gains in Water Available For Use / Savings in Demand under the selected programme (Ml/d) input as +ve 2037-38: 0.028858; Gains in Water Available For Use / Savings in Demand under the selected programme (Ml/d) input as +ve 2038-39: 0.029132; Gains in Water Available For Use / Savings in Demand under the selected programme (Ml/d) input as +ve 2039-40: 0.029399; Gains in Water Available For Use / Savings in Demand under the selected programme (Ml/d) input as +ve 2040-41: 0.029662; Gains in Water Available For Use / Savings in Demand under the selected programme (Ml/d) input as +ve 2041-42: 0.02992; Gains in Water Available For Use / Savings in Demand under the selected programme (Ml/d) input as +ve 2042-43: 0.030173; Gains in Water Available For Use / Savings in Demand under the selected programme (Ml/d) input as +ve 2043-44: 0.03042; Gains in Water Available For Use / Savings in Demand under the selected programme (Ml/d) input as +ve 2044-45: 0.030663; Gains in Water Available For Use / Savings in Demand under the selected programme (Ml/d) input as +ve 2045-46: 0.030871; Gains in Water Available For Use / Savings in Demand under the selected programme (Ml/d) input as +ve 2046-47: 0.031075; Gains in Water Available For Use / Savings in Demand under the selected programme (Ml/d) input as +ve 2047-48: 0.031275; Gains in Water Available For Use / Savings in Demand under the selected programme (Ml/d) input as +ve 2048-49: 0.031471; Gains in Water Available For Use / Savings in Demand under the selected programme (Ml/d) input as +ve 2049-50: 0.031649
51dF | 4a WRMP24. PL Uplift - Vulnerable Customers.AWSLNB | WEF 4a.AWSLNB | Other water efficiency | Customer Options | N | Ofwat Core | AWSLNB | Ml/d | 2 | Gains in Water Available For Use / Savings in Demand under the selected programme (Ml/d) input as +ve 2019-20: 0; Gains in Water Available For Use / Savings in Demand under the selected programme (Ml/d) input as +ve 2020-21: 0; Gains in Water Available For Use / Savings in Demand under the selected programme (Ml/d) input as +ve 2021-22: 0; Gains in Water Available For Use / Savings in Demand under the selected programme (Ml/d) input as +ve 2022-23: 0; Gains in Water Available For Use / Savings in Demand under the selected programme (Ml/d) input as +ve 2023-24: 0; Gains in Water Available For Use / Savings in Demand under the selected programme (Ml/d) input as +ve 2024-25: 0; Gains in Water Available For Use / Savings in Demand under the selected programme (Ml/d) input as +ve 2025-26: 0; Gains in Water Available For Use / Savings in Demand under the selected programme (Ml/d) input as +ve 2026-27: 0; Gains in Water Available For Use / Savings in Demand under the selected programme (Ml/d) input as +ve 2027-28: 0; Gains in Water Available For Use / Savings in Demand under the selected programme (Ml/d) input as +ve 2028-29: 0.0070496; Gains in Water Available For Use / Savings in Demand under the selected programme (Ml/d) input as +ve 2029-30: 0.021175; Gains in Water Available For Use / Savings in Demand under the selected programme (Ml/d) input as +ve 2030-31: 0.024123; Gains in Water Available For Use / Savings in Demand under the selected programme (Ml/d) input as +ve 2031-32: 0.027127; Gains in Water Available For Use / Savings in Demand under the selected programme (Ml/d) input as +ve 2032-33: 0.027444; Gains in Water Available For Use / Savings in Demand under the selected programme (Ml/d) input as +ve 2033-34: 0.027756; Gains in Water Available For Use / Savings in Demand under the selected programme (Ml/d) input as +ve 2034-35: 0.028033; Gains in Water Available For Use / Savings in Demand under the selected programme (Ml/d) input as +ve 2035-36: 0.028295; Gains in Water Available For Use / Savings in Demand under the selected programme (Ml/d) input as +ve 2036-37: 0.02858; Gains in Water Available For Use / Savings in Demand under the selected programme (Ml/d) input as +ve 2037-38: 0.028858; Gains in Water Available For Use / Savings in Demand under the selected programme (Ml/d) input as +ve 2038-39: 0.029132; Gains in Water Available For Use / Savings in Demand under the selected programme (Ml/d) input as +ve 2039-40: 0.029399; Gains in Water Available For Use / Savings in Demand under the selected programme (Ml/d) input as +ve 2040-41: 0.029662; Gains in Water Available For Use / Savings in Demand under the selected programme (Ml/d) input as +ve 2041-42: 0.02992; Gains in Water Available For Use / Savings in Demand under the selected programme (Ml/d) input as +ve 2042-43: 0.030173; Gains in Water Available For Use / Savings in Demand under the selected programme (Ml/d) input as +ve 2043-44: 0.03042; Gains in Water Available For Use / Savings in Demand under the selected programme (Ml/d) input as +ve 2044-45: 0.030663; Gains in Water Available For Use / Savings in Demand under the selected programme (Ml/d) input as +ve 2045-46: 0.030871; Gains in Water Available For Use / Savings in Demand under the selected programme (Ml/d) input as +ve 2046-47: 0.031075; Gains in Water Available For Use / Savings in Demand under the selected programme (Ml/d) input as +ve 2047-48: 0.031275; Gains in Water Available For Use / Savings in Demand under the selected programme (Ml/d) input as +ve 2048-49: 0.031471; Gains in Water Available For Use / Savings in Demand under the selected programme (Ml/d) input as +ve 2049-50: 0.031649
51dP | 4a WRMP24. PL Uplift - Vulnerable Customers.AWSLNB | WEF 4a.AWSLNB | Other water efficiency | Customer Options | N | Preferred | AWSLNB | Ml/d | 2 | Gains in Water Available For Use / Savings in Demand under the selected programme (Ml/d) input as +ve 2019-20: 0; Gains in Water Available For Use / Savings in Demand under the selected programme (Ml/d) input as +ve 2020-21: 0; Gains in Water Available For Use / Savings in Demand under the selected programme (Ml/d) input as +ve 2021-22: 0; Gains in Water Available For Use / Savings in Demand under the selected programme (Ml/d) input as +ve 2022-23: 0; Gains in Water Available For Use / Savings in Demand under the selected programme (Ml/d) input as +ve 2023-24: 0; Gains in Water Available For Use / Savings in Demand under the selected programme (Ml/d) input as +ve 2024-25: 0; Gains in Water Available For Use / Savings in Demand under the selected programme (Ml/d) input as +ve 2025-26: 0; Gains in Water Available For Use / Savings in Demand under the selected programme (Ml/d) input as +ve 2026-27: 0; Gains in Water Available For Use / Savings in Demand under the selected programme (Ml/d) input as +ve 2027-28: 0; Gains in Water Available For Use / Savings in Demand under the selected programme (Ml/d) input as +ve 2028-29: 0.0070496; Gains in Water Available For Use / Savings in Demand under the selected programme (Ml/d) input as +ve 2029-30: 0.021175; Gains in Water Available For Use / Savings in Demand under the selected programme (Ml/d) input as +ve 2030-31: 0.024123; Gains in Water Available For Use / Savings in Demand under the selected programme (Ml/d) input as +ve 2031-32: 0.027127; Gains in Water Available For Use / Savings in Demand under the selected programme (Ml/d) input as +ve 2032-33: 0.027444; Gains in Water Available For Use / Savings in Demand under the selected programme (Ml/d) input as +ve 2033-34: 0.027756; Gains in Water Available For Use / Savings in Demand under the selected programme (Ml/d) input as +ve 2034-35: 0.028033; Gains in Water Available For Use / Savings in Demand under the selected programme (Ml/d) input as +ve 2035-36: 0.028295; Gains in Water Available For Use / Savings in Demand under the selected programme (Ml/d) input as +ve 2036-37: 0.02858; Gains in Water Available For Use / Savings in Demand under the selected programme (Ml/d) input as +ve 2037-38: 0.028858; Gains in Water Available For Use / Savings in Demand under the selected programme (Ml/d) input as +ve 2038-39: 0.029132; Gains in Water Available For Use / Savings in Demand under the selected programme (Ml/d) input as +ve 2039-40: 0.029399; Gains in Water Available For Use / Savings in Demand under the selected programme (Ml/d) input as +ve 2040-41: 0.029662; Gains in Water Available For Use / Savings in Demand under the selected programme (Ml/d) input as +ve 2041-42: 0.02992; Gains in Water Available For Use / Savings in Demand under the selected programme (Ml/d) input as +ve 2042-43: 0.030173; Gains in Water Available For Use / Savings in Demand under the selected programme (Ml/d) input as +ve 2043-44: 0.03042; Gains in Water Available For Use / Savings in Demand under the selected programme (Ml/d) input as +ve 2044-45: 0.030663; Gains in Water Available For Use / Savings in Demand under the selected programme (Ml/d) input as +ve 2045-46: 0.030871; Gains in Water Available For Use / Savings in Demand under the selected programme (Ml/d) input as +ve 2046-47: 0.031075; Gains in Water Available For Use / Savings in Demand under the selected programme (Ml/d) input as +ve 2047-48: 0.031275; Gains in Water Available For Use / Savings in Demand under the selected programme (Ml/d) input as +ve 2048-49: 0.031471; Gains in Water Available For Use / Savings in Demand under the selected programme (Ml/d) input as +ve 2049-50: 0.031649
51dF | 4c-PL WRMP24. PL uplift - Non-Vulnerable Customers.AWSLNB | WEF 4c-PL.AWSLNB | Other water efficiency | Customer Options | N | Least Cost | AWSLNB | Ml/d | 2 | Gains in Water Available For Use / Savings in Demand under the selected programme (Ml/d) input as +ve 2019-20: 0; Gains in Water Available For Use / Savings in Demand under the selected programme (Ml/d) input as +ve 2020-21: 0; Gains in Water Available For Use / Savings in Demand under the selected programme (Ml/d) input as +ve 2021-22: 0; Gains in Water Available For Use / Savings in Demand under the selected programme (Ml/d) input as +ve 2022-23: 0; Gains in Water Available For Use / Savings in Demand under the selected programme (Ml/d) input as +ve 2023-24: 0; Gains in Water Available For Use / Savings in Demand under the selected programme (Ml/d) input as +ve 2024-25: 0; Gains in Water Available For Use / Savings in Demand under the selected programme (Ml/d) input as +ve 2025-26: 0; Gains in Water Available For Use / Savings in Demand under the selected programme (Ml/d) input as +ve 2026-27: 0; Gains in Water Available For Use / Savings in Demand under the selected programme (Ml/d) input as +ve 2027-28: 0; Gains in Water Available For Use / Savings in Demand under the selected programme (Ml/d) input as +ve 2028-29: 0.060867; Gains in Water Available For Use / Savings in Demand under the selected programme (Ml/d) input as +ve 2029-30: 0.18283; Gains in Water Available For Use / Savings in Demand under the selected programme (Ml/d) input as +ve 2030-31: 0.20828; Gains in Water Available For Use / Savings in Demand under the selected programme (Ml/d) input as +ve 2031-32: 0.23422; Gains in Water Available For Use / Savings in Demand under the selected programme (Ml/d) input as +ve 2032-33: 0.23696; Gains in Water Available For Use / Savings in Demand under the selected programme (Ml/d) input as +ve 2033-34: 0.23964; Gains in Water Available For Use / Savings in Demand under the selected programme (Ml/d) input as +ve 2034-35: 0.24204; Gains in Water Available For Use / Savings in Demand under the selected programme (Ml/d) input as +ve 2035-36: 0.2443; Gains in Water Available For Use / Savings in Demand under the selected programme (Ml/d) input as +ve 2036-37: 0.24676; Gains in Water Available For Use / Savings in Demand under the selected programme (Ml/d) input as +ve 2037-38: 0.24916; Gains in Water Available For Use / Savings in Demand under the selected programme (Ml/d) input as +ve 2038-39: 0.25152; Gains in Water Available For Use / Savings in Demand under the selected programme (Ml/d) input as +ve 2039-40: 0.25384; Gains in Water Available For Use / Savings in Demand under the selected programme (Ml/d) input as +ve 2040-41: 0.25611; Gains in Water Available For Use / Savings in Demand under the selected programme (Ml/d) input as +ve 2041-42: 0.25833; Gains in Water Available For Use / Savings in Demand under the selected programme (Ml/d) input as +ve 2042-43: 0.26051; Gains in Water Available For Use / Savings in Demand under the selected programme (Ml/d) input as +ve 2043-44: 0.26265; Gains in Water Available For Use / Savings in Demand under the selected programme (Ml/d) input as +ve 2044-45: 0.26474; Gains in Water Available For Use / Savings in Demand under the selected programme (Ml/d) input as +ve 2045-46: 0.26654; Gains in Water Available For Use / Savings in Demand under the selected programme (Ml/d) input as +ve 2046-47: 0.2683; Gains in Water Available For Use / Savings in Demand under the selected programme (Ml/d) input as +ve 2047-48: 0.27003; Gains in Water Available For Use / Savings in Demand under the selected programme (Ml/d) input as +ve 2048-49: 0.27172; Gains in Water Available For Use / Savings in Demand under the selected programme (Ml/d) input as +ve 2049-50: 0.27326
51dF | 4c-PL WRMP24. PL uplift - Non-Vulnerable Customers.AWSLNB | WEF 4c-PL.AWSLNB | Other water efficiency | Customer Options | N | Ofwat Core | AWSLNB | Ml/d | 2 | Gains in Water Available For Use / Savings in Demand under the selected programme (Ml/d) input as +ve 2019-20: 0; Gains in Water Available For Use / Savings in Demand under the selected programme (Ml/d) input as +ve 2020-21: 0; Gains in Water Available For Use / Savings in Demand under the selected programme (Ml/d) input as +ve 2021-22: 0; Gains in Water Available For Use / Savings in Demand under the selected programme (Ml/d) input as +ve 2022-23: 0; Gains in Water Available For Use / Savings in Demand under the selected programme (Ml/d) input as +ve 2023-24: 0; Gains in Water Available For Use / Savings in Demand under the selected programme (Ml/d) input as +ve 2024-25: 0; Gains in Water Available For Use / Savings in Demand under the selected programme (Ml/d) input as +ve 2025-26: 0; Gains in Water Available For Use / Savings in Demand under the selected programme (Ml/d) input as +ve 2026-27: 0; Gains in Water Available For Use / Savings in Demand under the selected programme (Ml/d) input as +ve 2027-28: 0; Gains in Water Available For Use / Savings in Demand under the selected programme (Ml/d) input as +ve 2028-29: 0.060867; Gains in Water Available For Use / Savings in Demand under the selected programme (Ml/d) input as +ve 2029-30: 0.18283; Gains in Water Available For Use / Savings in Demand under the selected programme (Ml/d) input as +ve 2030-31: 0.20828; Gains in Water Available For Use / Savings in Demand under the selected programme (Ml/d) input as +ve 2031-32: 0.23422; Gains in Water Available For Use / Savings in Demand under the selected programme (Ml/d) input as +ve 2032-33: 0.23696; Gains in Water Available For Use / Savings in Demand under the selected programme (Ml/d) input as +ve 2033-34: 0.23964; Gains in Water Available For Use / Savings in Demand under the selected programme (Ml/d) input as +ve 2034-35: 0.24204; Gains in Water Available For Use / Savings in Demand under the selected programme (Ml/d) input as +ve 2035-36: 0.2443; Gains in Water Available For Use / Savings in Demand under the selected programme (Ml/d) input as +ve 2036-37: 0.24676; Gains in Water Available For Use / Savings in Demand under the selected programme (Ml/d) input as +ve 2037-38: 0.24916; Gains in Water Available For Use / Savings in Demand under the selected programme (Ml/d) input as +ve 2038-39: 0.25152; Gains in Water Available For Use / Savings in Demand under the selected programme (Ml/d) input as +ve 2039-40: 0.25384; Gains in Water Available For Use / Savings in Demand under the selected programme (Ml/d) input as +ve 2040-41: 0.25611; Gains in Water Available For Use / Savings in Demand under the selected programme (Ml/d) input as +ve 2041-42: 0.25833; Gains in Water Available For Use / Savings in Demand under the selected programme (Ml/d) input as +ve 2042-43: 0.26051; Gains in Water Available For Use / Savings in Demand under the selected programme (Ml/d) input as +ve 2043-44: 0.26265; Gains in Water Available For Use / Savings in Demand under the selected programme (Ml/d) input as +ve 2044-45: 0.26474; Gains in Water Available For Use / Savings in Demand under the selected programme (Ml/d) input as +ve 2045-46: 0.26654; Gains in Water Available For Use / Savings in Demand under the selected programme (Ml/d) input as +ve 2046-47: 0.2683; Gains in Water Available For Use / Savings in Demand under the selected programme (Ml/d) input as +ve 2047-48: 0.27003; Gains in Water Available For Use / Savings in Demand under the selected programme (Ml/d) input as +ve 2048-49: 0.27172; Gains in Water Available For Use / Savings in Demand under the selected programme (Ml/d) input as +ve 2049-50: 0.27326
51dP | 4c-PL WRMP24. PL uplift - Non-Vulnerable Customers.AWSLNB | WEF 4c-PL.AWSLNB | Other water efficiency | Customer Options | N | Preferred | AWSLNB | Ml/d | 2 | Gains in Water Available For Use / Savings in Demand under the selected programme (Ml/d) input as +ve 2019-20: 0; Gains in Water Available For Use / Savings in Demand under the selected programme (Ml/d) input as +ve 2020-21: 0; Gains in Water Available For Use / Savings in Demand under the selected programme (Ml/d) input as +ve 2021-22: 0; Gains in Water Available For Use / Savings in Demand under the selected programme (Ml/d) input as +ve 2022-23: 0; Gains in Water Available For Use / Savings in Demand under the selected programme (Ml/d) input as +ve 2023-24: 0; Gains in Water Available For Use / Savings in Demand under the selected programme (Ml/d) input as +ve 2024-25: 0; Gains in Water Available For Use / Savings in Demand under the selected programme (Ml/d) input as +ve 2025-26: 0; Gains in Water Available For Use / Savings in Demand under the selected programme (Ml/d) input as +ve 2026-27: 0; Gains in Water Available For Use / Savings in Demand under the selected programme (Ml/d) input as +ve 2027-28: 0; Gains in Water Available For Use / Savings in Demand under the selected programme (Ml/d) input as +ve 2028-29: 0.060867; Gains in Water Available For Use / Savings in Demand under the selected programme (Ml/d) input as +ve 2029-30: 0.18283; Gains in Water Available For Use / Savings in Demand under the selected programme (Ml/d) input as +ve 2030-31: 0.20828; Gains in Water Available For Use / Savings in Demand under the selected programme (Ml/d) input as +ve 2031-32: 0.23422; Gains in Water Available For Use / Savings in Demand under the selected programme (Ml/d) input as +ve 2032-33: 0.23696; Gains in Water Available For Use / Savings in Demand under the selected programme (Ml/d) input as +ve 2033-34: 0.23964; Gains in Water Available For Use / Savings in Demand under the selected programme (Ml/d) input as +ve 2034-35: 0.24204; Gains in Water Available For Use / Savings in Demand under the selected programme (Ml/d) input as +ve 2035-36: 0.2443; Gains in Water Available For Use / Savings in Demand under the selected programme (Ml/d) input as +ve 2036-37: 0.24676; Gains in Water Available For Use / Savings in Demand under the selected programme (Ml/d) input as +ve 2037-38: 0.24916; Gains in Water Available For Use / Savings in Demand under the selected programme (Ml/d) input as +ve 2038-39: 0.25152; Gains in Water Available For Use / Savings in Demand under the selected programme (Ml/d) input as +ve 2039-40: 0.25384; Gains in Water Available For Use / Savings in Demand under the selected programme (Ml/d) input as +ve 2040-41: 0.25611; Gains in Water Available For Use / Savings in Demand under the selected programme (Ml/d) input as +ve 2041-42: 0.25833; Gains in Water Available For Use / Savings in Demand under the selected programme (Ml/d) input as +ve 2042-43: 0.26051; Gains in Water Available For Use / Savings in Demand under the selected programme (Ml/d) input as +ve 2043-44: 0.26265; Gains in Water Available For Use / Savings in Demand under the selected programme (Ml/d) input as +ve 2044-45: 0.26474; Gains in Water Available For Use / Savings in Demand under the selected programme (Ml/d) input as +ve 2045-46: 0.26654; Gains in Water Available For Use / Savings in Demand under the selected programme (Ml/d) input as +ve 2046-47: 0.2683; Gains in Water Available For Use / Savings in Demand under the selected programme (Ml/d) input as +ve 2047-48: 0.27003; Gains in Water Available For Use / Savings in Demand under the selected programme (Ml/d) input as +ve 2048-49: 0.27172; Gains in Water Available For Use / Savings in Demand under the selected programme (Ml/d) input as +ve 2049-50: 0.27326
51dF | 4d WRMP24. Leaky Loos Campaign.AWSLNB | WEF 4d.AWSLNB | Other water efficiency | Customer Options | N | Least Cost | AWSLNB | Ml/d | 2 | Gains in Water Available For Use / Savings in Demand under the selected programme (Ml/d) input as +ve 2019-20: 0; Gains in Water Available For Use / Savings in Demand under the selected programme (Ml/d) input as +ve 2020-21: 0; Gains in Water Available For Use / Savings in Demand under the selected programme (Ml/d) input as +ve 2021-22: 0; Gains in Water Available For Use / Savings in Demand under the selected programme (Ml/d) input as +ve 2022-23: 0; Gains in Water Available For Use / Savings in Demand under the selected programme (Ml/d) input as +ve 2023-24: 0; Gains in Water Available For Use / Savings in Demand under the selected programme (Ml/d) input as +ve 2024-25: 0; Gains in Water Available For Use / Savings in Demand under the selected programme (Ml/d) input as +ve 2025-26: 0.051929; Gains in Water Available For Use / Savings in Demand under the selected programme (Ml/d) input as +ve 2026-27: 0.10499; Gains in Water Available For Use / Savings in Demand under the selected programme (Ml/d) input as +ve 2027-28: 0.15908; Gains in Water Available For Use / Savings in Demand under the selected programme (Ml/d) input as +ve 2028-29: 0.19289; Gains in Water Available For Use / Savings in Demand under the selected programme (Ml/d) input as +ve 2029-30: 0.19289; Gains in Water Available For Use / Savings in Demand under the selected programme (Ml/d) input as +ve 2030-31: 0.19289; Gains in Water Available For Use / Savings in Demand under the selected programme (Ml/d) input as +ve 2031-32: 0.19289; Gains in Water Available For Use / Savings in Demand under the selected programme (Ml/d) input as +ve 2032-33: 0.19289; Gains in Water Available For Use / Savings in Demand under the selected programme (Ml/d) input as +ve 2033-34: 0.19289; Gains in Water Available For Use / Savings in Demand under the selected programme (Ml/d) input as +ve 2034-35: 0.19289; Gains in Water Available For Use / Savings in Demand under the selected programme (Ml/d) input as +ve 2035-36: 0.19289; Gains in Water Available For Use / Savings in Demand under the selected programme (Ml/d) input as +ve 2036-37: 0.19289; Gains in Water Available For Use / Savings in Demand under the selected programme (Ml/d) input as +ve 2037-38: 0.19289; Gains in Water Available For Use / Savings in Demand under the selected programme (Ml/d) input as +ve 2038-39: 0.19289; Gains in Water Available For Use / Savings in Demand under the selected programme (Ml/d) input as +ve 2039-40: 0.19289; Gains in Water Available For Use / Savings in Demand under the selected programme (Ml/d) input as +ve 2040-41: 0.14096; Gains in Water Available For Use / Savings in Demand under the selected programme (Ml/d) input as +ve 2041-42: 0.087893; Gains in Water Available For Use / Savings in Demand under the selected programme (Ml/d) input as +ve 2042-43: 0.033802; Gains in Water Available For Use / Savings in Demand under the selected programme (Ml/d) input as +ve 2043-44: 0; Gains in Water Available For Use / Savings in Demand under the selected programme (Ml/d) input as +ve 2044-45: 0; Gains in Water Available For Use / Savings in Demand under the selected programme (Ml/d) input as +ve 2045-46: 0; Gains in Water Available For Use / Savings in Demand under the selected programme (Ml/d) input as +ve 2046-47: 0; Gains in Water Available For Use / Savings in Demand under the selected programme (Ml/d) input as +ve 2047-48: 0; Gains in Water Available For Use / Savings in Demand under the selected programme (Ml/d) input as +ve 2048-49: 0; Gains in Water Available For Use / Savings in Demand under the selected programme (Ml/d) input as +ve 2049-50: 0
51dF | 4d WRMP24. Leaky Loos Campaign.AWSLNB | WEF 4d.AWSLNB | Other water efficiency | Customer Options | N | Ofwat Core | AWSLNB | Ml/d | 2 | Gains in Water Available For Use / Savings in Demand under the selected programme (Ml/d) input as +ve 2019-20: 0; Gains in Water Available For Use / Savings in Demand under the selected programme (Ml/d) input as +ve 2020-21: 0; Gains in Water Available For Use / Savings in Demand under the selected programme (Ml/d) input as +ve 2021-22: 0; Gains in Water Available For Use / Savings in Demand under the selected programme (Ml/d) input as +ve 2022-23: 0; Gains in Water Available For Use / Savings in Demand under the selected programme (Ml/d) input as +ve 2023-24: 0; Gains in Water Available For Use / Savings in Demand under the selected programme (Ml/d) input as +ve 2024-25: 0; Gains in Water Available For Use / Savings in Demand under the selected programme (Ml/d) input as +ve 2025-26: 0.051929; Gains in Water Available For Use / Savings in Demand under the selected programme (Ml/d) input as +ve 2026-27: 0.10499; Gains in Water Available For Use / Savings in Demand under the selected programme (Ml/d) input as +ve 2027-28: 0.15908; Gains in Water Available For Use / Savings in Demand under the selected programme (Ml/d) input as +ve 2028-29: 0.19289; Gains in Water Available For Use / Savings in Demand under the selected programme (Ml/d) input as +ve 2029-30: 0.19289; Gains in Water Available For Use / Savings in Demand under the selected programme (Ml/d) input as +ve 2030-31: 0.19289; Gains in Water Available For Use / Savings in Demand under the selected programme (Ml/d) input as +ve 2031-32: 0.19289; Gains in Water Available For Use / Savings in Demand under the selected programme (Ml/d) input as +ve 2032-33: 0.19289; Gains in Water Available For Use / Savings in Demand under the selected programme (Ml/d) input as +ve 2033-34: 0.19289; Gains in Water Available For Use / Savings in Demand under the selected programme (Ml/d) input as +ve 2034-35: 0.19289; Gains in Water Available For Use / Savings in Demand under the selected programme (Ml/d) input as +ve 2035-36: 0.19289; Gains in Water Available For Use / Savings in Demand under the selected programme (Ml/d) input as +ve 2036-37: 0.19289; Gains in Water Available For Use / Savings in Demand under the selected programme (Ml/d) input as +ve 2037-38: 0.19289; Gains in Water Available For Use / Savings in Demand under the selected programme (Ml/d) input as +ve 2038-39: 0.19289; Gains in Water Available For Use / Savings in Demand under the selected programme (Ml/d) input as +ve 2039-40: 0.19289; Gains in Water Available For Use / Savings in Demand under the selected programme (Ml/d) input as +ve 2040-41: 0.14096; Gains in Water Available For Use / Savings in Demand under the selected programme (Ml/d) input as +ve 2041-42: 0.087893; Gains in Water Available For Use / Savings in Demand under the selected programme (Ml/d) input as +ve 2042-43: 0.033802; Gains in Water Available For Use / Savings in Demand under the selected programme (Ml/d) input as +ve 2043-44: 0; Gains in Water Available For Use / Savings in Demand under the selected programme (Ml/d) input as +ve 2044-45: 0; Gains in Water Available For Use / Savings in Demand under the selected programme (Ml/d) input as +ve 2045-46: 0; Gains in Water Available For Use / Savings in Demand under the selected programme (Ml/d) input as +ve 2046-47: 0; Gains in Water Available For Use / Savings in Demand under the selected programme (Ml/d) input as +ve 2047-48: 0; Gains in Water Available For Use / Savings in Demand under the selected programme (Ml/d) input as +ve 2048-49: 0; Gains in Water Available For Use / Savings in Demand under the selected programme (Ml/d) input as +ve 2049-50: 0
51dP | 4d WRMP24. Leaky Loos Campaign.AWSLNB | WEF 4d.AWSLNB | Other water efficiency | Customer Options | N | Preferred | AWSLNB | Ml/d | 2 | Gains in Water Available For Use / Savings in Demand under the selected programme (Ml/d) input as +ve 2019-20: 0; Gains in Water Available For Use / Savings in Demand under the selected programme (Ml/d) input as +ve 2020-21: 0; Gains in Water Available For Use / Savings in Demand under the selected programme (Ml/d) input as +ve 2021-22: 0; Gains in Water Available For Use / Savings in Demand under the selected programme (Ml/d) input as +ve 2022-23: 0; Gains in Water Available For Use / Savings in Demand under the selected programme (Ml/d) input as +ve 2023-24: 0; Gains in Water Available For Use / Savings in Demand under the selected programme (Ml/d) input as +ve 2024-25: 0; Gains in Water Available For Use / Savings in Demand under the selected programme (Ml/d) input as +ve 2025-26: 0.051929; Gains in Water Available For Use / Savings in Demand under the selected programme (Ml/d) input as +ve 2026-27: 0.10499; Gains in Water Available For Use / Savings in Demand under the selected programme (Ml/d) input as +ve 2027-28: 0.15908; Gains in Water Available For Use / Savings in Demand under the selected programme (Ml/d) input as +ve 2028-29: 0.19289; Gains in Water Available For Use / Savings in Demand under the selected programme (Ml/d) input as +ve 2029-30: 0.19289; Gains in Water Available For Use / Savings in Demand under the selected programme (Ml/d) input as +ve 2030-31: 0.19289; Gains in Water Available For Use / Savings in Demand under the selected programme (Ml/d) input as +ve 2031-32: 0.19289; Gains in Water Available For Use / Savings in Demand under the selected programme (Ml/d) input as +ve 2032-33: 0.19289; Gains in Water Available For Use / Savings in Demand under the selected programme (Ml/d) input as +ve 2033-34: 0.19289; Gains in Water Available For Use / Savings in Demand under the selected programme (Ml/d) input as +ve 2034-35: 0.19289; Gains in Water Available For Use / Savings in Demand under the selected programme (Ml/d) input as +ve 2035-36: 0.19289; Gains in Water Available For Use / Savings in Demand under the selected programme (Ml/d) input as +ve 2036-37: 0.19289; Gains in Water Available For Use / Savings in Demand under the selected programme (Ml/d) input as +ve 2037-38: 0.19289; Gains in Water Available For Use / Savings in Demand under the selected programme (Ml/d) input as +ve 2038-39: 0.19289; Gains in Water Available For Use / Savings in Demand under the selected programme (Ml/d) input as +ve 2039-40: 0.19289; Gains in Water Available For Use / Savings in Demand under the selected programme (Ml/d) input as +ve 2040-41: 0.14096; Gains in Water Available For Use / Savings in Demand under the selected programme (Ml/d) input as +ve 2041-42: 0.087893; Gains in Water Available For Use / Savings in Demand under the selected programme (Ml/d) input as +ve 2042-43: 0.033802; Gains in Water Available For Use / Savings in Demand under the selected programme (Ml/d) input as +ve 2043-44: 0; Gains in Water Available For Use / Savings in Demand under the selected programme (Ml/d) input as +ve 2044-45: 0; Gains in Water Available For Use / Savings in Demand under the selected programme (Ml/d) input as +ve 2045-46: 0; Gains in Water Available For Use / Savings in Demand under the selected programme (Ml/d) input as +ve 2046-47: 0; Gains in Water Available For Use / Savings in Demand under the selected programme (Ml/d) input as +ve 2047-48: 0; Gains in Water Available For Use / Savings in Demand under the selected programme (Ml/d) input as +ve 2048-49: 0; Gains in Water Available For Use / Savings in Demand under the selected programme (Ml/d) input as +ve 2049-50: 0
51cF | Find and Fix.AWSLNB | Find and Fix.AWSLNB | Active leakage management | Distribution Options | N | Least Cost | AWSLNB | Ml/d | 2 | Gains in Water Available For Use / Savings in Demand under the selected programme (Ml/d) input as +ve 2019-20: 0; Gains in Water Available For Use / Savings in Demand under the selected programme (Ml/d) input as +ve 2020-21: 0; Gains in Water Available For Use / Savings in Demand under the selected programme (Ml/d) input as +ve 2021-22: 0; Gains in Water Available For Use / Savings in Demand under the selected programme (Ml/d) input as +ve 2022-23: 0; Gains in Water Available For Use / Savings in Demand under the selected programme (Ml/d) input as +ve 2023-24: 0; Gains in Water Available For Use / Savings in Demand under the selected programme (Ml/d) input as +ve 2024-25: 0; Gains in Water Available For Use / Savings in Demand under the selected programme (Ml/d) input as +ve 2025-26: 0; Gains in Water Available For Use / Savings in Demand under the selected programme (Ml/d) input as +ve 2026-27: 0.051828; Gains in Water Available For Use / Savings in Demand under the selected programme (Ml/d) input as +ve 2027-28: 0.051828; Gains in Water Available For Use / Savings in Demand under the selected programme (Ml/d) input as +ve 2028-29: 0.084043; Gains in Water Available For Use / Savings in Demand under the selected programme (Ml/d) input as +ve 2029-30: 0.084043; Gains in Water Available For Use / Savings in Demand under the selected programme (Ml/d) input as +ve 2030-31: 0.084043; Gains in Water Available For Use / Savings in Demand under the selected programme (Ml/d) input as +ve 2031-32: 0.084043; Gains in Water Available For Use / Savings in Demand under the selected programme (Ml/d) input as +ve 2032-33: 0.084043; Gains in Water Available For Use / Savings in Demand under the selected programme (Ml/d) input as +ve 2033-34: 0.084043; Gains in Water Available For Use / Savings in Demand under the selected programme (Ml/d) input as +ve 2034-35: 0.14895; Gains in Water Available For Use / Savings in Demand under the selected programme (Ml/d) input as +ve 2035-36: 0.14895; Gains in Water Available For Use / Savings in Demand under the selected programme (Ml/d) input as +ve 2036-37: 0.14895; Gains in Water Available For Use / Savings in Demand under the selected programme (Ml/d) input as +ve 2037-38: 0.14895; Gains in Water Available For Use / Savings in Demand under the selected programme (Ml/d) input as +ve 2038-39: 0.18261; Gains in Water Available For Use / Savings in Demand under the selected programme (Ml/d) input as +ve 2039-40: 0.18261; Gains in Water Available For Use / Savings in Demand under the selected programme (Ml/d) input as +ve 2040-41: 0.18261; Gains in Water Available For Use / Savings in Demand under the selected programme (Ml/d) input as +ve 2041-42: 0.18261; Gains in Water Available For Use / Savings in Demand under the selected programme (Ml/d) input as +ve 2042-43: 0.2082; Gains in Water Available For Use / Savings in Demand under the selected programme (Ml/d) input as +ve 2043-44: 0.2082; Gains in Water Available For Use / Savings in Demand under the selected programme (Ml/d) input as +ve 2044-45: 0.2082; Gains in Water Available For Use / Savings in Demand under the selected programme (Ml/d) input as +ve 2045-46: 0.23662; Gains in Water Available For Use / Savings in Demand under the selected programme (Ml/d) input as +ve 2046-47: 0.25383; Gains in Water Available For Use / Savings in Demand under the selected programme (Ml/d) input as +ve 2047-48: 0.2611; Gains in Water Available For Use / Savings in Demand under the selected programme (Ml/d) input as +ve 2048-49: 0.26821; Gains in Water Available For Use / Savings in Demand under the selected programme (Ml/d) input as +ve 2049-50: 0.28115
51cF | Find and Fix.AWSLNB | Find and Fix.AWSLNB | Active leakage management | Distribution Options | N | Ofwat Core | AWSLNB | Ml/d | 2 | Gains in Water Available For Use / Savings in Demand under the selected programme (Ml/d) input as +ve 2019-20: 0; Gains in Water Available For Use / Savings in Demand under the selected programme (Ml/d) input as +ve 2020-21: 0; Gains in Water Available For Use / Savings in Demand under the selected programme (Ml/d) input as +ve 2021-22: 0; Gains in Water Available For Use / Savings in Demand under the selected programme (Ml/d) input as +ve 2022-23: 0; Gains in Water Available For Use / Savings in Demand under the selected programme (Ml/d) input as +ve 2023-24: 0; Gains in Water Available For Use / Savings in Demand under the selected programme (Ml/d) input as +ve 2024-25: 0; Gains in Water Available For Use / Savings in Demand under the selected programme (Ml/d) input as +ve 2025-26: 0; Gains in Water Available For Use / Savings in Demand under the selected programme (Ml/d) input as +ve 2026-27: 0.051828; Gains in Water Available For Use / Savings in Demand under the selected programme (Ml/d) input as +ve 2027-28: 0.051828; Gains in Water Available For Use / Savings in Demand under the selected programme (Ml/d) input as +ve 2028-29: 0.084043; Gains in Water Available For Use / Savings in Demand under the selected programme (Ml/d) input as +ve 2029-30: 0.084043; Gains in Water Available For Use / Savings in Demand under the selected programme (Ml/d) input as +ve 2030-31: 0.084043; Gains in Water Available For Use / Savings in Demand under the selected programme (Ml/d) input as +ve 2031-32: 0.084043; Gains in Water Available For Use / Savings in Demand under the selected programme (Ml/d) input as +ve 2032-33: 0.084043; Gains in Water Available For Use / Savings in Demand under the selected programme (Ml/d) input as +ve 2033-34: 0.084043; Gains in Water Available For Use / Savings in Demand under the selected programme (Ml/d) input as +ve 2034-35: 0.14895; Gains in Water Available For Use / Savings in Demand under the selected programme (Ml/d) input as +ve 2035-36: 0.14895; Gains in Water Available For Use / Savings in Demand under the selected programme (Ml/d) input as +ve 2036-37: 0.14895; Gains in Water Available For Use / Savings in Demand under the selected programme (Ml/d) input as +ve 2037-38: 0.14895; Gains in Water Available For Use / Savings in Demand under the selected programme (Ml/d) input as +ve 2038-39: 0.18261; Gains in Water Available For Use / Savings in Demand under the selected programme (Ml/d) input as +ve 2039-40: 0.18261; Gains in Water Available For Use / Savings in Demand under the selected programme (Ml/d) input as +ve 2040-41: 0.18261; Gains in Water Available For Use / Savings in Demand under the selected programme (Ml/d) input as +ve 2041-42: 0.18261; Gains in Water Available For Use / Savings in Demand under the selected programme (Ml/d) input as +ve 2042-43: 0.2082; Gains in Water Available For Use / Savings in Demand under the selected programme (Ml/d) input as +ve 2043-44: 0.2082; Gains in Water Available For Use / Savings in Demand under the selected programme (Ml/d) input as +ve 2044-45: 0.2082; Gains in Water Available For Use / Savings in Demand under the selected programme (Ml/d) input as +ve 2045-46: 0.23662; Gains in Water Available For Use / Savings in Demand under the selected programme (Ml/d) input as +ve 2046-47: 0.25383; Gains in Water Available For Use / Savings in Demand under the selected programme (Ml/d) input as +ve 2047-48: 0.2611; Gains in Water Available For Use / Savings in Demand under the selected programme (Ml/d) input as +ve 2048-49: 0.26821; Gains in Water Available For Use / Savings in Demand under the selected programme (Ml/d) input as +ve 2049-50: 0.28115
51cP | Find and Fix.AWSLNB | Find and Fix.AWSLNB | Active leakage management | Distribution Options | N | Preferred | AWSLNB | Ml/d | 2 | Gains in Water Available For Use / Savings in Demand under the selected programme (Ml/d) input as +ve 2019-20: 0; Gains in Water Available For Use / Savings in Demand under the selected programme (Ml/d) input as +ve 2020-21: 0; Gains in Water Available For Use / Savings in Demand under the selected programme (Ml/d) input as +ve 2021-22: 0; Gains in Water Available For Use / Savings in Demand under the selected programme (Ml/d) input as +ve 2022-23: 0; Gains in Water Available For Use / Savings in Demand under the selected programme (Ml/d) input as +ve 2023-24: 0; Gains in Water Available For Use / Savings in Demand under the selected programme (Ml/d) input as +ve 2024-25: 0; Gains in Water Available For Use / Savings in Demand under the selected programme (Ml/d) input as +ve 2025-26: 0; Gains in Water Available For Use / Savings in Demand under the selected programme (Ml/d) input as +ve 2026-27: 0.051828; Gains in Water Available For Use / Savings in Demand under the selected programme (Ml/d) input as +ve 2027-28: 0.051828; Gains in Water Available For Use / Savings in Demand under the selected programme (Ml/d) input as +ve 2028-29: 0.084043; Gains in Water Available For Use / Savings in Demand under the selected programme (Ml/d) input as +ve 2029-30: 0.084043; Gains in Water Available For Use / Savings in Demand under the selected programme (Ml/d) input as +ve 2030-31: 0.084043; Gains in Water Available For Use / Savings in Demand under the selected programme (Ml/d) input as +ve 2031-32: 0.084043; Gains in Water Available For Use / Savings in Demand under the selected programme (Ml/d) input as +ve 2032-33: 0.084043; Gains in Water Available For Use / Savings in Demand under the selected programme (Ml/d) input as +ve 2033-34: 0.084043; Gains in Water Available For Use / Savings in Demand under the selected programme (Ml/d) input as +ve 2034-35: 0.14895; Gains in Water Available For Use / Savings in Demand under the selected programme (Ml/d) input as +ve 2035-36: 0.14895; Gains in Water Available For Use / Savings in Demand under the selected programme (Ml/d) input as +ve 2036-37: 0.14895; Gains in Water Available For Use / Savings in Demand under the selected programme (Ml/d) input as +ve 2037-38: 0.14895; Gains in Water Available For Use / Savings in Demand under the selected programme (Ml/d) input as +ve 2038-39: 0.18261; Gains in Water Available For Use / Savings in Demand under the selected programme (Ml/d) input as +ve 2039-40: 0.18261; Gains in Water Available For Use / Savings in Demand under the selected programme (Ml/d) input as +ve 2040-41: 0.18261; Gains in Water Available For Use / Savings in Demand under the selected programme (Ml/d) input as +ve 2041-42: 0.18261; Gains in Water Available For Use / Savings in Demand under the selected programme (Ml/d) input as +ve 2042-43: 0.2082; Gains in Water Available For Use / Savings in Demand under the selected programme (Ml/d) input as +ve 2043-44: 0.2082; Gains in Water Available For Use / Savings in Demand under the selected programme (Ml/d) input as +ve 2044-45: 0.2082; Gains in Water Available For Use / Savings in Demand under the selected programme (Ml/d) input as +ve 2045-46: 0.23662; Gains in Water Available For Use / Savings in Demand under the selected programme (Ml/d) input as +ve 2046-47: 0.25383; Gains in Water Available For Use / Savings in Demand under the selected programme (Ml/d) input as +ve 2047-48: 0.2611; Gains in Water Available For Use / Savings in Demand under the selected programme (Ml/d) input as +ve 2048-49: 0.26821; Gains in Water Available For Use / Savings in Demand under the selected programme (Ml/d) input as +ve 2049-50: 0.28115
51dF | G2. Mandatory water labelling.AWSLNB | WEF g2.AWSLNB | Water efficiency customer education / awareness | Customer Options | N | Least Cost | AWSLNB | Ml/d | 2 | Gains in Water Available For Use / Savings in Demand under the selected programme (Ml/d) input as +ve 2019-20: 0; Gains in Water Available For Use / Savings in Demand under the selected programme (Ml/d) input as +ve 2020-21: 0; Gains in Water Available For Use / Savings in Demand under the selected programme (Ml/d) input as +ve 2021-22: 0; Gains in Water Available For Use / Savings in Demand under the selected programme (Ml/d) input as +ve 2022-23: 0; Gains in Water Available For Use / Savings in Demand under the selected programme (Ml/d) input as +ve 2023-24: 0; Gains in Water Available For Use / Savings in Demand under the selected programme (Ml/d) input as +ve 2024-25: 0; Gains in Water Available For Use / Savings in Demand under the selected programme (Ml/d) input as +ve 2025-26: 0; Gains in Water Available For Use / Savings in Demand under the selected programme (Ml/d) input as +ve 2026-27: 0; Gains in Water Available For Use / Savings in Demand under the selected programme (Ml/d) input as +ve 2027-28: 0; Gains in Water Available For Use / Savings in Demand under the selected programme (Ml/d) input as +ve 2028-29: 0.059228; Gains in Water Available For Use / Savings in Demand under the selected programme (Ml/d) input as +ve 2029-30: 0.11932; Gains in Water Available For Use / Savings in Demand under the selected programme (Ml/d) input as +ve 2030-31: 0.18015; Gains in Water Available For Use / Savings in Demand under the selected programme (Ml/d) input as +ve 2031-32: 0.24147; Gains in Water Available For Use / Savings in Demand under the selected programme (Ml/d) input as +ve 2032-33: 0.30338; Gains in Water Available For Use / Savings in Demand under the selected programme (Ml/d) input as +ve 2033-34: 0.36604; Gains in Water Available For Use / Savings in Demand under the selected programme (Ml/d) input as +ve 2034-35: 0.55504; Gains in Water Available For Use / Savings in Demand under the selected programme (Ml/d) input as +ve 2035-36: 0.7452; Gains in Water Available For Use / Savings in Demand under the selected programme (Ml/d) input as +ve 2036-37: 0.93708; Gains in Water Available For Use / Savings in Demand under the selected programme (Ml/d) input as +ve 2037-38: 1.1307; Gains in Water Available For Use / Savings in Demand under the selected programme (Ml/d) input as +ve 2038-39: 1.3264; Gains in Water Available For Use / Savings in Demand under the selected programme (Ml/d) input as +ve 2039-40: 1.5245; Gains in Water Available For Use / Savings in Demand under the selected programme (Ml/d) input as +ve 2040-41: 1.7244; Gains in Water Available For Use / Savings in Demand under the selected programme (Ml/d) input as +ve 2041-42: 1.9263; Gains in Water Available For Use / Savings in Demand under the selected programme (Ml/d) input as +ve 2042-43: 2.1304; Gains in Water Available For Use / Savings in Demand under the selected programme (Ml/d) input as +ve 2043-44: 2.3366; Gains in Water Available For Use / Savings in Demand under the selected programme (Ml/d) input as +ve 2044-45: 2.4102; Gains in Water Available For Use / Savings in Demand under the selected programme (Ml/d) input as +ve 2045-46: 2.4836; Gains in Water Available For Use / Savings in Demand under the selected programme (Ml/d) input as +ve 2046-47: 2.5578; Gains in Water Available For Use / Savings in Demand under the selected programme (Ml/d) input as +ve 2047-48: 2.6331; Gains in Water Available For Use / Savings in Demand under the selected programme (Ml/d) input as +ve 2048-49: 2.7091; Gains in Water Available For Use / Savings in Demand under the selected programme (Ml/d) input as +ve 2049-50: 2.7857
51dF | G2. Mandatory water labelling.AWSLNB | WEF g2.AWSLNB | Water efficiency customer education / awareness | Customer Options | N | Ofwat Core | AWSLNB | Ml/d | 2 | Gains in Water Available For Use / Savings in Demand under the selected programme (Ml/d) input as +ve 2019-20: 0; Gains in Water Available For Use / Savings in Demand under the selected programme (Ml/d) input as +ve 2020-21: 0; Gains in Water Available For Use / Savings in Demand under the selected programme (Ml/d) input as +ve 2021-22: 0; Gains in Water Available For Use / Savings in Demand under the selected programme (Ml/d) input as +ve 2022-23: 0; Gains in Water Available For Use / Savings in Demand under the selected programme (Ml/d) input as +ve 2023-24: 0; Gains in Water Available For Use / Savings in Demand under the selected programme (Ml/d) input as +ve 2024-25: 0; Gains in Water Available For Use / Savings in Demand under the selected programme (Ml/d) input as +ve 2025-26: 0; Gains in Water Available For Use / Savings in Demand under the selected programme (Ml/d) input as +ve 2026-27: 0; Gains in Water Available For Use / Savings in Demand under the selected programme (Ml/d) input as +ve 2027-28: 0; Gains in Water Available For Use / Savings in Demand under the selected programme (Ml/d) input as +ve 2028-29: 0.059228; Gains in Water Available For Use / Savings in Demand under the selected programme (Ml/d) input as +ve 2029-30: 0.11932; Gains in Water Available For Use / Savings in Demand under the selected programme (Ml/d) input as +ve 2030-31: 0.18015; Gains in Water Available For Use / Savings in Demand under the selected programme (Ml/d) input as +ve 2031-32: 0.24147; Gains in Water Available For Use / Savings in Demand under the selected programme (Ml/d) input as +ve 2032-33: 0.30338; Gains in Water Available For Use / Savings in Demand under the selected programme (Ml/d) input as +ve 2033-34: 0.36604; Gains in Water Available For Use / Savings in Demand under the selected programme (Ml/d) input as +ve 2034-35: 0.55504; Gains in Water Available For Use / Savings in Demand under the selected programme (Ml/d) input as +ve 2035-36: 0.7452; Gains in Water Available For Use / Savings in Demand under the selected programme (Ml/d) input as +ve 2036-37: 0.93708; Gains in Water Available For Use / Savings in Demand under the selected programme (Ml/d) input as +ve 2037-38: 1.1307; Gains in Water Available For Use / Savings in Demand under the selected programme (Ml/d) input as +ve 2038-39: 1.3264; Gains in Water Available For Use / Savings in Demand under the selected programme (Ml/d) input as +ve 2039-40: 1.5245; Gains in Water Available For Use / Savings in Demand under the selected programme (Ml/d) input as +ve 2040-41: 1.7244; Gains in Water Available For Use / Savings in Demand under the selected programme (Ml/d) input as +ve 2041-42: 1.9263; Gains in Water Available For Use / Savings in Demand under the selected programme (Ml/d) input as +ve 2042-43: 2.1304; Gains in Water Available For Use / Savings in Demand under the selected programme (Ml/d) input as +ve 2043-44: 2.3366; Gains in Water Available For Use / Savings in Demand under the selected programme (Ml/d) input as +ve 2044-45: 2.4102; Gains in Water Available For Use / Savings in Demand under the selected programme (Ml/d) input as +ve 2045-46: 2.4836; Gains in Water Available For Use / Savings in Demand under the selected programme (Ml/d) input as +ve 2046-47: 2.5578; Gains in Water Available For Use / Savings in Demand under the selected programme (Ml/d) input as +ve 2047-48: 2.6331; Gains in Water Available For Use / Savings in Demand under the selected programme (Ml/d) input as +ve 2048-49: 2.7091; Gains in Water Available For Use / Savings in Demand under the selected programme (Ml/d) input as +ve 2049-50: 2.7857
51dP | G2. Mandatory water labelling.AWSLNB | WEF g2.AWSLNB | Water efficiency customer education / awareness | Customer Options | N | Preferred | AWSLNB | Ml/d | 2 | Gains in Water Available For Use / Savings in Demand under the selected programme (Ml/d) input as +ve 2019-20: 0; Gains in Water Available For Use / Savings in Demand under the selected programme (Ml/d) input as +ve 2020-21: 0; Gains in Water Available For Use / Savings in Demand under the selected programme (Ml/d) input as +ve 2021-22: 0; Gains in Water Available For Use / Savings in Demand under the selected programme (Ml/d) input as +ve 2022-23: 0; Gains in Water Available For Use / Savings in Demand under the selected programme (Ml/d) input as +ve 2023-24: 0; Gains in Water Available For Use / Savings in Demand under the selected programme (Ml/d) input as +ve 2024-25: 0; Gains in Water Available For Use / Savings in Demand under the selected programme (Ml/d) input as +ve 2025-26: 0; Gains in Water Available For Use / Savings in Demand under the selected programme (Ml/d) input as +ve 2026-27: 0; Gains in Water Available For Use / Savings in Demand under the selected programme (Ml/d) input as +ve 2027-28: 0; Gains in Water Available For Use / Savings in Demand under the selected programme (Ml/d) input as +ve 2028-29: 0.059228; Gains in Water Available For Use / Savings in Demand under the selected programme (Ml/d) input as +ve 2029-30: 0.11932; Gains in Water Available For Use / Savings in Demand under the selected programme (Ml/d) input as +ve 2030-31: 0.18015; Gains in Water Available For Use / Savings in Demand under the selected programme (Ml/d) input as +ve 2031-32: 0.24147; Gains in Water Available For Use / Savings in Demand under the selected programme (Ml/d) input as +ve 2032-33: 0.30338; Gains in Water Available For Use / Savings in Demand under the selected programme (Ml/d) input as +ve 2033-34: 0.36604; Gains in Water Available For Use / Savings in Demand under the selected programme (Ml/d) input as +ve 2034-35: 0.55504; Gains in Water Available For Use / Savings in Demand under the selected programme (Ml/d) input as +ve 2035-36: 0.7452; Gains in Water Available For Use / Savings in Demand under the selected programme (Ml/d) input as +ve 2036-37: 0.93708; Gains in Water Available For Use / Savings in Demand under the selected programme (Ml/d) input as +ve 2037-38: 1.1307; Gains in Water Available For Use / Savings in Demand under the selected programme (Ml/d) input as +ve 2038-39: 1.3264; Gains in Water Available For Use / Savings in Demand under the selected programme (Ml/d) input as +ve 2039-40: 1.5245; Gains in Water Available For Use / Savings in Demand under the selected programme (Ml/d) input as +ve 2040-41: 1.7244; Gains in Water Available For Use / Savings in Demand under the selected programme (Ml/d) input as +ve 2041-42: 1.9263; Gains in Water Available For Use / Savings in Demand under the selected programme (Ml/d) input as +ve 2042-43: 2.1304; Gains in Water Available For Use / Savings in Demand under the selected programme (Ml/d) input as +ve 2043-44: 2.3366; Gains in Water Available For Use / Savings in Demand under the selected programme (Ml/d) input as +ve 2044-45: 2.4102; Gains in Water Available For Use / Savings in Demand under the selected programme (Ml/d) input as +ve 2045-46: 2.4836; Gains in Water Available For Use / Savings in Demand under the selected programme (Ml/d) input as +ve 2046-47: 2.5578; Gains in Water Available For Use / Savings in Demand under the selected programme (Ml/d) input as +ve 2047-48: 2.6331; Gains in Water Available For Use / Savings in Demand under the selected programme (Ml/d) input as +ve 2048-49: 2.7091; Gains in Water Available For Use / Savings in Demand under the selected programme (Ml/d) input as +ve 2049-50: 2.7857
51dF | LEA: NHH. NHH CSPL repairs.AWSLNB | LEA: NHH. NHH CSPL repairs.AWSLNB | Supply pipe repairs / replacement | Customer Options | N | Least Cost | AWSLNB | Ml/d | 2 | Gains in Water Available For Use / Savings in Demand under the selected programme (Ml/d) input as +ve 2019-20: 0; Gains in Water Available For Use / Savings in Demand under the selected programme (Ml/d) input as +ve 2020-21: 0; Gains in Water Available For Use / Savings in Demand under the selected programme (Ml/d) input as +ve 2021-22: 0; Gains in Water Available For Use / Savings in Demand under the selected programme (Ml/d) input as +ve 2022-23: 0; Gains in Water Available For Use / Savings in Demand under the selected programme (Ml/d) input as +ve 2023-24: 0; Gains in Water Available For Use / Savings in Demand under the selected programme (Ml/d) input as +ve 2024-25: 0; Gains in Water Available For Use / Savings in Demand under the selected programme (Ml/d) input as +ve 2025-26: 1.496e-05; Gains in Water Available For Use / Savings in Demand under the selected programme (Ml/d) input as +ve 2026-27: 4.1774e-05; Gains in Water Available For Use / Savings in Demand under the selected programme (Ml/d) input as +ve 2027-28: 7.7613e-05; Gains in Water Available For Use / Savings in Demand under the selected programme (Ml/d) input as +ve 2028-29: 0.0010578; Gains in Water Available For Use / Savings in Demand under the selected programme (Ml/d) input as +ve 2029-30: 0.0020073; Gains in Water Available For Use / Savings in Demand under the selected programme (Ml/d) input as +ve 2030-31: 0.0029586; Gains in Water Available For Use / Savings in Demand under the selected programme (Ml/d) input as +ve 2031-32: 0.0039111; Gains in Water Available For Use / Savings in Demand under the selected programme (Ml/d) input as +ve 2032-33: 0.0048631; Gains in Water Available For Use / Savings in Demand under the selected programme (Ml/d) input as +ve 2033-34: 0.0058147; Gains in Water Available For Use / Savings in Demand under the selected programme (Ml/d) input as +ve 2034-35: 0.0067655; Gains in Water Available For Use / Savings in Demand under the selected programme (Ml/d) input as +ve 2035-36: 0.0077154; Gains in Water Available For Use / Savings in Demand under the selected programme (Ml/d) input as +ve 2036-37: 0.0086643; Gains in Water Available For Use / Savings in Demand under the selected programme (Ml/d) input as +ve 2037-38: 0.009612; Gains in Water Available For Use / Savings in Demand under the selected programme (Ml/d) input as +ve 2038-39: 0.010559; Gains in Water Available For Use / Savings in Demand under the selected programme (Ml/d) input as +ve 2039-40: 0.011504; Gains in Water Available For Use / Savings in Demand under the selected programme (Ml/d) input as +ve 2040-41: 0.012448; Gains in Water Available For Use / Savings in Demand under the selected programme (Ml/d) input as +ve 2041-42: 0.013391; Gains in Water Available For Use / Savings in Demand under the selected programme (Ml/d) input as +ve 2042-43: 0.014333; Gains in Water Available For Use / Savings in Demand under the selected programme (Ml/d) input as +ve 2043-44: 0.015274; Gains in Water Available For Use / Savings in Demand under the selected programme (Ml/d) input as +ve 2044-45: 0.016214; Gains in Water Available For Use / Savings in Demand under the selected programme (Ml/d) input as +ve 2045-46: 0.017153; Gains in Water Available For Use / Savings in Demand under the selected programme (Ml/d) input as +ve 2046-47: 0.018092; Gains in Water Available For Use / Savings in Demand under the selected programme (Ml/d) input as +ve 2047-48: 0.019029; Gains in Water Available For Use / Savings in Demand under the selected programme (Ml/d) input as +ve 2048-49: 0.019966; Gains in Water Available For Use / Savings in Demand under the selected programme (Ml/d) input as +ve 2049-50: 0.020901
51dF | LEA: NHH. NHH CSPL repairs.AWSLNB | LEA: NHH. NHH CSPL repairs.AWSLNB | Supply pipe repairs / replacement | Customer Options | N | Ofwat Core | AWSLNB | Ml/d | 2 | Gains in Water Available For Use / Savings in Demand under the selected programme (Ml/d) input as +ve 2019-20: 0; Gains in Water Available For Use / Savings in Demand under the selected programme (Ml/d) input as +ve 2020-21: 0; Gains in Water Available For Use / Savings in Demand under the selected programme (Ml/d) input as +ve 2021-22: 0; Gains in Water Available For Use / Savings in Demand under the selected programme (Ml/d) input as +ve 2022-23: 0; Gains in Water Available For Use / Savings in Demand under the selected programme (Ml/d) input as +ve 2023-24: 0; Gains in Water Available For Use / Savings in Demand under the selected programme (Ml/d) input as +ve 2024-25: 0; Gains in Water Available For Use / Savings in Demand under the selected programme (Ml/d) input as +ve 2025-26: 1.496e-05; Gains in Water Available For Use / Savings in Demand under the selected programme (Ml/d) input as +ve 2026-27: 4.1774e-05; Gains in Water Available For Use / Savings in Demand under the selected programme (Ml/d) input as +ve 2027-28: 7.7613e-05; Gains in Water Available For Use / Savings in Demand under the selected programme (Ml/d) input as +ve 2028-29: 0.0010578; Gains in Water Available For Use / Savings in Demand under the selected programme (Ml/d) input as +ve 2029-30: 0.0020073; Gains in Water Available For Use / Savings in Demand under the selected programme (Ml/d) input as +ve 2030-31: 0.0029586; Gains in Water Available For Use / Savings in Demand under the selected programme (Ml/d) input as +ve 2031-32: 0.0039111; Gains in Water Available For Use / Savings in Demand under the selected programme (Ml/d) input as +ve 2032-33: 0.0048631; Gains in Water Available For Use / Savings in Demand under the selected programme (Ml/d) input as +ve 2033-34: 0.0058147; Gains in Water Available For Use / Savings in Demand under the selected programme (Ml/d) input as +ve 2034-35: 0.0067655; Gains in Water Available For Use / Savings in Demand under the selected programme (Ml/d) input as +ve 2035-36: 0.0077154; Gains in Water Available For Use / Savings in Demand under the selected programme (Ml/d) input as +ve 2036-37: 0.0086643; Gains in Water Available For Use / Savings in Demand under the selected programme (Ml/d) input as +ve 2037-38: 0.009612; Gains in Water Available For Use / Savings in Demand under the selected programme (Ml/d) input as +ve 2038-39: 0.010559; Gains in Water Available For Use / Savings in Demand under the selected programme (Ml/d) input as +ve 2039-40: 0.011504; Gains in Water Available For Use / Savings in Demand under the selected programme (Ml/d) input as +ve 2040-41: 0.012448; Gains in Water Available For Use / Savings in Demand under the selected programme (Ml/d) input as +ve 2041-42: 0.013391; Gains in Water Available For Use / Savings in Demand under the selected programme (Ml/d) input as +ve 2042-43: 0.014333; Gains in Water Available For Use / Savings in Demand under the selected programme (Ml/d) input as +ve 2043-44: 0.015274; Gains in Water Available For Use / Savings in Demand under the selected programme (Ml/d) input as +ve 2044-45: 0.016214; Gains in Water Available For Use / Savings in Demand under the selected programme (Ml/d) input as +ve 2045-46: 0.017153; Gains in Water Available For Use / Savings in Demand under the selected programme (Ml/d) input as +ve 2046-47: 0.018092; Gains in Water Available For Use / Savings in Demand under the selected programme (Ml/d) input as +ve 2047-48: 0.019029; Gains in Water Available For Use / Savings in Demand under the selected programme (Ml/d) input as +ve 2048-49: 0.019966; Gains in Water Available For Use / Savings in Demand under the selected programme (Ml/d) input as +ve 2049-50: 0.020901
51dP | LEA: NHH. NHH CSPL repairs.AWSLNB | LEA: NHH. NHH CSPL repairs.AWSLNB | Supply pipe repairs / replacement | Customer Options | N | Preferred | AWSLNB | Ml/d | 2 | Gains in Water Available For Use / Savings in Demand under the selected programme (Ml/d) input as +ve 2019-20: 0; Gains in Water Available For Use / Savings in Demand under the selected programme (Ml/d) input as +ve 2020-21: 0; Gains in Water Available For Use / Savings in Demand under the selected programme (Ml/d) input as +ve 2021-22: 0; Gains in Water Available For Use / Savings in Demand under the selected programme (Ml/d) input as +ve 2022-23: 0; Gains in Water Available For Use / Savings in Demand under the selected programme (Ml/d) input as +ve 2023-24: 0; Gains in Water Available For Use / Savings in Demand under the selected programme (Ml/d) input as +ve 2024-25: 0; Gains in Water Available For Use / Savings in Demand under the selected programme (Ml/d) input as +ve 2025-26: 1.496e-05; Gains in Water Available For Use / Savings in Demand under the selected programme (Ml/d) input as +ve 2026-27: 4.1774e-05; Gains in Water Available For Use / Savings in Demand under the selected programme (Ml/d) input as +ve 2027-28: 7.7613e-05; Gains in Water Available For Use / Savings in Demand under the selected programme (Ml/d) input as +ve 2028-29: 0.0010578; Gains in Water Available For Use / Savings in Demand under the selected programme (Ml/d) input as +ve 2029-30: 0.0020073; Gains in Water Available For Use / Savings in Demand under the selected programme (Ml/d) input as +ve 2030-31: 0.0029586; Gains in Water Available For Use / Savings in Demand under the selected programme (Ml/d) input as +ve 2031-32: 0.0039111; Gains in Water Available For Use / Savings in Demand under the selected programme (Ml/d) input as +ve 2032-33: 0.0048631; Gains in Water Available For Use / Savings in Demand under the selected programme (Ml/d) input as +ve 2033-34: 0.0058147; Gains in Water Available For Use / Savings in Demand under the selected programme (Ml/d) input as +ve 2034-35: 0.0067655; Gains in Water Available For Use / Savings in Demand under the selected programme (Ml/d) input as +ve 2035-36: 0.0077154; Gains in Water Available For Use / Savings in Demand under the selected programme (Ml/d) input as +ve 2036-37: 0.0086643; Gains in Water Available For Use / Savings in Demand under the selected programme (Ml/d) input as +ve 2037-38: 0.009612; Gains in Water Available For Use / Savings in Demand under the selected programme (Ml/d) input as +ve 2038-39: 0.010559; Gains in Water Available For Use / Savings in Demand under the selected programme (Ml/d) input as +ve 2039-40: 0.011504; Gains in Water Available For Use / Savings in Demand under the selected programme (Ml/d) input as +ve 2040-41: 0.012448; Gains in Water Available For Use / Savings in Demand under the selected programme (Ml/d) input as +ve 2041-42: 0.013391; Gains in Water Available For Use / Savings in Demand under the selected programme (Ml/d) input as +ve 2042-43: 0.014333; Gains in Water Available For Use / Savings in Demand under the selected programme (Ml/d) input as +ve 2043-44: 0.015274; Gains in Water Available For Use / Savings in Demand under the selected programme (Ml/d) input as +ve 2044-45: 0.016214; Gains in Water Available For Use / Savings in Demand under the selected programme (Ml/d) input as +ve 2045-46: 0.017153; Gains in Water Available For Use / Savings in Demand under the selected programme (Ml/d) input as +ve 2046-47: 0.018092; Gains in Water Available For Use / Savings in Demand under the selected programme (Ml/d) input as +ve 2047-48: 0.019029; Gains in Water Available For Use / Savings in Demand under the selected programme (Ml/d) input as +ve 2048-49: 0.019966; Gains in Water Available For Use / Savings in Demand under the selected programme (Ml/d) input as +ve 2049-50: 0.020901
51cF | Mains Replacement (MR1500).AWSLNB | Mains Replacement (MR1500).AWSLNB | Mains replacement (not trunk mains) | Distribution Options | N | Ofwat Core | AWSLNB | Ml/d | 2 | Gains in Water Available For Use / Savings in Demand under the selected programme (Ml/d) input as +ve 2019-20: 0; Gains in Water Available For Use / Savings in Demand under the selected programme (Ml/d) input as +ve 2020-21: 0; Gains in Water Available For Use / Savings in Demand under the selected programme (Ml/d) input as +ve 2021-22: 0; Gains in Water Available For Use / Savings in Demand under the selected programme (Ml/d) input as +ve 2022-23: 0; Gains in Water Available For Use / Savings in Demand under the selected programme (Ml/d) input as +ve 2023-24: 0; Gains in Water Available For Use / Savings in Demand under the selected programme (Ml/d) input as +ve 2024-25: 0; Gains in Water Available For Use / Savings in Demand under the selected programme (Ml/d) input as +ve 2025-26: 0; Gains in Water Available For Use / Savings in Demand under the selected programme (Ml/d) input as +ve 2026-27: 0; Gains in Water Available For Use / Savings in Demand under the selected programme (Ml/d) input as +ve 2027-28: 0; Gains in Water Available For Use / Savings in Demand under the selected programme (Ml/d) input as +ve 2028-29: 0; Gains in Water Available For Use / Savings in Demand under the selected programme (Ml/d) input as +ve 2029-30: 0; Gains in Water Available For Use / Savings in Demand under the selected programme (Ml/d) input as +ve 2030-31: 0; Gains in Water Available For Use / Savings in Demand under the selected programme (Ml/d) input as +ve 2031-32: 0; Gains in Water Available For Use / Savings in Demand under the selected programme (Ml/d) input as +ve 2032-33: 0; Gains in Water Available For Use / Savings in Demand under the selected programme (Ml/d) input as +ve 2033-34: 0; Gains in Water Available For Use / Savings in Demand under the selected programme (Ml/d) input as +ve 2034-35: 0; Gains in Water Available For Use / Savings in Demand under the selected programme (Ml/d) input as +ve 2035-36: 0; Gains in Water Available For Use / Savings in Demand under the selected programme (Ml/d) input as +ve 2036-37: 0; Gains in Water Available For Use / Savings in Demand under the selected programme (Ml/d) input as +ve 2037-38: 0; Gains in Water Available For Use / Savings in Demand under the selected programme (Ml/d) input as +ve 2038-39: 0; Gains in Water Available For Use / Savings in Demand under the selected programme (Ml/d) input as +ve 2039-40: 0; Gains in Water Available For Use / Savings in Demand under the selected programme (Ml/d) input as +ve 2040-41: 0; Gains in Water Available For Use / Savings in Demand under the selected programme (Ml/d) input as +ve 2041-42: 0; Gains in Water Available For Use / Savings in Demand under the selected programme (Ml/d) input as +ve 2042-43: 0; Gains in Water Available For Use / Savings in Demand under the selected programme (Ml/d) input as +ve 2043-44: 0; Gains in Water Available For Use / Savings in Demand under the selected programme (Ml/d) input as +ve 2044-45: 0; Gains in Water Available For Use / Savings in Demand under the selected programme (Ml/d) input as +ve 2045-46: 0.1562; Gains in Water Available For Use / Savings in Demand under the selected programme (Ml/d) input as +ve 2046-47: 0.32094; Gains in Water Available For Use / Savings in Demand under the selected programme (Ml/d) input as +ve 2047-48: 0.57696; Gains in Water Available For Use / Savings in Demand under the selected programme (Ml/d) input as +ve 2048-49: 0.57696; Gains in Water Available For Use / Savings in Demand under the selected programme (Ml/d) input as +ve 2049-50: 0.57696
51cP | Mains Replacement (MRMax).AWSLNB | Mains Replacement (MRMax).AWSLNB | Mains replacement (not trunk mains) | Distribution Options | N | Preferred | AWSLNB | Ml/d | 2 | Gains in Water Available For Use / Savings in Demand under the selected programme (Ml/d) input as +ve 2019-20: 0; Gains in Water Available For Use / Savings in Demand under the selected programme (Ml/d) input as +ve 2020-21: 0; Gains in Water Available For Use / Savings in Demand under the selected programme (Ml/d) input as +ve 2021-22: 0; Gains in Water Available For Use / Savings in Demand under the selected programme (Ml/d) input as +ve 2022-23: 0; Gains in Water Available For Use / Savings in Demand under the selected programme (Ml/d) input as +ve 2023-24: 0; Gains in Water Available For Use / Savings in Demand under the selected programme (Ml/d) input as +ve 2024-25: 0; Gains in Water Available For Use / Savings in Demand under the selected programme (Ml/d) input as +ve 2025-26: 0; Gains in Water Available For Use / Savings in Demand under the selected programme (Ml/d) input as +ve 2026-27: 0; Gains in Water Available For Use / Savings in Demand under the selected programme (Ml/d) input as +ve 2027-28: 0; Gains in Water Available For Use / Savings in Demand under the selected programme (Ml/d) input as +ve 2028-29: 0; Gains in Water Available For Use / Savings in Demand under the selected programme (Ml/d) input as +ve 2029-30: 0; Gains in Water Available For Use / Savings in Demand under the selected programme (Ml/d) input as +ve 2030-31: 0; Gains in Water Available For Use / Savings in Demand under the selected programme (Ml/d) input as +ve 2031-32: 0; Gains in Water Available For Use / Savings in Demand under the selected programme (Ml/d) input as +ve 2032-33: 0; Gains in Water Available For Use / Savings in Demand under the selected programme (Ml/d) input as +ve 2033-34: 0; Gains in Water Available For Use / Savings in Demand under the selected programme (Ml/d) input as +ve 2034-35: 0; Gains in Water Available For Use / Savings in Demand under the selected programme (Ml/d) input as +ve 2035-36: 0; Gains in Water Available For Use / Savings in Demand under the selected programme (Ml/d) input as +ve 2036-37: 0; Gains in Water Available For Use / Savings in Demand under the selected programme (Ml/d) input as +ve 2037-38: 0.32609; Gains in Water Available For Use / Savings in Demand under the selected programme (Ml/d) input as +ve 2038-39: 0.46043; Gains in Water Available For Use / Savings in Demand under the selected programme (Ml/d) input as +ve 2039-40: 0.58622; Gains in Water Available For Use / Savings in Demand under the selected programme (Ml/d) input as +ve 2040-41: 0.69106; Gains in Water Available For Use / Savings in Demand under the selected programme (Ml/d) input as +ve 2041-42: 0.78991; Gains in Water Available For Use / Savings in Demand under the selected programme (Ml/d) input as +ve 2042-43: 0.78991; Gains in Water Available For Use / Savings in Demand under the selected programme (Ml/d) input as +ve 2043-44: 0.85241; Gains in Water Available For Use / Savings in Demand under the selected programme (Ml/d) input as +ve 2044-45: 0.85241; Gains in Water Available For Use / Savings in Demand under the selected programme (Ml/d) input as +ve 2045-46: 0.93747; Gains in Water Available For Use / Savings in Demand under the selected programme (Ml/d) input as +ve 2046-47: 0.93747; Gains in Water Available For Use / Savings in Demand under the selected programme (Ml/d) input as +ve 2047-48: 0.96467; Gains in Water Available For Use / Savings in Demand under the selected programme (Ml/d) input as +ve 2048-49: 0.99142; Gains in Water Available For Use / Savings in Demand under the selected programme (Ml/d) input as +ve 2049-50: 0.99142
51dF | NHH. NHH PL repairs.AWSLNB | NHH. NHH PL repairs.AWSLNB | Non-household water audit | Customer Options | N | Least Cost | AWSLNB | Ml/d | 2 | Gains in Water Available For Use / Savings in Demand under the selected programme (Ml/d) input as +ve 2019-20: 0; Gains in Water Available For Use / Savings in Demand under the selected programme (Ml/d) input as +ve 2020-21: 0; Gains in Water Available For Use / Savings in Demand under the selected programme (Ml/d) input as +ve 2021-22: 0; Gains in Water Available For Use / Savings in Demand under the selected programme (Ml/d) input as +ve 2022-23: 0; Gains in Water Available For Use / Savings in Demand under the selected programme (Ml/d) input as +ve 2023-24: 0; Gains in Water Available For Use / Savings in Demand under the selected programme (Ml/d) input as +ve 2024-25: 0; Gains in Water Available For Use / Savings in Demand under the selected programme (Ml/d) input as +ve 2025-26: 0.00040687; Gains in Water Available For Use / Savings in Demand under the selected programme (Ml/d) input as +ve 2026-27: 0.0011362; Gains in Water Available For Use / Savings in Demand under the selected programme (Ml/d) input as +ve 2027-28: 0.0021109; Gains in Water Available For Use / Savings in Demand under the selected programme (Ml/d) input as +ve 2028-29: 0.02877; Gains in Water Available For Use / Savings in Demand under the selected programme (Ml/d) input as +ve 2029-30: 0.054594; Gains in Water Available For Use / Savings in Demand under the selected programme (Ml/d) input as +ve 2030-31: 0.080468; Gains in Water Available For Use / Savings in Demand under the selected programme (Ml/d) input as +ve 2031-32: 0.10637; Gains in Water Available For Use / Savings in Demand under the selected programme (Ml/d) input as +ve 2032-33: 0.13227; Gains in Water Available For Use / Savings in Demand under the selected programme (Ml/d) input as +ve 2033-34: 0.15815; Gains in Water Available For Use / Savings in Demand under the selected programme (Ml/d) input as +ve 2034-35: 0.18401; Gains in Water Available For Use / Savings in Demand under the selected programme (Ml/d) input as +ve 2035-36: 0.20984; Gains in Water Available For Use / Savings in Demand under the selected programme (Ml/d) input as +ve 2036-37: 0.23565; Gains in Water Available For Use / Savings in Demand under the selected programme (Ml/d) input as +ve 2037-38: 0.26143; Gains in Water Available For Use / Savings in Demand under the selected programme (Ml/d) input as +ve 2038-39: 0.28717; Gains in Water Available For Use / Savings in Demand under the selected programme (Ml/d) input as +ve 2039-40: 0.31289; Gains in Water Available For Use / Savings in Demand under the selected programme (Ml/d) input as +ve 2040-41: 0.33857; Gains in Water Available For Use / Savings in Demand under the selected programme (Ml/d) input as +ve 2041-42: 0.36422; Gains in Water Available For Use / Savings in Demand under the selected programme (Ml/d) input as +ve 2042-43: 0.38984; Gains in Water Available For Use / Savings in Demand under the selected programme (Ml/d) input as +ve 2043-44: 0.41543; Gains in Water Available For Use / Savings in Demand under the selected programme (Ml/d) input as +ve 2044-45: 0.441; Gains in Water Available For Use / Savings in Demand under the selected programme (Ml/d) input as +ve 2045-46: 0.46654; Gains in Water Available For Use / Savings in Demand under the selected programme (Ml/d) input as +ve 2046-47: 0.49206; Gains in Water Available For Use / Savings in Demand under the selected programme (Ml/d) input as +ve 2047-48: 0.51755; Gains in Water Available For Use / Savings in Demand under the selected programme (Ml/d) input as +ve 2048-49: 0.54302; Gains in Water Available For Use / Savings in Demand under the selected programme (Ml/d) input as +ve 2049-50: 0.56847
51dF | NHH. NHH PL repairs.AWSLNB | NHH. NHH PL repairs.AWSLNB | Non-household water audit | Customer Options | N | Ofwat Core | AWSLNB | Ml/d | 2 | Gains in Water Available For Use / Savings in Demand under the selected programme (Ml/d) input as +ve 2019-20: 0; Gains in Water Available For Use / Savings in Demand under the selected programme (Ml/d) input as +ve 2020-21: 0; Gains in Water Available For Use / Savings in Demand under the selected programme (Ml/d) input as +ve 2021-22: 0; Gains in Water Available For Use / Savings in Demand under the selected programme (Ml/d) input as +ve 2022-23: 0; Gains in Water Available For Use / Savings in Demand under the selected programme (Ml/d) input as +ve 2023-24: 0; Gains in Water Available For Use / Savings in Demand under the selected programme (Ml/d) input as +ve 2024-25: 0; Gains in Water Available For Use / Savings in Demand under the selected programme (Ml/d) input as +ve 2025-26: 0.00040687; Gains in Water Available For Use / Savings in Demand under the selected programme (Ml/d) input as +ve 2026-27: 0.0011362; Gains in Water Available For Use / Savings in Demand under the selected programme (Ml/d) input as +ve 2027-28: 0.0021109; Gains in Water Available For Use / Savings in Demand under the selected programme (Ml/d) input as +ve 2028-29: 0.02877; Gains in Water Available For Use / Savings in Demand under the selected programme (Ml/d) input as +ve 2029-30: 0.054594; Gains in Water Available For Use / Savings in Demand under the selected programme (Ml/d) input as +ve 2030-31: 0.080468; Gains in Water Available For Use / Savings in Demand under the selected programme (Ml/d) input as +ve 2031-32: 0.10637; Gains in Water Available For Use / Savings in Demand under the selected programme (Ml/d) input as +ve 2032-33: 0.13227; Gains in Water Available For Use / Savings in Demand under the selected programme (Ml/d) input as +ve 2033-34: 0.15815; Gains in Water Available For Use / Savings in Demand under the selected programme (Ml/d) input as +ve 2034-35: 0.18401; Gains in Water Available For Use / Savings in Demand under the selected programme (Ml/d) input as +ve 2035-36: 0.20984; Gains in Water Available For Use / Savings in Demand under the selected programme (Ml/d) input as +ve 2036-37: 0.23565; Gains in Water Available For Use / Savings in Demand under the selected programme (Ml/d) input as +ve 2037-38: 0.26143; Gains in Water Available For Use / Savings in Demand under the selected programme (Ml/d) input as +ve 2038-39: 0.28717; Gains in Water Available For Use / Savings in Demand under the selected programme (Ml/d) input as +ve 2039-40: 0.31289; Gains in Water Available For Use / Savings in Demand under the selected programme (Ml/d) input as +ve 2040-41: 0.33857; Gains in Water Available For Use / Savings in Demand under the selected programme (Ml/d) input as +ve 2041-42: 0.36422; Gains in Water Available For Use / Savings in Demand under the selected programme (Ml/d) input as +ve 2042-43: 0.38984; Gains in Water Available For Use / Savings in Demand under the selected programme (Ml/d) input as +ve 2043-44: 0.41543; Gains in Water Available For Use / Savings in Demand under the selected programme (Ml/d) input as +ve 2044-45: 0.441; Gains in Water Available For Use / Savings in Demand under the selected programme (Ml/d) input as +ve 2045-46: 0.46654; Gains in Water Available For Use / Savings in Demand under the selected programme (Ml/d) input as +ve 2046-47: 0.49206; Gains in Water Available For Use / Savings in Demand under the selected programme (Ml/d) input as +ve 2047-48: 0.51755; Gains in Water Available For Use / Savings in Demand under the selected programme (Ml/d) input as +ve 2048-49: 0.54302; Gains in Water Available For Use / Savings in Demand under the selected programme (Ml/d) input as +ve 2049-50: 0.56847
51dP | NHH. NHH PL repairs.AWSLNB | NHH. NHH PL repairs.AWSLNB | Non-household water audit | Customer Options | N | Preferred | AWSLNB | Ml/d | 2 | Gains in Water Available For Use / Savings in Demand under the selected programme (Ml/d) input as +ve 2019-20: 0; Gains in Water Available For Use / Savings in Demand under the selected programme (Ml/d) input as +ve 2020-21: 0; Gains in Water Available For Use / Savings in Demand under the selected programme (Ml/d) input as +ve 2021-22: 0; Gains in Water Available For Use / Savings in Demand under the selected programme (Ml/d) input as +ve 2022-23: 0; Gains in Water Available For Use / Savings in Demand under the selected programme (Ml/d) input as +ve 2023-24: 0; Gains in Water Available For Use / Savings in Demand under the selected programme (Ml/d) input as +ve 2024-25: 0; Gains in Water Available For Use / Savings in Demand under the selected programme (Ml/d) input as +ve 2025-26: 0.00040687; Gains in Water Available For Use / Savings in Demand under the selected programme (Ml/d) input as +ve 2026-27: 0.0011362; Gains in Water Available For Use / Savings in Demand under the selected programme (Ml/d) input as +ve 2027-28: 0.0021109; Gains in Water Available For Use / Savings in Demand under the selected programme (Ml/d) input as +ve 2028-29: 0.02877; Gains in Water Available For Use / Savings in Demand under the selected programme (Ml/d) input as +ve 2029-30: 0.054594; Gains in Water Available For Use / Savings in Demand under the selected programme (Ml/d) input as +ve 2030-31: 0.080468; Gains in Water Available For Use / Savings in Demand under the selected programme (Ml/d) input as +ve 2031-32: 0.10637; Gains in Water Available For Use / Savings in Demand under the selected programme (Ml/d) input as +ve 2032-33: 0.13227; Gains in Water Available For Use / Savings in Demand under the selected programme (Ml/d) input as +ve 2033-34: 0.15815; Gains in Water Available For Use / Savings in Demand under the selected programme (Ml/d) input as +ve 2034-35: 0.18401; Gains in Water Available For Use / Savings in Demand under the selected programme (Ml/d) input as +ve 2035-36: 0.20984; Gains in Water Available For Use / Savings in Demand under the selected programme (Ml/d) input as +ve 2036-37: 0.23565; Gains in Water Available For Use / Savings in Demand under the selected programme (Ml/d) input as +ve 2037-38: 0.26143; Gains in Water Available For Use / Savings in Demand under the selected programme (Ml/d) input as +ve 2038-39: 0.28717; Gains in Water Available For Use / Savings in Demand under the selected programme (Ml/d) input as +ve 2039-40: 0.31289; Gains in Water Available For Use / Savings in Demand under the selected programme (Ml/d) input as +ve 2040-41: 0.33857; Gains in Water Available For Use / Savings in Demand under the selected programme (Ml/d) input as +ve 2041-42: 0.36422; Gains in Water Available For Use / Savings in Demand under the selected programme (Ml/d) input as +ve 2042-43: 0.38984; Gains in Water Available For Use / Savings in Demand under the selected programme (Ml/d) input as +ve 2043-44: 0.41543; Gains in Water Available For Use / Savings in Demand under the selected programme (Ml/d) input as +ve 2044-45: 0.441; Gains in Water Available For Use / Savings in Demand under the selected programme (Ml/d) input as +ve 2045-46: 0.46654; Gains in Water Available For Use / Savings in Demand under the selected programme (Ml/d) input as +ve 2046-47: 0.49206; Gains in Water Available For Use / Savings in Demand under the selected programme (Ml/d) input as +ve 2047-48: 0.51755; Gains in Water Available For Use / Savings in Demand under the selected programme (Ml/d) input as +ve 2048-49: 0.54302; Gains in Water Available For Use / Savings in Demand under the selected programme (Ml/d) input as +ve 2049-50: 0.56847
51dF | NHH. NHH PL100 repairs.AWSLNB | NHH. NHH PL100 repairs.AWSLNB | Non-household water audit | Customer Options | N | Least Cost | AWSLNB | Ml/d | 2 | Gains in Water Available For Use / Savings in Demand under the selected programme (Ml/d) input as +ve 2019-20: 0; Gains in Water Available For Use / Savings in Demand under the selected programme (Ml/d) input as +ve 2020-21: 0; Gains in Water Available For Use / Savings in Demand under the selected programme (Ml/d) input as +ve 2021-22: 0; Gains in Water Available For Use / Savings in Demand under the selected programme (Ml/d) input as +ve 2022-23: 0; Gains in Water Available For Use / Savings in Demand under the selected programme (Ml/d) input as +ve 2023-24: 0; Gains in Water Available For Use / Savings in Demand under the selected programme (Ml/d) input as +ve 2024-25: 0; Gains in Water Available For Use / Savings in Demand under the selected programme (Ml/d) input as +ve 2025-26: 0.00010002; Gains in Water Available For Use / Savings in Demand under the selected programme (Ml/d) input as +ve 2026-27: 0.00027931; Gains in Water Available For Use / Savings in Demand under the selected programme (Ml/d) input as +ve 2027-28: 0.00051894; Gains in Water Available For Use / Savings in Demand under the selected programme (Ml/d) input as +ve 2028-29: 0.0070726; Gains in Water Available For Use / Savings in Demand under the selected programme (Ml/d) input as +ve 2029-30: 0.013421; Gains in Water Available For Use / Savings in Demand under the selected programme (Ml/d) input as +ve 2030-31: 0.019782; Gains in Water Available For Use / Savings in Demand under the selected programme (Ml/d) input as +ve 2031-32: 0.02615; Gains in Water Available For Use / Savings in Demand under the selected programme (Ml/d) input as +ve 2032-33: 0.032516; Gains in Water Available For Use / Savings in Demand under the selected programme (Ml/d) input as +ve 2033-34: 0.038878; Gains in Water Available For Use / Savings in Demand under the selected programme (Ml/d) input as +ve 2034-35: 0.045235; Gains in Water Available For Use / Savings in Demand under the selected programme (Ml/d) input as +ve 2035-36: 0.051587; Gains in Water Available For Use / Savings in Demand under the selected programme (Ml/d) input as +ve 2036-37: 0.057931; Gains in Water Available For Use / Savings in Demand under the selected programme (Ml/d) input as +ve 2037-38: 0.064268; Gains in Water Available For Use / Savings in Demand under the selected programme (Ml/d) input as +ve 2038-39: 0.070597; Gains in Water Available For Use / Savings in Demand under the selected programme (Ml/d) input as +ve 2039-40: 0.076918; Gains in Water Available For Use / Savings in Demand under the selected programme (Ml/d) input as +ve 2040-41: 0.083232; Gains in Water Available For Use / Savings in Demand under the selected programme (Ml/d) input as +ve 2041-42: 0.089538; Gains in Water Available For Use / Savings in Demand under the selected programme (Ml/d) input as +ve 2042-43: 0.095836; Gains in Water Available For Use / Savings in Demand under the selected programme (Ml/d) input as +ve 2043-44: 0.10213; Gains in Water Available For Use / Savings in Demand under the selected programme (Ml/d) input as +ve 2044-45: 0.10841; Gains in Water Available For Use / Savings in Demand under the selected programme (Ml/d) input as +ve 2045-46: 0.11469; Gains in Water Available For Use / Savings in Demand under the selected programme (Ml/d) input as +ve 2046-47: 0.12096; Gains in Water Available For Use / Savings in Demand under the selected programme (Ml/d) input as +ve 2047-48: 0.12723; Gains in Water Available For Use / Savings in Demand under the selected programme (Ml/d) input as +ve 2048-49: 0.13349; Gains in Water Available For Use / Savings in Demand under the selected programme (Ml/d) input as +ve 2049-50: 0.13975
51dF | NHH. NHH PL100 repairs.AWSLNB | NHH. NHH PL100 repairs.AWSLNB | Non-household water audit | Customer Options | N | Ofwat Core | AWSLNB | Ml/d | 2 | Gains in Water Available For Use / Savings in Demand under the selected programme (Ml/d) input as +ve 2019-20: 0; Gains in Water Available For Use / Savings in Demand under the selected programme (Ml/d) input as +ve 2020-21: 0; Gains in Water Available For Use / Savings in Demand under the selected programme (Ml/d) input as +ve 2021-22: 0; Gains in Water Available For Use / Savings in Demand under the selected programme (Ml/d) input as +ve 2022-23: 0; Gains in Water Available For Use / Savings in Demand under the selected programme (Ml/d) input as +ve 2023-24: 0; Gains in Water Available For Use / Savings in Demand under the selected programme (Ml/d) input as +ve 2024-25: 0; Gains in Water Available For Use / Savings in Demand under the selected programme (Ml/d) input as +ve 2025-26: 0.00010002; Gains in Water Available For Use / Savings in Demand under the selected programme (Ml/d) input as +ve 2026-27: 0.00027931; Gains in Water Available For Use / Savings in Demand under the selected programme (Ml/d) input as +ve 2027-28: 0.00051894; Gains in Water Available For Use / Savings in Demand under the selected programme (Ml/d) input as +ve 2028-29: 0.0070726; Gains in Water Available For Use / Savings in Demand under the selected programme (Ml/d) input as +ve 2029-30: 0.013421; Gains in Water Available For Use / Savings in Demand under the selected programme (Ml/d) input as +ve 2030-31: 0.019782; Gains in Water Available For Use / Savings in Demand under the selected programme (Ml/d) input as +ve 2031-32: 0.02615; Gains in Water Available For Use / Savings in Demand under the selected programme (Ml/d) input as +ve 2032-33: 0.032516; Gains in Water Available For Use / Savings in Demand under the selected programme (Ml/d) input as +ve 2033-34: 0.038878; Gains in Water Available For Use / Savings in Demand under the selected programme (Ml/d) input as +ve 2034-35: 0.045235; Gains in Water Available For Use / Savings in Demand under the selected programme (Ml/d) input as +ve 2035-36: 0.051587; Gains in Water Available For Use / Savings in Demand under the selected programme (Ml/d) input as +ve 2036-37: 0.057931; Gains in Water Available For Use / Savings in Demand under the selected programme (Ml/d) input as +ve 2037-38: 0.064268; Gains in Water Available For Use / Savings in Demand under the selected programme (Ml/d) input as +ve 2038-39: 0.070597; Gains in Water Available For Use / Savings in Demand under the selected programme (Ml/d) input as +ve 2039-40: 0.076918; Gains in Water Available For Use / Savings in Demand under the selected programme (Ml/d) input as +ve 2040-41: 0.083232; Gains in Water Available For Use / Savings in Demand under the selected programme (Ml/d) input as +ve 2041-42: 0.089538; Gains in Water Available For Use / Savings in Demand under the selected programme (Ml/d) input as +ve 2042-43: 0.095836; Gains in Water Available For Use / Savings in Demand under the selected programme (Ml/d) input as +ve 2043-44: 0.10213; Gains in Water Available For Use / Savings in Demand under the selected programme (Ml/d) input as +ve 2044-45: 0.10841; Gains in Water Available For Use / Savings in Demand under the selected programme (Ml/d) input as +ve 2045-46: 0.11469; Gains in Water Available For Use / Savings in Demand under the selected programme (Ml/d) input as +ve 2046-47: 0.12096; Gains in Water Available For Use / Savings in Demand under the selected programme (Ml/d) input as +ve 2047-48: 0.12723; Gains in Water Available For Use / Savings in Demand under the selected programme (Ml/d) input as +ve 2048-49: 0.13349; Gains in Water Available For Use / Savings in Demand under the selected programme (Ml/d) input as +ve 2049-50: 0.13975
51dP | NHH. NHH PL100 repairs.AWSLNB | NHH. NHH PL100 repairs.AWSLNB | Non-household water audit | Customer Options | N | Preferred | AWSLNB | Ml/d | 2 | Gains in Water Available For Use / Savings in Demand under the selected programme (Ml/d) input as +ve 2019-20: 0; Gains in Water Available For Use / Savings in Demand under the selected programme (Ml/d) input as +ve 2020-21: 0; Gains in Water Available For Use / Savings in Demand under the selected programme (Ml/d) input as +ve 2021-22: 0; Gains in Water Available For Use / Savings in Demand under the selected programme (Ml/d) input as +ve 2022-23: 0; Gains in Water Available For Use / Savings in Demand under the selected programme (Ml/d) input as +ve 2023-24: 0; Gains in Water Available For Use / Savings in Demand under the selected programme (Ml/d) input as +ve 2024-25: 0; Gains in Water Available For Use / Savings in Demand under the selected programme (Ml/d) input as +ve 2025-26: 0.00010002; Gains in Water Available For Use / Savings in Demand under the selected programme (Ml/d) input as +ve 2026-27: 0.00027931; Gains in Water Available For Use / Savings in Demand under the selected programme (Ml/d) input as +ve 2027-28: 0.00051894; Gains in Water Available For Use / Savings in Demand under the selected programme (Ml/d) input as +ve 2028-29: 0.0070726; Gains in Water Available For Use / Savings in Demand under the selected programme (Ml/d) input as +ve 2029-30: 0.013421; Gains in Water Available For Use / Savings in Demand under the selected programme (Ml/d) input as +ve 2030-31: 0.019782; Gains in Water Available For Use / Savings in Demand under the selected programme (Ml/d) input as +ve 2031-32: 0.02615; Gains in Water Available For Use / Savings in Demand under the selected programme (Ml/d) input as +ve 2032-33: 0.032516; Gains in Water Available For Use / Savings in Demand under the selected programme (Ml/d) input as +ve 2033-34: 0.038878; Gains in Water Available For Use / Savings in Demand under the selected programme (Ml/d) input as +ve 2034-35: 0.045235; Gains in Water Available For Use / Savings in Demand under the selected programme (Ml/d) input as +ve 2035-36: 0.051587; Gains in Water Available For Use / Savings in Demand under the selected programme (Ml/d) input as +ve 2036-37: 0.057931; Gains in Water Available For Use / Savings in Demand under the selected programme (Ml/d) input as +ve 2037-38: 0.064268; Gains in Water Available For Use / Savings in Demand under the selected programme (Ml/d) input as +ve 2038-39: 0.070597; Gains in Water Available For Use / Savings in Demand under the selected programme (Ml/d) input as +ve 2039-40: 0.076918; Gains in Water Available For Use / Savings in Demand under the selected programme (Ml/d) input as +ve 2040-41: 0.083232; Gains in Water Available For Use / Savings in Demand under the selected programme (Ml/d) input as +ve 2041-42: 0.089538; Gains in Water Available For Use / Savings in Demand under the selected programme (Ml/d) input as +ve 2042-43: 0.095836; Gains in Water Available For Use / Savings in Demand under the selected programme (Ml/d) input as +ve 2043-44: 0.10213; Gains in Water Available For Use / Savings in Demand under the selected programme (Ml/d) input as +ve 2044-45: 0.10841; Gains in Water Available For Use / Savings in Demand under the selected programme (Ml/d) input as +ve 2045-46: 0.11469; Gains in Water Available For Use / Savings in Demand under the selected programme (Ml/d) input as +ve 2046-47: 0.12096; Gains in Water Available For Use / Savings in Demand under the selected programme (Ml/d) input as +ve 2047-48: 0.12723; Gains in Water Available For Use / Savings in Demand under the selected programme (Ml/d) input as +ve 2048-49: 0.13349; Gains in Water Available For Use / Savings in Demand under the selected programme (Ml/d) input as +ve 2049-50: 0.13975
51dF | NHH. WEF Visit Lower.AWSLNB | NHH. WEF Visit Lower.AWSLNB | Non-household water audit | Customer Options | N | Least Cost | AWSLNB | Ml/d | 2 | Gains in Water Available For Use / Savings in Demand under the selected programme (Ml/d) input as +ve 2019-20: 0; Gains in Water Available For Use / Savings in Demand under the selected programme (Ml/d) input as +ve 2020-21: 0; Gains in Water Available For Use / Savings in Demand under the selected programme (Ml/d) input as +ve 2021-22: 0; Gains in Water Available For Use / Savings in Demand under the selected programme (Ml/d) input as +ve 2022-23: 0; Gains in Water Available For Use / Savings in Demand under the selected programme (Ml/d) input as +ve 2023-24: 0; Gains in Water Available For Use / Savings in Demand under the selected programme (Ml/d) input as +ve 2024-25: 0; Gains in Water Available For Use / Savings in Demand under the selected programme (Ml/d) input as +ve 2025-26: 0.00024032; Gains in Water Available For Use / Savings in Demand under the selected programme (Ml/d) input as +ve 2026-27: 0.00067106; Gains in Water Available For Use / Savings in Demand under the selected programme (Ml/d) input as +ve 2027-28: 0.0012468; Gains in Water Available For Use / Savings in Demand under the selected programme (Ml/d) input as +ve 2028-29: 0.016993; Gains in Water Available For Use / Savings in Demand under the selected programme (Ml/d) input as +ve 2029-30: 0.032245; Gains in Water Available For Use / Savings in Demand under the selected programme (Ml/d) input as +ve 2030-31: 0.047528; Gains in Water Available For Use / Savings in Demand under the selected programme (Ml/d) input as +ve 2031-32: 0.062829; Gains in Water Available For Use / Savings in Demand under the selected programme (Ml/d) input as +ve 2032-33: 0.078122; Gains in Water Available For Use / Savings in Demand under the selected programme (Ml/d) input as +ve 2033-34: 0.093408; Gains in Water Available For Use / Savings in Demand under the selected programme (Ml/d) input as +ve 2034-35: 0.10868; Gains in Water Available For Use / Savings in Demand under the selected programme (Ml/d) input as +ve 2035-36: 0.12394; Gains in Water Available For Use / Savings in Demand under the selected programme (Ml/d) input as +ve 2036-37: 0.13919; Gains in Water Available For Use / Savings in Demand under the selected programme (Ml/d) input as +ve 2037-38: 0.15441; Gains in Water Available For Use / Savings in Demand under the selected programme (Ml/d) input as +ve 2038-39: 0.16962; Gains in Water Available For Use / Savings in Demand under the selected programme (Ml/d) input as +ve 2039-40: 0.1848; Gains in Water Available For Use / Savings in Demand under the selected programme (Ml/d) input as +ve 2040-41: 0.19997; Gains in Water Available For Use / Savings in Demand under the selected programme (Ml/d) input as +ve 2041-42: 0.21512; Gains in Water Available For Use / Savings in Demand under the selected programme (Ml/d) input as +ve 2042-43: 0.23026; Gains in Water Available For Use / Savings in Demand under the selected programme (Ml/d) input as +ve 2043-44: 0.24537; Gains in Water Available For Use / Savings in Demand under the selected programme (Ml/d) input as +ve 2044-45: 0.26047; Gains in Water Available For Use / Savings in Demand under the selected programme (Ml/d) input as +ve 2045-46: 0.27556; Gains in Water Available For Use / Savings in Demand under the selected programme (Ml/d) input as +ve 2046-47: 0.29063; Gains in Water Available For Use / Savings in Demand under the selected programme (Ml/d) input as +ve 2047-48: 0.30569; Gains in Water Available For Use / Savings in Demand under the selected programme (Ml/d) input as +ve 2048-49: 0.32073; Gains in Water Available For Use / Savings in Demand under the selected programme (Ml/d) input as +ve 2049-50: 0.33576
51dF | NHH. WEF Visit Lower.AWSLNB | NHH. WEF Visit Lower.AWSLNB | Non-household water audit | Customer Options | N | Ofwat Core | AWSLNB | Ml/d | 2 | Gains in Water Available For Use / Savings in Demand under the selected programme (Ml/d) input as +ve 2019-20: 0; Gains in Water Available For Use / Savings in Demand under the selected programme (Ml/d) input as +ve 2020-21: 0; Gains in Water Available For Use / Savings in Demand under the selected programme (Ml/d) input as +ve 2021-22: 0; Gains in Water Available For Use / Savings in Demand under the selected programme (Ml/d) input as +ve 2022-23: 0; Gains in Water Available For Use / Savings in Demand under the selected programme (Ml/d) input as +ve 2023-24: 0; Gains in Water Available For Use / Savings in Demand under the selected programme (Ml/d) input as +ve 2024-25: 0; Gains in Water Available For Use / Savings in Demand under the selected programme (Ml/d) input as +ve 2025-26: 0.00024032; Gains in Water Available For Use / Savings in Demand under the selected programme (Ml/d) input as +ve 2026-27: 0.00067106; Gains in Water Available For Use / Savings in Demand under the selected programme (Ml/d) input as +ve 2027-28: 0.0012468; Gains in Water Available For Use / Savings in Demand under the selected programme (Ml/d) input as +ve 2028-29: 0.016993; Gains in Water Available For Use / Savings in Demand under the selected programme (Ml/d) input as +ve 2029-30: 0.032245; Gains in Water Available For Use / Savings in Demand under the selected programme (Ml/d) input as +ve 2030-31: 0.047528; Gains in Water Available For Use / Savings in Demand under the selected programme (Ml/d) input as +ve 2031-32: 0.062829; Gains in Water Available For Use / Savings in Demand under the selected programme (Ml/d) input as +ve 2032-33: 0.078122; Gains in Water Available For Use / Savings in Demand under the selected programme (Ml/d) input as +ve 2033-34: 0.093408; Gains in Water Available For Use / Savings in Demand under the selected programme (Ml/d) input as +ve 2034-35: 0.10868; Gains in Water Available For Use / Savings in Demand under the selected programme (Ml/d) input as +ve 2035-36: 0.12394; Gains in Water Available For Use / Savings in Demand under the selected programme (Ml/d) input as +ve 2036-37: 0.13919; Gains in Water Available For Use / Savings in Demand under the selected programme (Ml/d) input as +ve 2037-38: 0.15441; Gains in Water Available For Use / Savings in Demand under the selected programme (Ml/d) input as +ve 2038-39: 0.16962; Gains in Water Available For Use / Savings in Demand under the selected programme (Ml/d) input as +ve 2039-40: 0.1848; Gains in Water Available For Use / Savings in Demand under the selected programme (Ml/d) input as +ve 2040-41: 0.19997; Gains in Water Available For Use / Savings in Demand under the selected programme (Ml/d) input as +ve 2041-42: 0.21512; Gains in Water Available For Use / Savings in Demand under the selected programme (Ml/d) input as +ve 2042-43: 0.23026; Gains in Water Available For Use / Savings in Demand under the selected programme (Ml/d) input as +ve 2043-44: 0.24537; Gains in Water Available For Use / Savings in Demand under the selected programme (Ml/d) input as +ve 2044-45: 0.26047; Gains in Water Available For Use / Savings in Demand under the selected programme (Ml/d) input as +ve 2045-46: 0.27556; Gains in Water Available For Use / Savings in Demand under the selected programme (Ml/d) input as +ve 2046-47: 0.29063; Gains in Water Available For Use / Savings in Demand under the selected programme (Ml/d) input as +ve 2047-48: 0.30569; Gains in Water Available For Use / Savings in Demand under the selected programme (Ml/d) input as +ve 2048-49: 0.32073; Gains in Water Available For Use / Savings in Demand under the selected programme (Ml/d) input as +ve 2049-50: 0.33576
51dP | NHH. WEF Visit Lower.AWSLNB | NHH. WEF Visit Lower.AWSLNB | Non-household water audit | Customer Options | N | Preferred | AWSLNB | Ml/d | 2 | Gains in Water Available For Use / Savings in Demand under the selected programme (Ml/d) input as +ve 2019-20: 0; Gains in Water Available For Use / Savings in Demand under the selected programme (Ml/d) input as +ve 2020-21: 0; Gains in Water Available For Use / Savings in Demand under the selected programme (Ml/d) input as +ve 2021-22: 0; Gains in Water Available For Use / Savings in Demand under the selected programme (Ml/d) input as +ve 2022-23: 0; Gains in Water Available For Use / Savings in Demand under the selected programme (Ml/d) input as +ve 2023-24: 0; Gains in Water Available For Use / Savings in Demand under the selected programme (Ml/d) input as +ve 2024-25: 0; Gains in Water Available For Use / Savings in Demand under the selected programme (Ml/d) input as +ve 2025-26: 0.00024032; Gains in Water Available For Use / Savings in Demand under the selected programme (Ml/d) input as +ve 2026-27: 0.00067106; Gains in Water Available For Use / Savings in Demand under the selected programme (Ml/d) input as +ve 2027-28: 0.0012468; Gains in Water Available For Use / Savings in Demand under the selected programme (Ml/d) input as +ve 2028-29: 0.016993; Gains in Water Available For Use / Savings in Demand under the selected programme (Ml/d) input as +ve 2029-30: 0.032245; Gains in Water Available For Use / Savings in Demand under the selected programme (Ml/d) input as +ve 2030-31: 0.047528; Gains in Water Available For Use / Savings in Demand under the selected programme (Ml/d) input as +ve 2031-32: 0.062829; Gains in Water Available For Use / Savings in Demand under the selected programme (Ml/d) input as +ve 2032-33: 0.078122; Gains in Water Available For Use / Savings in Demand under the selected programme (Ml/d) input as +ve 2033-34: 0.093408; Gains in Water Available For Use / Savings in Demand under the selected programme (Ml/d) input as +ve 2034-35: 0.10868; Gains in Water Available For Use / Savings in Demand under the selected programme (Ml/d) input as +ve 2035-36: 0.12394; Gains in Water Available For Use / Savings in Demand under the selected programme (Ml/d) input as +ve 2036-37: 0.13919; Gains in Water Available For Use / Savings in Demand under the selected programme (Ml/d) input as +ve 2037-38: 0.15441; Gains in Water Available For Use / Savings in Demand under the selected programme (Ml/d) input as +ve 2038-39: 0.16962; Gains in Water Available For Use / Savings in Demand under the selected programme (Ml/d) input as +ve 2039-40: 0.1848; Gains in Water Available For Use / Savings in Demand under the selected programme (Ml/d) input as +ve 2040-41: 0.19997; Gains in Water Available For Use / Savings in Demand under the selected programme (Ml/d) input as +ve 2041-42: 0.21512; Gains in Water Available For Use / Savings in Demand under the selected programme (Ml/d) input as +ve 2042-43: 0.23026; Gains in Water Available For Use / Savings in Demand under the selected programme (Ml/d) input as +ve 2043-44: 0.24537; Gains in Water Available For Use / Savings in Demand under the selected programme (Ml/d) input as +ve 2044-45: 0.26047; Gains in Water Available For Use / Savings in Demand under the selected programme (Ml/d) input as +ve 2045-46: 0.27556; Gains in Water Available For Use / Savings in Demand under the selected programme (Ml/d) input as +ve 2046-47: 0.29063; Gains in Water Available For Use / Savings in Demand under the selected programme (Ml/d) input as +ve 2047-48: 0.30569; Gains in Water Available For Use / Savings in Demand under the selected programme (Ml/d) input as +ve 2048-49: 0.32073; Gains in Water Available For Use / Savings in Demand under the selected programme (Ml/d) input as +ve 2049-50: 0.33576
51dF | NHH. WEF Visit Super High.AWSLNB | NHH. WEF Visit Super High.AWSLNB | Non-household water audit | Customer Options | N | Least Cost | AWSLNB | Ml/d | 2 | Gains in Water Available For Use / Savings in Demand under the selected programme (Ml/d) input as +ve 2019-20: 0; Gains in Water Available For Use / Savings in Demand under the selected programme (Ml/d) input as +ve 2020-21: 0; Gains in Water Available For Use / Savings in Demand under the selected programme (Ml/d) input as +ve 2021-22: 0; Gains in Water Available For Use / Savings in Demand under the selected programme (Ml/d) input as +ve 2022-23: 0; Gains in Water Available For Use / Savings in Demand under the selected programme (Ml/d) input as +ve 2023-24: 0; Gains in Water Available For Use / Savings in Demand under the selected programme (Ml/d) input as +ve 2024-25: 0; Gains in Water Available For Use / Savings in Demand under the selected programme (Ml/d) input as +ve 2025-26: 0.00024737; Gains in Water Available For Use / Savings in Demand under the selected programme (Ml/d) input as +ve 2026-27: 0.00069077; Gains in Water Available For Use / Savings in Demand under the selected programme (Ml/d) input as +ve 2027-28: 0.0012834; Gains in Water Available For Use / Savings in Demand under the selected programme (Ml/d) input as +ve 2028-29: 0.017492; Gains in Water Available For Use / Savings in Demand under the selected programme (Ml/d) input as +ve 2029-30: 0.033192; Gains in Water Available For Use / Savings in Demand under the selected programme (Ml/d) input as +ve 2030-31: 0.048923; Gains in Water Available For Use / Savings in Demand under the selected programme (Ml/d) input as +ve 2031-32: 0.064674; Gains in Water Available For Use / Savings in Demand under the selected programme (Ml/d) input as +ve 2032-33: 0.080416; Gains in Water Available For Use / Savings in Demand under the selected programme (Ml/d) input as +ve 2033-34: 0.096151; Gains in Water Available For Use / Savings in Demand under the selected programme (Ml/d) input as +ve 2034-35: 0.11187; Gains in Water Available For Use / Savings in Demand under the selected programme (Ml/d) input as +ve 2035-36: 0.12758; Gains in Water Available For Use / Savings in Demand under the selected programme (Ml/d) input as +ve 2036-37: 0.14327; Gains in Water Available For Use / Savings in Demand under the selected programme (Ml/d) input as +ve 2037-38: 0.15894; Gains in Water Available For Use / Savings in Demand under the selected programme (Ml/d) input as +ve 2038-39: 0.1746; Gains in Water Available For Use / Savings in Demand under the selected programme (Ml/d) input as +ve 2039-40: 0.19023; Gains in Water Available For Use / Savings in Demand under the selected programme (Ml/d) input as +ve 2040-41: 0.20585; Gains in Water Available For Use / Savings in Demand under the selected programme (Ml/d) input as +ve 2041-42: 0.22144; Gains in Water Available For Use / Savings in Demand under the selected programme (Ml/d) input as +ve 2042-43: 0.23702; Gains in Water Available For Use / Savings in Demand under the selected programme (Ml/d) input as +ve 2043-44: 0.25258; Gains in Water Available For Use / Savings in Demand under the selected programme (Ml/d) input as +ve 2044-45: 0.26812; Gains in Water Available For Use / Savings in Demand under the selected programme (Ml/d) input as +ve 2045-46: 0.28365; Gains in Water Available For Use / Savings in Demand under the selected programme (Ml/d) input as +ve 2046-47: 0.29916; Gains in Water Available For Use / Savings in Demand under the selected programme (Ml/d) input as +ve 2047-48: 0.31466; Gains in Water Available For Use / Savings in Demand under the selected programme (Ml/d) input as +ve 2048-49: 0.33015; Gains in Water Available For Use / Savings in Demand under the selected programme (Ml/d) input as +ve 2049-50: 0.34562
51dF | NHH. WEF Visit Super High.AWSLNB | NHH. WEF Visit Super High.AWSLNB | Non-household water audit | Customer Options | N | Ofwat Core | AWSLNB | Ml/d | 2 | Gains in Water Available For Use / Savings in Demand under the selected programme (Ml/d) input as +ve 2019-20: 0; Gains in Water Available For Use / Savings in Demand under the selected programme (Ml/d) input as +ve 2020-21: 0; Gains in Water Available For Use / Savings in Demand under the selected programme (Ml/d) input as +ve 2021-22: 0; Gains in Water Available For Use / Savings in Demand under the selected programme (Ml/d) input as +ve 2022-23: 0; Gains in Water Available For Use / Savings in Demand under the selected programme (Ml/d) input as +ve 2023-24: 0; Gains in Water Available For Use / Savings in Demand under the selected programme (Ml/d) input as +ve 2024-25: 0; Gains in Water Available For Use / Savings in Demand under the selected programme (Ml/d) input as +ve 2025-26: 0.00024737; Gains in Water Available For Use / Savings in Demand under the selected programme (Ml/d) input as +ve 2026-27: 0.00069077; Gains in Water Available For Use / Savings in Demand under the selected programme (Ml/d) input as +ve 2027-28: 0.0012834; Gains in Water Available For Use / Savings in Demand under the selected programme (Ml/d) input as +ve 2028-29: 0.017492; Gains in Water Available For Use / Savings in Demand under the selected programme (Ml/d) input as +ve 2029-30: 0.033192; Gains in Water Available For Use / Savings in Demand under the selected programme (Ml/d) input as +ve 2030-31: 0.048923; Gains in Water Available For Use / Savings in Demand under the selected programme (Ml/d) input as +ve 2031-32: 0.064674; Gains in Water Available For Use / Savings in Demand under the selected programme (Ml/d) input as +ve 2032-33: 0.080416; Gains in Water Available For Use / Savings in Demand under the selected programme (Ml/d) input as +ve 2033-34: 0.096151; Gains in Water Available For Use / Savings in Demand under the selected programme (Ml/d) input as +ve 2034-35: 0.11187; Gains in Water Available For Use / Savings in Demand under the selected programme (Ml/d) input as +ve 2035-36: 0.12758; Gains in Water Available For Use / Savings in Demand under the selected programme (Ml/d) input as +ve 2036-37: 0.14327; Gains in Water Available For Use / Savings in Demand under the selected programme (Ml/d) input as +ve 2037-38: 0.15894; Gains in Water Available For Use / Savings in Demand under the selected programme (Ml/d) input as +ve 2038-39: 0.1746; Gains in Water Available For Use / Savings in Demand under the selected programme (Ml/d) input as +ve 2039-40: 0.19023; Gains in Water Available For Use / Savings in Demand under the selected programme (Ml/d) input as +ve 2040-41: 0.20585; Gains in Water Available For Use / Savings in Demand under the selected programme (Ml/d) input as +ve 2041-42: 0.22144; Gains in Water Available For Use / Savings in Demand under the selected programme (Ml/d) input as +ve 2042-43: 0.23702; Gains in Water Available For Use / Savings in Demand under the selected programme (Ml/d) input as +ve 2043-44: 0.25258; Gains in Water Available For Use / Savings in Demand under the selected programme (Ml/d) input as +ve 2044-45: 0.26812; Gains in Water Available For Use / Savings in Demand under the selected programme (Ml/d) input as +ve 2045-46: 0.28365; Gains in Water Available For Use / Savings in Demand under the selected programme (Ml/d) input as +ve 2046-47: 0.29916; Gains in Water Available For Use / Savings in Demand under the selected programme (Ml/d) input as +ve 2047-48: 0.31466; Gains in Water Available For Use / Savings in Demand under the selected programme (Ml/d) input as +ve 2048-49: 0.33015; Gains in Water Available For Use / Savings in Demand under the selected programme (Ml/d) input as +ve 2049-50: 0.34562
51dP | NHH. WEF Visit Super High.AWSLNB | NHH. WEF Visit Super High.AWSLNB | Non-household water audit | Customer Options | N | Preferred | AWSLNB | Ml/d | 2 | Gains in Water Available For Use / Savings in Demand under the selected programme (Ml/d) input as +ve 2019-20: 0; Gains in Water Available For Use / Savings in Demand under the selected programme (Ml/d) input as +ve 2020-21: 0; Gains in Water Available For Use / Savings in Demand under the selected programme (Ml/d) input as +ve 2021-22: 0; Gains in Water Available For Use / Savings in Demand under the selected programme (Ml/d) input as +ve 2022-23: 0; Gains in Water Available For Use / Savings in Demand under the selected programme (Ml/d) input as +ve 2023-24: 0; Gains in Water Available For Use / Savings in Demand under the selected programme (Ml/d) input as +ve 2024-25: 0; Gains in Water Available For Use / Savings in Demand under the selected programme (Ml/d) input as +ve 2025-26: 0.00024737; Gains in Water Available For Use / Savings in Demand under the selected programme (Ml/d) input as +ve 2026-27: 0.00069077; Gains in Water Available For Use / Savings in Demand under the selected programme (Ml/d) input as +ve 2027-28: 0.0012834; Gains in Water Available For Use / Savings in Demand under the selected programme (Ml/d) input as +ve 2028-29: 0.017492; Gains in Water Available For Use / Savings in Demand under the selected programme (Ml/d) input as +ve 2029-30: 0.033192; Gains in Water Available For Use / Savings in Demand under the selected programme (Ml/d) input as +ve 2030-31: 0.048923; Gains in Water Available For Use / Savings in Demand under the selected programme (Ml/d) input as +ve 2031-32: 0.064674; Gains in Water Available For Use / Savings in Demand under the selected programme (Ml/d) input as +ve 2032-33: 0.080416; Gains in Water Available For Use / Savings in Demand under the selected programme (Ml/d) input as +ve 2033-34: 0.096151; Gains in Water Available For Use / Savings in Demand under the selected programme (Ml/d) input as +ve 2034-35: 0.11187; Gains in Water Available For Use / Savings in Demand under the selected programme (Ml/d) input as +ve 2035-36: 0.12758; Gains in Water Available For Use / Savings in Demand under the selected programme (Ml/d) input as +ve 2036-37: 0.14327; Gains in Water Available For Use / Savings in Demand under the selected programme (Ml/d) input as +ve 2037-38: 0.15894; Gains in Water Available For Use / Savings in Demand under the selected programme (Ml/d) input as +ve 2038-39: 0.1746; Gains in Water Available For Use / Savings in Demand under the selected programme (Ml/d) input as +ve 2039-40: 0.19023; Gains in Water Available For Use / Savings in Demand under the selected programme (Ml/d) input as +ve 2040-41: 0.20585; Gains in Water Available For Use / Savings in Demand under the selected programme (Ml/d) input as +ve 2041-42: 0.22144; Gains in Water Available For Use / Savings in Demand under the selected programme (Ml/d) input as +ve 2042-43: 0.23702; Gains in Water Available For Use / Savings in Demand under the selected programme (Ml/d) input as +ve 2043-44: 0.25258; Gains in Water Available For Use / Savings in Demand under the selected programme (Ml/d) input as +ve 2044-45: 0.26812; Gains in Water Available For Use / Savings in Demand under the selected programme (Ml/d) input as +ve 2045-46: 0.28365; Gains in Water Available For Use / Savings in Demand under the selected programme (Ml/d) input as +ve 2046-47: 0.29916; Gains in Water Available For Use / Savings in Demand under the selected programme (Ml/d) input as +ve 2047-48: 0.31466; Gains in Water Available For Use / Savings in Demand under the selected programme (Ml/d) input as +ve 2048-49: 0.33015; Gains in Water Available For Use / Savings in Demand under the selected programme (Ml/d) input as +ve 2049-50: 0.34562
51dF | NHH. WEF Visit Upper.AWSLNB | NHH. WEF Visit Upper.AWSLNB | Non-household water audit | Customer Options | N | Least Cost | AWSLNB | Ml/d | 2 | Gains in Water Available For Use / Savings in Demand under the selected programme (Ml/d) input as +ve 2019-20: 0; Gains in Water Available For Use / Savings in Demand under the selected programme (Ml/d) input as +ve 2020-21: 0; Gains in Water Available For Use / Savings in Demand under the selected programme (Ml/d) input as +ve 2021-22: 0; Gains in Water Available For Use / Savings in Demand under the selected programme (Ml/d) input as +ve 2022-23: 0; Gains in Water Available For Use / Savings in Demand under the selected programme (Ml/d) input as +ve 2023-24: 0; Gains in Water Available For Use / Savings in Demand under the selected programme (Ml/d) input as +ve 2024-25: 0; Gains in Water Available For Use / Savings in Demand under the selected programme (Ml/d) input as +ve 2025-26: 0.00012981; Gains in Water Available For Use / Savings in Demand under the selected programme (Ml/d) input as +ve 2026-27: 0.00036249; Gains in Water Available For Use / Savings in Demand under the selected programme (Ml/d) input as +ve 2027-28: 0.00067349; Gains in Water Available For Use / Savings in Demand under the selected programme (Ml/d) input as +ve 2028-29: 0.009179; Gains in Water Available For Use / Savings in Demand under the selected programme (Ml/d) input as +ve 2029-30: 0.017418; Gains in Water Available For Use / Savings in Demand under the selected programme (Ml/d) input as +ve 2030-31: 0.025673; Gains in Water Available For Use / Savings in Demand under the selected programme (Ml/d) input as +ve 2031-32: 0.033938; Gains in Water Available For Use / Savings in Demand under the selected programme (Ml/d) input as +ve 2032-33: 0.0422; Gains in Water Available For Use / Savings in Demand under the selected programme (Ml/d) input as +ve 2033-34: 0.050457; Gains in Water Available For Use / Savings in Demand under the selected programme (Ml/d) input as +ve 2034-35: 0.058708; Gains in Water Available For Use / Savings in Demand under the selected programme (Ml/d) input as +ve 2035-36: 0.066951; Gains in Water Available For Use / Savings in Demand under the selected programme (Ml/d) input as +ve 2036-37: 0.075185; Gains in Water Available For Use / Savings in Demand under the selected programme (Ml/d) input as +ve 2037-38: 0.083409; Gains in Water Available For Use / Savings in Demand under the selected programme (Ml/d) input as +ve 2038-39: 0.091622; Gains in Water Available For Use / Savings in Demand under the selected programme (Ml/d) input as +ve 2039-40: 0.099827; Gains in Water Available For Use / Savings in Demand under the selected programme (Ml/d) input as +ve 2040-41: 0.10802; Gains in Water Available For Use / Savings in Demand under the selected programme (Ml/d) input as +ve 2041-42: 0.1162; Gains in Water Available For Use / Savings in Demand under the selected programme (Ml/d) input as +ve 2042-43: 0.12438; Gains in Water Available For Use / Savings in Demand under the selected programme (Ml/d) input as +ve 2043-44: 0.13254; Gains in Water Available For Use / Savings in Demand under the selected programme (Ml/d) input as +ve 2044-45: 0.1407; Gains in Water Available For Use / Savings in Demand under the selected programme (Ml/d) input as +ve 2045-46: 0.14885; Gains in Water Available For Use / Savings in Demand under the selected programme (Ml/d) input as +ve 2046-47: 0.15699; Gains in Water Available For Use / Savings in Demand under the selected programme (Ml/d) input as +ve 2047-48: 0.16512; Gains in Water Available For Use / Savings in Demand under the selected programme (Ml/d) input as +ve 2048-49: 0.17325; Gains in Water Available For Use / Savings in Demand under the selected programme (Ml/d) input as +ve 2049-50: 0.18137
51dF | NHH. WEF Visit Upper.AWSLNB | NHH. WEF Visit Upper.AWSLNB | Non-household water audit | Customer Options | N | Ofwat Core | AWSLNB | Ml/d | 2 | Gains in Water Available For Use / Savings in Demand under the selected programme (Ml/d) input as +ve 2019-20: 0; Gains in Water Available For Use / Savings in Demand under the selected programme (Ml/d) input as +ve 2020-21: 0; Gains in Water Available For Use / Savings in Demand under the selected programme (Ml/d) input as +ve 2021-22: 0; Gains in Water Available For Use / Savings in Demand under the selected programme (Ml/d) input as +ve 2022-23: 0; Gains in Water Available For Use / Savings in Demand under the selected programme (Ml/d) input as +ve 2023-24: 0; Gains in Water Available For Use / Savings in Demand under the selected programme (Ml/d) input as +ve 2024-25: 0; Gains in Water Available For Use / Savings in Demand under the selected programme (Ml/d) input as +ve 2025-26: 0.00012981; Gains in Water Available For Use / Savings in Demand under the selected programme (Ml/d) input as +ve 2026-27: 0.00036249; Gains in Water Available For Use / Savings in Demand under the selected programme (Ml/d) input as +ve 2027-28: 0.00067349; Gains in Water Available For Use / Savings in Demand under the selected programme (Ml/d) input as +ve 2028-29: 0.009179; Gains in Water Available For Use / Savings in Demand under the selected programme (Ml/d) input as +ve 2029-30: 0.017418; Gains in Water Available For Use / Savings in Demand under the selected programme (Ml/d) input as +ve 2030-31: 0.025673; Gains in Water Available For Use / Savings in Demand under the selected programme (Ml/d) input as +ve 2031-32: 0.033938; Gains in Water Available For Use / Savings in Demand under the selected programme (Ml/d) input as +ve 2032-33: 0.0422; Gains in Water Available For Use / Savings in Demand under the selected programme (Ml/d) input as +ve 2033-34: 0.050457; Gains in Water Available For Use / Savings in Demand under the selected programme (Ml/d) input as +ve 2034-35: 0.058708; Gains in Water Available For Use / Savings in Demand under the selected programme (Ml/d) input as +ve 2035-36: 0.066951; Gains in Water Available For Use / Savings in Demand under the selected programme (Ml/d) input as +ve 2036-37: 0.075185; Gains in Water Available For Use / Savings in Demand under the selected programme (Ml/d) input as +ve 2037-38: 0.083409; Gains in Water Available For Use / Savings in Demand under the selected programme (Ml/d) input as +ve 2038-39: 0.091622; Gains in Water Available For Use / Savings in Demand under the selected programme (Ml/d) input as +ve 2039-40: 0.099827; Gains in Water Available For Use / Savings in Demand under the selected programme (Ml/d) input as +ve 2040-41: 0.10802; Gains in Water Available For Use / Savings in Demand under the selected programme (Ml/d) input as +ve 2041-42: 0.1162; Gains in Water Available For Use / Savings in Demand under the selected programme (Ml/d) input as +ve 2042-43: 0.12438; Gains in Water Available For Use / Savings in Demand under the selected programme (Ml/d) input as +ve 2043-44: 0.13254; Gains in Water Available For Use / Savings in Demand under the selected programme (Ml/d) input as +ve 2044-45: 0.1407; Gains in Water Available For Use / Savings in Demand under the selected programme (Ml/d) input as +ve 2045-46: 0.14885; Gains in Water Available For Use / Savings in Demand under the selected programme (Ml/d) input as +ve 2046-47: 0.15699; Gains in Water Available For Use / Savings in Demand under the selected programme (Ml/d) input as +ve 2047-48: 0.16512; Gains in Water Available For Use / Savings in Demand under the selected programme (Ml/d) input as +ve 2048-49: 0.17325; Gains in Water Available For Use / Savings in Demand under the selected programme (Ml/d) input as +ve 2049-50: 0.18137
51dP | NHH. WEF Visit Upper.AWSLNB | NHH. WEF Visit Upper.AWSLNB | Non-household water audit | Customer Options | N | Preferred | AWSLNB | Ml/d | 2 | Gains in Water Available For Use / Savings in Demand under the selected programme (Ml/d) input as +ve 2019-20: 0; Gains in Water Available For Use / Savings in Demand under the selected programme (Ml/d) input as +ve 2020-21: 0; Gains in Water Available For Use / Savings in Demand under the selected programme (Ml/d) input as +ve 2021-22: 0; Gains in Water Available For Use / Savings in Demand under the selected programme (Ml/d) input as +ve 2022-23: 0; Gains in Water Available For Use / Savings in Demand under the selected programme (Ml/d) input as +ve 2023-24: 0; Gains in Water Available For Use / Savings in Demand under the selected programme (Ml/d) input as +ve 2024-25: 0; Gains in Water Available For Use / Savings in Demand under the selected programme (Ml/d) input as +ve 2025-26: 0.00012981; Gains in Water Available For Use / Savings in Demand under the selected programme (Ml/d) input as +ve 2026-27: 0.00036249; Gains in Water Available For Use / Savings in Demand under the selected programme (Ml/d) input as +ve 2027-28: 0.00067349; Gains in Water Available For Use / Savings in Demand under the selected programme (Ml/d) input as +ve 2028-29: 0.009179; Gains in Water Available For Use / Savings in Demand under the selected programme (Ml/d) input as +ve 2029-30: 0.017418; Gains in Water Available For Use / Savings in Demand under the selected programme (Ml/d) input as +ve 2030-31: 0.025673; Gains in Water Available For Use / Savings in Demand under the selected programme (Ml/d) input as +ve 2031-32: 0.033938; Gains in Water Available For Use / Savings in Demand under the selected programme (Ml/d) input as +ve 2032-33: 0.0422; Gains in Water Available For Use / Savings in Demand under the selected programme (Ml/d) input as +ve 2033-34: 0.050457; Gains in Water Available For Use / Savings in Demand under the selected programme (Ml/d) input as +ve 2034-35: 0.058708; Gains in Water Available For Use / Savings in Demand under the selected programme (Ml/d) input as +ve 2035-36: 0.066951; Gains in Water Available For Use / Savings in Demand under the selected programme (Ml/d) input as +ve 2036-37: 0.075185; Gains in Water Available For Use / Savings in Demand under the selected programme (Ml/d) input as +ve 2037-38: 0.083409; Gains in Water Available For Use / Savings in Demand under the selected programme (Ml/d) input as +ve 2038-39: 0.091622; Gains in Water Available For Use / Savings in Demand under the selected programme (Ml/d) input as +ve 2039-40: 0.099827; Gains in Water Available For Use / Savings in Demand under the selected programme (Ml/d) input as +ve 2040-41: 0.10802; Gains in Water Available For Use / Savings in Demand under the selected programme (Ml/d) input as +ve 2041-42: 0.1162; Gains in Water Available For Use / Savings in Demand under the selected programme (Ml/d) input as +ve 2042-43: 0.12438; Gains in Water Available For Use / Savings in Demand under the selected programme (Ml/d) input as +ve 2043-44: 0.13254; Gains in Water Available For Use / Savings in Demand under the selected programme (Ml/d) input as +ve 2044-45: 0.1407; Gains in Water Available For Use / Savings in Demand under the selected programme (Ml/d) input as +ve 2045-46: 0.14885; Gains in Water Available For Use / Savings in Demand under the selected programme (Ml/d) input as +ve 2046-47: 0.15699; Gains in Water Available For Use / Savings in Demand under the selected programme (Ml/d) input as +ve 2047-48: 0.16512; Gains in Water Available For Use / Savings in Demand under the selected programme (Ml/d) input as +ve 2048-49: 0.17325; Gains in Water Available For Use / Savings in Demand under the selected programme (Ml/d) input as +ve 2049-50: 0.18137
51dF | Smart Metering.AWSLNB | Smart Metering.AWSLNB | Metering other selective | Customer Options | N | Least Cost | AWSLNB | Ml/d | 2 | Gains in Water Available For Use / Savings in Demand under the selected programme (Ml/d) input as +ve 2019-20: 0; Gains in Water Available For Use / Savings in Demand under the selected programme (Ml/d) input as +ve 2020-21: 0; Gains in Water Available For Use / Savings in Demand under the selected programme (Ml/d) input as +ve 2021-22: 0; Gains in Water Available For Use / Savings in Demand under the selected programme (Ml/d) input as +ve 2022-23: 0; Gains in Water Available For Use / Savings in Demand under the selected programme (Ml/d) input as +ve 2023-24: 0; Gains in Water Available For Use / Savings in Demand under the selected programme (Ml/d) input as +ve 2024-25: 0; Gains in Water Available For Use / Savings in Demand under the selected programme (Ml/d) input as +ve 2025-26: 0; Gains in Water Available For Use / Savings in Demand under the selected programme (Ml/d) input as +ve 2026-27: 0; Gains in Water Available For Use / Savings in Demand under the selected programme (Ml/d) input as +ve 2027-28: 0; Gains in Water Available For Use / Savings in Demand under the selected programme (Ml/d) input as +ve 2028-29: 0.36026; Gains in Water Available For Use / Savings in Demand under the selected programme (Ml/d) input as +ve 2029-30: 1.0113; Gains in Water Available For Use / Savings in Demand under the selected programme (Ml/d) input as +ve 2030-31: 1.1008; Gains in Water Available For Use / Savings in Demand under the selected programme (Ml/d) input as +ve 2031-32: 1.1923; Gains in Water Available For Use / Savings in Demand under the selected programme (Ml/d) input as +ve 2032-33: 1.2056; Gains in Water Available For Use / Savings in Demand under the selected programme (Ml/d) input as +ve 2033-34: 1.2187; Gains in Water Available For Use / Savings in Demand under the selected programme (Ml/d) input as +ve 2034-35: 1.2306; Gains in Water Available For Use / Savings in Demand under the selected programme (Ml/d) input as +ve 2035-36: 1.2416; Gains in Water Available For Use / Savings in Demand under the selected programme (Ml/d) input as +ve 2036-37: 1.2534; Gains in Water Available For Use / Savings in Demand under the selected programme (Ml/d) input as +ve 2037-38: 1.2649; Gains in Water Available For Use / Savings in Demand under the selected programme (Ml/d) input as +ve 2038-39: 1.2764; Gains in Water Available For Use / Savings in Demand under the selected programme (Ml/d) input as +ve 2039-40: 1.2879; Gains in Water Available For Use / Savings in Demand under the selected programme (Ml/d) input as +ve 2040-41: 1.2992; Gains in Water Available For Use / Savings in Demand under the selected programme (Ml/d) input as +ve 2041-42: 1.3103; Gains in Water Available For Use / Savings in Demand under the selected programme (Ml/d) input as +ve 2042-43: 1.3213; Gains in Water Available For Use / Savings in Demand under the selected programme (Ml/d) input as +ve 2043-44: 1.3327; Gains in Water Available For Use / Savings in Demand under the selected programme (Ml/d) input as +ve 2044-45: 1.3442; Gains in Water Available For Use / Savings in Demand under the selected programme (Ml/d) input as +ve 2045-46: 1.353; Gains in Water Available For Use / Savings in Demand under the selected programme (Ml/d) input as +ve 2046-47: 1.3617; Gains in Water Available For Use / Savings in Demand under the selected programme (Ml/d) input as +ve 2047-48: 1.3703; Gains in Water Available For Use / Savings in Demand under the selected programme (Ml/d) input as +ve 2048-49: 1.3789; Gains in Water Available For Use / Savings in Demand under the selected programme (Ml/d) input as +ve 2049-50: 1.3866
51dF | Smart Metering.AWSLNB | Smart Metering.AWSLNB | Metering other selective | Customer Options | N | Ofwat Core | AWSLNB | Ml/d | 2 | Gains in Water Available For Use / Savings in Demand under the selected programme (Ml/d) input as +ve 2019-20: 0; Gains in Water Available For Use / Savings in Demand under the selected programme (Ml/d) input as +ve 2020-21: 0; Gains in Water Available For Use / Savings in Demand under the selected programme (Ml/d) input as +ve 2021-22: 0; Gains in Water Available For Use / Savings in Demand under the selected programme (Ml/d) input as +ve 2022-23: 0; Gains in Water Available For Use / Savings in Demand under the selected programme (Ml/d) input as +ve 2023-24: 0; Gains in Water Available For Use / Savings in Demand under the selected programme (Ml/d) input as +ve 2024-25: 0; Gains in Water Available For Use / Savings in Demand under the selected programme (Ml/d) input as +ve 2025-26: 0; Gains in Water Available For Use / Savings in Demand under the selected programme (Ml/d) input as +ve 2026-27: 0; Gains in Water Available For Use / Savings in Demand under the selected programme (Ml/d) input as +ve 2027-28: 0; Gains in Water Available For Use / Savings in Demand under the selected programme (Ml/d) input as +ve 2028-29: 0.36026; Gains in Water Available For Use / Savings in Demand under the selected programme (Ml/d) input as +ve 2029-30: 1.0113; Gains in Water Available For Use / Savings in Demand under the selected programme (Ml/d) input as +ve 2030-31: 1.1008; Gains in Water Available For Use / Savings in Demand under the selected programme (Ml/d) input as +ve 2031-32: 1.1923; Gains in Water Available For Use / Savings in Demand under the selected programme (Ml/d) input as +ve 2032-33: 1.2056; Gains in Water Available For Use / Savings in Demand under the selected programme (Ml/d) input as +ve 2033-34: 1.2187; Gains in Water Available For Use / Savings in Demand under the selected programme (Ml/d) input as +ve 2034-35: 1.2306; Gains in Water Available For Use / Savings in Demand under the selected programme (Ml/d) input as +ve 2035-36: 1.2416; Gains in Water Available For Use / Savings in Demand under the selected programme (Ml/d) input as +ve 2036-37: 1.2534; Gains in Water Available For Use / Savings in Demand under the selected programme (Ml/d) input as +ve 2037-38: 1.2649; Gains in Water Available For Use / Savings in Demand under the selected programme (Ml/d) input as +ve 2038-39: 1.2764; Gains in Water Available For Use / Savings in Demand under the selected programme (Ml/d) input as +ve 2039-40: 1.2879; Gains in Water Available For Use / Savings in Demand under the selected programme (Ml/d) input as +ve 2040-41: 1.2992; Gains in Water Available For Use / Savings in Demand under the selected programme (Ml/d) input as +ve 2041-42: 1.3103; Gains in Water Available For Use / Savings in Demand under the selected programme (Ml/d) input as +ve 2042-43: 1.3213; Gains in Water Available For Use / Savings in Demand under the selected programme (Ml/d) input as +ve 2043-44: 1.3327; Gains in Water Available For Use / Savings in Demand under the selected programme (Ml/d) input as +ve 2044-45: 1.3442; Gains in Water Available For Use / Savings in Demand under the selected programme (Ml/d) input as +ve 2045-46: 1.353; Gains in Water Available For Use / Savings in Demand under the selected programme (Ml/d) input as +ve 2046-47: 1.3617; Gains in Water Available For Use / Savings in Demand under the selected programme (Ml/d) input as +ve 2047-48: 1.3703; Gains in Water Available For Use / Savings in Demand under the selected programme (Ml/d) input as +ve 2048-49: 1.3789; Gains in Water Available For Use / Savings in Demand under the selected programme (Ml/d) input as +ve 2049-50: 1.3866
51dP | Smart Metering.AWSLNB | Smart Metering.AWSLNB | Metering other selective | Customer Options | N | Preferred | AWSLNB | Ml/d | 2 | Gains in Water Available For Use / Savings in Demand under the selected programme (Ml/d) input as +ve 2019-20: 0; Gains in Water Available For Use / Savings in Demand under the selected programme (Ml/d) input as +ve 2020-21: 0; Gains in Water Available For Use / Savings in Demand under the selected programme (Ml/d) input as +ve 2021-22: 0; Gains in Water Available For Use / Savings in Demand under the selected programme (Ml/d) input as +ve 2022-23: 0; Gains in Water Available For Use / Savings in Demand under the selected programme (Ml/d) input as +ve 2023-24: 0; Gains in Water Available For Use / Savings in Demand under the selected programme (Ml/d) input as +ve 2024-25: 0; Gains in Water Available For Use / Savings in Demand under the selected programme (Ml/d) input as +ve 2025-26: 0; Gains in Water Available For Use / Savings in Demand under the selected programme (Ml/d) input as +ve 2026-27: 0; Gains in Water Available For Use / Savings in Demand under the selected programme (Ml/d) input as +ve 2027-28: 0; Gains in Water Available For Use / Savings in Demand under the selected programme (Ml/d) input as +ve 2028-29: 0.36026; Gains in Water Available For Use / Savings in Demand under the selected programme (Ml/d) input as +ve 2029-30: 1.0113; Gains in Water Available For Use / Savings in Demand under the selected programme (Ml/d) input as +ve 2030-31: 1.1008; Gains in Water Available For Use / Savings in Demand under the selected programme (Ml/d) input as +ve 2031-32: 1.1923; Gains in Water Available For Use / Savings in Demand under the selected programme (Ml/d) input as +ve 2032-33: 1.2056; Gains in Water Available For Use / Savings in Demand under the selected programme (Ml/d) input as +ve 2033-34: 1.2187; Gains in Water Available For Use / Savings in Demand under the selected programme (Ml/d) input as +ve 2034-35: 1.2306; Gains in Water Available For Use / Savings in Demand under the selected programme (Ml/d) input as +ve 2035-36: 1.2416; Gains in Water Available For Use / Savings in Demand under the selected programme (Ml/d) input as +ve 2036-37: 1.2534; Gains in Water Available For Use / Savings in Demand under the selected programme (Ml/d) input as +ve 2037-38: 1.2649; Gains in Water Available For Use / Savings in Demand under the selected programme (Ml/d) input as +ve 2038-39: 1.2764; Gains in Water Available For Use / Savings in Demand under the selected programme (Ml/d) input as +ve 2039-40: 1.2879; Gains in Water Available For Use / Savings in Demand under the selected programme (Ml/d) input as +ve 2040-41: 1.2992; Gains in Water Available For Use / Savings in Demand under the selected programme (Ml/d) input as +ve 2041-42: 1.3103; Gains in Water Available For Use / Savings in Demand under the selected programme (Ml/d) input as +ve 2042-43: 1.3213; Gains in Water Available For Use / Savings in Demand under the selected programme (Ml/d) input as +ve 2043-44: 1.3327; Gains in Water Available For Use / Savings in Demand under the selected programme (Ml/d) input as +ve 2044-45: 1.3442; Gains in Water Available For Use / Savings in Demand under the selected programme (Ml/d) input as +ve 2045-46: 1.353; Gains in Water Available For Use / Savings in Demand under the selected programme (Ml/d) input as +ve 2046-47: 1.3617; Gains in Water Available For Use / Savings in Demand under the selected programme (Ml/d) input as +ve 2047-48: 1.3703; Gains in Water Available For Use / Savings in Demand under the selected programme (Ml/d) input as +ve 2048-49: 1.3789; Gains in Water Available For Use / Savings in Demand under the selected programme (Ml/d) input as +ve 2049-50: 1.3866
51dF | USPL_HH_MET.AWSLNB | USPL_HH_MET.AWSLNB | Supply pipe repairs / replacement | Customer Options | N | Least Cost | AWSLNB | Ml/d | 2 | Gains in Water Available For Use / Savings in Demand under the selected programme (Ml/d) input as +ve 2019-20: 0; Gains in Water Available For Use / Savings in Demand under the selected programme (Ml/d) input as +ve 2020-21: 0; Gains in Water Available For Use / Savings in Demand under the selected programme (Ml/d) input as +ve 2021-22: 0; Gains in Water Available For Use / Savings in Demand under the selected programme (Ml/d) input as +ve 2022-23: 0; Gains in Water Available For Use / Savings in Demand under the selected programme (Ml/d) input as +ve 2023-24: 0; Gains in Water Available For Use / Savings in Demand under the selected programme (Ml/d) input as +ve 2024-25: 0; Gains in Water Available For Use / Savings in Demand under the selected programme (Ml/d) input as +ve 2025-26: 0; Gains in Water Available For Use / Savings in Demand under the selected programme (Ml/d) input as +ve 2026-27: 0; Gains in Water Available For Use / Savings in Demand under the selected programme (Ml/d) input as +ve 2027-28: 0; Gains in Water Available For Use / Savings in Demand under the selected programme (Ml/d) input as +ve 2028-29: 0.091888; Gains in Water Available For Use / Savings in Demand under the selected programme (Ml/d) input as +ve 2029-30: 0.27505; Gains in Water Available For Use / Savings in Demand under the selected programme (Ml/d) input as +ve 2030-31: 0.31335; Gains in Water Available For Use / Savings in Demand under the selected programme (Ml/d) input as +ve 2031-32: 0.35238; Gains in Water Available For Use / Savings in Demand under the selected programme (Ml/d) input as +ve 2032-33: 0.35652; Gains in Water Available For Use / Savings in Demand under the selected programme (Ml/d) input as +ve 2033-34: 0.36059; Gains in Water Available For Use / Savings in Demand under the selected programme (Ml/d) input as +ve 2034-35: 0.36419; Gains in Water Available For Use / Savings in Demand under the selected programme (Ml/d) input as +ve 2035-36: 0.36758; Gains in Water Available For Use / Savings in Demand under the selected programme (Ml/d) input as +ve 2036-37: 0.37131; Gains in Water Available For Use / Savings in Demand under the selected programme (Ml/d) input as +ve 2037-38: 0.37496; Gains in Water Available For Use / Savings in Demand under the selected programme (Ml/d) input as +ve 2038-39: 0.37855; Gains in Water Available For Use / Savings in Demand under the selected programme (Ml/d) input as +ve 2039-40: 0.38207; Gains in Water Available For Use / Savings in Demand under the selected programme (Ml/d) input as +ve 2040-41: 0.38554; Gains in Water Available For Use / Savings in Demand under the selected programme (Ml/d) input as +ve 2041-42: 0.38894; Gains in Water Available For Use / Savings in Demand under the selected programme (Ml/d) input as +ve 2042-43: 0.39228; Gains in Water Available For Use / Savings in Demand under the selected programme (Ml/d) input as +ve 2043-44: 0.39556; Gains in Water Available For Use / Savings in Demand under the selected programme (Ml/d) input as +ve 2044-45: 0.39878; Gains in Water Available For Use / Savings in Demand under the selected programme (Ml/d) input as +ve 2045-46: 0.40169; Gains in Water Available For Use / Savings in Demand under the selected programme (Ml/d) input as +ve 2046-47: 0.40455; Gains in Water Available For Use / Savings in Demand under the selected programme (Ml/d) input as +ve 2047-48: 0.40735; Gains in Water Available For Use / Savings in Demand under the selected programme (Ml/d) input as +ve 2048-49: 0.4101; Gains in Water Available For Use / Savings in Demand under the selected programme (Ml/d) input as +ve 2049-50: 0.41267
51dF | USPL_HH_MET.AWSLNB | USPL_HH_MET.AWSLNB | Supply pipe repairs / replacement | Customer Options | N | Ofwat Core | AWSLNB | Ml/d | 2 | Gains in Water Available For Use / Savings in Demand under the selected programme (Ml/d) input as +ve 2019-20: 0; Gains in Water Available For Use / Savings in Demand under the selected programme (Ml/d) input as +ve 2020-21: 0; Gains in Water Available For Use / Savings in Demand under the selected programme (Ml/d) input as +ve 2021-22: 0; Gains in Water Available For Use / Savings in Demand under the selected programme (Ml/d) input as +ve 2022-23: 0; Gains in Water Available For Use / Savings in Demand under the selected programme (Ml/d) input as +ve 2023-24: 0; Gains in Water Available For Use / Savings in Demand under the selected programme (Ml/d) input as +ve 2024-25: 0; Gains in Water Available For Use / Savings in Demand under the selected programme (Ml/d) input as +ve 2025-26: 0; Gains in Water Available For Use / Savings in Demand under the selected programme (Ml/d) input as +ve 2026-27: 0; Gains in Water Available For Use / Savings in Demand under the selected programme (Ml/d) input as +ve 2027-28: 0; Gains in Water Available For Use / Savings in Demand under the selected programme (Ml/d) input as +ve 2028-29: 0.091888; Gains in Water Available For Use / Savings in Demand under the selected programme (Ml/d) input as +ve 2029-30: 0.27505; Gains in Water Available For Use / Savings in Demand under the selected programme (Ml/d) input as +ve 2030-31: 0.31335; Gains in Water Available For Use / Savings in Demand under the selected programme (Ml/d) input as +ve 2031-32: 0.35238; Gains in Water Available For Use / Savings in Demand under the selected programme (Ml/d) input as +ve 2032-33: 0.35652; Gains in Water Available For Use / Savings in Demand under the selected programme (Ml/d) input as +ve 2033-34: 0.36059; Gains in Water Available For Use / Savings in Demand under the selected programme (Ml/d) input as +ve 2034-35: 0.36419; Gains in Water Available For Use / Savings in Demand under the selected programme (Ml/d) input as +ve 2035-36: 0.36758; Gains in Water Available For Use / Savings in Demand under the selected programme (Ml/d) input as +ve 2036-37: 0.37131; Gains in Water Available For Use / Savings in Demand under the selected programme (Ml/d) input as +ve 2037-38: 0.37496; Gains in Water Available For Use / Savings in Demand under the selected programme (Ml/d) input as +ve 2038-39: 0.37855; Gains in Water Available For Use / Savings in Demand under the selected programme (Ml/d) input as +ve 2039-40: 0.38207; Gains in Water Available For Use / Savings in Demand under the selected programme (Ml/d) input as +ve 2040-41: 0.38554; Gains in Water Available For Use / Savings in Demand under the selected programme (Ml/d) input as +ve 2041-42: 0.38894; Gains in Water Available For Use / Savings in Demand under the selected programme (Ml/d) input as +ve 2042-43: 0.39228; Gains in Water Available For Use / Savings in Demand under the selected programme (Ml/d) input as +ve 2043-44: 0.39556; Gains in Water Available For Use / Savings in Demand under the selected programme (Ml/d) input as +ve 2044-45: 0.39878; Gains in Water Available For Use / Savings in Demand under the selected programme (Ml/d) input as +ve 2045-46: 0.40169; Gains in Water Available For Use / Savings in Demand under the selected programme (Ml/d) input as +ve 2046-47: 0.40455; Gains in Water Available For Use / Savings in Demand under the selected programme (Ml/d) input as +ve 2047-48: 0.40735; Gains in Water Available For Use / Savings in Demand under the selected programme (Ml/d) input as +ve 2048-49: 0.4101; Gains in Water Available For Use / Savings in Demand under the selected programme (Ml/d) input as +ve 2049-50: 0.41267
51dP | USPL_HH_MET.AWSLNB | USPL_HH_MET.AWSLNB | Supply pipe repairs / replacement | Customer Options | N | Preferred | AWSLNB | Ml/d | 2 | Gains in Water Available For Use / Savings in Demand under the selected programme (Ml/d) input as +ve 2019-20: 0; Gains in Water Available For Use / Savings in Demand under the selected programme (Ml/d) input as +ve 2020-21: 0; Gains in Water Available For Use / Savings in Demand under the selected programme (Ml/d) input as +ve 2021-22: 0; Gains in Water Available For Use / Savings in Demand under the selected programme (Ml/d) input as +ve 2022-23: 0; Gains in Water Available For Use / Savings in Demand under the selected programme (Ml/d) input as +ve 2023-24: 0; Gains in Water Available For Use / Savings in Demand under the selected programme (Ml/d) input as +ve 2024-25: 0; Gains in Water Available For Use / Savings in Demand under the selected programme (Ml/d) input as +ve 2025-26: 0; Gains in Water Available For Use / Savings in Demand under the selected programme (Ml/d) input as +ve 2026-27: 0; Gains in Water Available For Use / Savings in Demand under the selected programme (Ml/d) input as +ve 2027-28: 0; Gains in Water Available For Use / Savings in Demand under the selected programme (Ml/d) input as +ve 2028-29: 0.091888; Gains in Water Available For Use / Savings in Demand under the selected programme (Ml/d) input as +ve 2029-30: 0.27505; Gains in Water Available For Use / Savings in Demand under the selected programme (Ml/d) input as +ve 2030-31: 0.31335; Gains in Water Available For Use / Savings in Demand under the selected programme (Ml/d) input as +ve 2031-32: 0.35238; Gains in Water Available For Use / Savings in Demand under the selected programme (Ml/d) input as +ve 2032-33: 0.35652; Gains in Water Available For Use / Savings in Demand under the selected programme (Ml/d) input as +ve 2033-34: 0.36059; Gains in Water Available For Use / Savings in Demand under the selected programme (Ml/d) input as +ve 2034-35: 0.36419; Gains in Water Available For Use / Savings in Demand under the selected programme (Ml/d) input as +ve 2035-36: 0.36758; Gains in Water Available For Use / Savings in Demand under the selected programme (Ml/d) input as +ve 2036-37: 0.37131; Gains in Water Available For Use / Savings in Demand under the selected programme (Ml/d) input as +ve 2037-38: 0.37496; Gains in Water Available For Use / Savings in Demand under the selected programme (Ml/d) input as +ve 2038-39: 0.37855; Gains in Water Available For Use / Savings in Demand under the selected programme (Ml/d) input as +ve 2039-40: 0.38207; Gains in Water Available For Use / Savings in Demand under the selected programme (Ml/d) input as +ve 2040-41: 0.38554; Gains in Water Available For Use / Savings in Demand under the selected programme (Ml/d) input as +ve 2041-42: 0.38894; Gains in Water Available For Use / Savings in Demand under the selected programme (Ml/d) input as +ve 2042-43: 0.39228; Gains in Water Available For Use / Savings in Demand under the selected programme (Ml/d) input as +ve 2043-44: 0.39556; Gains in Water Available For Use / Savings in Demand under the selected programme (Ml/d) input as +ve 2044-45: 0.39878; Gains in Water Available For Use / Savings in Demand under the selected programme (Ml/d) input as +ve 2045-46: 0.40169; Gains in Water Available For Use / Savings in Demand under the selected programme (Ml/d) input as +ve 2046-47: 0.40455; Gains in Water Available For Use / Savings in Demand under the selected programme (Ml/d) input as +ve 2047-48: 0.40735; Gains in Water Available For Use / Savings in Demand under the selected programme (Ml/d) input as +ve 2048-49: 0.4101; Gains in Water Available For Use / Savings in Demand under the selected programme (Ml/d) input as +ve 2049-50: 0.41267
51dF | USPL_ShSupplies.AWSLNB | USPL_ShSupplies.AWSLNB | Supply pipe repairs / replacement | Customer Options | N | Least Cost | AWSLNB | Ml/d | 2 | Gains in Water Available For Use / Savings in Demand under the selected programme (Ml/d) input as +ve 2019-20: 0; Gains in Water Available For Use / Savings in Demand under the selected programme (Ml/d) input as +ve 2020-21: 0; Gains in Water Available For Use / Savings in Demand under the selected programme (Ml/d) input as +ve 2021-22: 0; Gains in Water Available For Use / Savings in Demand under the selected programme (Ml/d) input as +ve 2022-23: 0; Gains in Water Available For Use / Savings in Demand under the selected programme (Ml/d) input as +ve 2023-24: 0; Gains in Water Available For Use / Savings in Demand under the selected programme (Ml/d) input as +ve 2024-25: 0; Gains in Water Available For Use / Savings in Demand under the selected programme (Ml/d) input as +ve 2025-26: 0; Gains in Water Available For Use / Savings in Demand under the selected programme (Ml/d) input as +ve 2026-27: 0; Gains in Water Available For Use / Savings in Demand under the selected programme (Ml/d) input as +ve 2027-28: 0; Gains in Water Available For Use / Savings in Demand under the selected programme (Ml/d) input as +ve 2028-29: 0; Gains in Water Available For Use / Savings in Demand under the selected programme (Ml/d) input as +ve 2029-30: 0.08978; Gains in Water Available For Use / Savings in Demand under the selected programme (Ml/d) input as +ve 2030-31: 0.08978; Gains in Water Available For Use / Savings in Demand under the selected programme (Ml/d) input as +ve 2031-32: 0.08978; Gains in Water Available For Use / Savings in Demand under the selected programme (Ml/d) input as +ve 2032-33: 0.08978; Gains in Water Available For Use / Savings in Demand under the selected programme (Ml/d) input as +ve 2033-34: 0.08978; Gains in Water Available For Use / Savings in Demand under the selected programme (Ml/d) input as +ve 2034-35: 0.08978; Gains in Water Available For Use / Savings in Demand under the selected programme (Ml/d) input as +ve 2035-36: 0.08978; Gains in Water Available For Use / Savings in Demand under the selected programme (Ml/d) input as +ve 2036-37: 0.08978; Gains in Water Available For Use / Savings in Demand under the selected programme (Ml/d) input as +ve 2037-38: 0.08978; Gains in Water Available For Use / Savings in Demand under the selected programme (Ml/d) input as +ve 2038-39: 0.08978; Gains in Water Available For Use / Savings in Demand under the selected programme (Ml/d) input as +ve 2039-40: 0.08978; Gains in Water Available For Use / Savings in Demand under the selected programme (Ml/d) input as +ve 2040-41: 0.08978; Gains in Water Available For Use / Savings in Demand under the selected programme (Ml/d) input as +ve 2041-42: 0.08978; Gains in Water Available For Use / Savings in Demand under the selected programme (Ml/d) input as +ve 2042-43: 0.08978; Gains in Water Available For Use / Savings in Demand under the selected programme (Ml/d) input as +ve 2043-44: 0.08978; Gains in Water Available For Use / Savings in Demand under the selected programme (Ml/d) input as +ve 2044-45: 0.08978; Gains in Water Available For Use / Savings in Demand under the selected programme (Ml/d) input as +ve 2045-46: 0.08978; Gains in Water Available For Use / Savings in Demand under the selected programme (Ml/d) input as +ve 2046-47: 0.08978; Gains in Water Available For Use / Savings in Demand under the selected programme (Ml/d) input as +ve 2047-48: 0.08978; Gains in Water Available For Use / Savings in Demand under the selected programme (Ml/d) input as +ve 2048-49: 0.08978; Gains in Water Available For Use / Savings in Demand under the selected programme (Ml/d) input as +ve 2049-50: 0.08978
51dF | USPL_ShSupplies.AWSLNB | USPL_ShSupplies.AWSLNB | Supply pipe repairs / replacement | Customer Options | N | Ofwat Core | AWSLNB | Ml/d | 2 | Gains in Water Available For Use / Savings in Demand under the selected programme (Ml/d) input as +ve 2019-20: 0; Gains in Water Available For Use / Savings in Demand under the selected programme (Ml/d) input as +ve 2020-21: 0; Gains in Water Available For Use / Savings in Demand under the selected programme (Ml/d) input as +ve 2021-22: 0; Gains in Water Available For Use / Savings in Demand under the selected programme (Ml/d) input as +ve 2022-23: 0; Gains in Water Available For Use / Savings in Demand under the selected programme (Ml/d) input as +ve 2023-24: 0; Gains in Water Available For Use / Savings in Demand under the selected programme (Ml/d) input as +ve 2024-25: 0; Gains in Water Available For Use / Savings in Demand under the selected programme (Ml/d) input as +ve 2025-26: 0; Gains in Water Available For Use / Savings in Demand under the selected programme (Ml/d) input as +ve 2026-27: 0; Gains in Water Available For Use / Savings in Demand under the selected programme (Ml/d) input as +ve 2027-28: 0; Gains in Water Available For Use / Savings in Demand under the selected programme (Ml/d) input as +ve 2028-29: 0; Gains in Water Available For Use / Savings in Demand under the selected programme (Ml/d) input as +ve 2029-30: 0.08978; Gains in Water Available For Use / Savings in Demand under the selected programme (Ml/d) input as +ve 2030-31: 0.08978; Gains in Water Available For Use / Savings in Demand under the selected programme (Ml/d) input as +ve 2031-32: 0.08978; Gains in Water Available For Use / Savings in Demand under the selected programme (Ml/d) input as +ve 2032-33: 0.08978; Gains in Water Available For Use / Savings in Demand under the selected programme (Ml/d) input as +ve 2033-34: 0.08978; Gains in Water Available For Use / Savings in Demand under the selected programme (Ml/d) input as +ve 2034-35: 0.08978; Gains in Water Available For Use / Savings in Demand under the selected programme (Ml/d) input as +ve 2035-36: 0.08978; Gains in Water Available For Use / Savings in Demand under the selected programme (Ml/d) input as +ve 2036-37: 0.08978; Gains in Water Available For Use / Savings in Demand under the selected programme (Ml/d) input as +ve 2037-38: 0.08978; Gains in Water Available For Use / Savings in Demand under the selected programme (Ml/d) input as +ve 2038-39: 0.08978; Gains in Water Available For Use / Savings in Demand under the selected programme (Ml/d) input as +ve 2039-40: 0.08978; Gains in Water Available For Use / Savings in Demand under the selected programme (Ml/d) input as +ve 2040-41: 0.08978; Gains in Water Available For Use / Savings in Demand under the selected programme (Ml/d) input as +ve 2041-42: 0.08978; Gains in Water Available For Use / Savings in Demand under the selected programme (Ml/d) input as +ve 2042-43: 0.08978; Gains in Water Available For Use / Savings in Demand under the selected programme (Ml/d) input as +ve 2043-44: 0.08978; Gains in Water Available For Use / Savings in Demand under the selected programme (Ml/d) input as +ve 2044-45: 0.08978; Gains in Water Available For Use / Savings in Demand under the selected programme (Ml/d) input as +ve 2045-46: 0.08978; Gains in Water Available For Use / Savings in Demand under the selected programme (Ml/d) input as +ve 2046-47: 0.08978; Gains in Water Available For Use / Savings in Demand under the selected programme (Ml/d) input as +ve 2047-48: 0.08978; Gains in Water Available For Use / Savings in Demand under the selected programme (Ml/d) input as +ve 2048-49: 0.08978; Gains in Water Available For Use / Savings in Demand under the selected programme (Ml/d) input as +ve 2049-50: 0.08978
51dP | USPL_ShSupplies.AWSLNB | USPL_ShSupplies.AWSLNB | Supply pipe repairs / replacement | Customer Options | N | Preferred | AWSLNB | Ml/d | 2 | Gains in Water Available For Use / Savings in Demand under the selected programme (Ml/d) input as +ve 2019-20: 0; Gains in Water Available For Use / Savings in Demand under the selected programme (Ml/d) input as +ve 2020-21: 0; Gains in Water Available For Use / Savings in Demand under the selected programme (Ml/d) input as +ve 2021-22: 0; Gains in Water Available For Use / Savings in Demand under the selected programme (Ml/d) input as +ve 2022-23: 0; Gains in Water Available For Use / Savings in Demand under the selected programme (Ml/d) input as +ve 2023-24: 0; Gains in Water Available For Use / Savings in Demand under the selected programme (Ml/d) input as +ve 2024-25: 0; Gains in Water Available For Use / Savings in Demand under the selected programme (Ml/d) input as +ve 2025-26: 0; Gains in Water Available For Use / Savings in Demand under the selected programme (Ml/d) input as +ve 2026-27: 0; Gains in Water Available For Use / Savings in Demand under the selected programme (Ml/d) input as +ve 2027-28: 0; Gains in Water Available For Use / Savings in Demand under the selected programme (Ml/d) input as +ve 2028-29: 0; Gains in Water Available For Use / Savings in Demand under the selected programme (Ml/d) input as +ve 2029-30: 0.08978; Gains in Water Available For Use / Savings in Demand under the selected programme (Ml/d) input as +ve 2030-31: 0.08978; Gains in Water Available For Use / Savings in Demand under the selected programme (Ml/d) input as +ve 2031-32: 0.08978; Gains in Water Available For Use / Savings in Demand under the selected programme (Ml/d) input as +ve 2032-33: 0.08978; Gains in Water Available For Use / Savings in Demand under the selected programme (Ml/d) input as +ve 2033-34: 0.08978; Gains in Water Available For Use / Savings in Demand under the selected programme (Ml/d) input as +ve 2034-35: 0.08978; Gains in Water Available For Use / Savings in Demand under the selected programme (Ml/d) input as +ve 2035-36: 0.08978; Gains in Water Available For Use / Savings in Demand under the selected programme (Ml/d) input as +ve 2036-37: 0.08978; Gains in Water Available For Use / Savings in Demand under the selected programme (Ml/d) input as +ve 2037-38: 0.08978; Gains in Water Available For Use / Savings in Demand under the selected programme (Ml/d) input as +ve 2038-39: 0.08978; Gains in Water Available For Use / Savings in Demand under the selected programme (Ml/d) input as +ve 2039-40: 0.08978; Gains in Water Available For Use / Savings in Demand under the selected programme (Ml/d) input as +ve 2040-41: 0.08978; Gains in Water Available For Use / Savings in Demand under the selected programme (Ml/d) input as +ve 2041-42: 0.08978; Gains in Water Available For Use / Savings in Demand under the selected programme (Ml/d) input as +ve 2042-43: 0.08978; Gains in Water Available For Use / Savings in Demand under the selected programme (Ml/d) input as +ve 2043-44: 0.08978; Gains in Water Available For Use / Savings in Demand under the selected programme (Ml/d) input as +ve 2044-45: 0.08978; Gains in Water Available For Use / Savings in Demand under the selected programme (Ml/d) input as +ve 2045-46: 0.08978; Gains in Water Available For Use / Savings in Demand under the selected programme (Ml/d) input as +ve 2046-47: 0.08978; Gains in Water Available For Use / Savings in Demand under the selected programme (Ml/d) input as +ve 2047-48: 0.08978; Gains in Water Available For Use / Savings in Demand under the selected programme (Ml/d) input as +ve 2048-49: 0.08978; Gains in Water Available For Use / Savings in Demand under the selected programme (Ml/d) input as +ve 2049-50: 0.08978
52aA | Adjustment for Licence cap scenario 8 | LC04 | Other changes to DO | Resource Options | N | Ofwat Core | AWSLNB | Ml/d | 2 | Gains in Water Available For Use / Savings in Demand under the selected programme (Ml/d) input as +ve 2025-26: 2.17; Gains in Water Available For Use / Savings in Demand under the selected programme (Ml/d) input as +ve 2026-27: 2.17; Gains in Water Available For Use / Savings in Demand under the selected programme (Ml/d) input as +ve 2027-28: 2.17; Gains in Water Available For Use / Savings in Demand under the selected programme (Ml/d) input as +ve 2028-29: 2.17; Gains in Water Available For Use / Savings in Demand under the selected programme (Ml/d) input as +ve 2029-30: 2.17; Gains in Water Available For Use / Savings in Demand under the selected programme (Ml/d) input as +ve 2030-31: 0; Gains in Water Available For Use / Savings in Demand under the selected programme (Ml/d) input as +ve 2031-32: 0; Gains in Water Available For Use / Savings in Demand under the selected programme (Ml/d) input as +ve 2032-33: 0; Gains in Water Available For Use / Savings in Demand under the selected programme (Ml/d) input as +ve 2033-34: 0; Gains in Water Available For Use / Savings in Demand under the selected programme (Ml/d) input as +ve 2034-35: 0; Gains in Water Available For Use / Savings in Demand under the selected programme (Ml/d) input as +ve 2035-36: 0; Gains in Water Available For Use / Savings in Demand under the selected programme (Ml/d) input as +ve 2036-37: 0; Gains in Water Available For Use / Savings in Demand under the selected programme (Ml/d) input as +ve 2037-38: 0; Gains in Water Available For Use / Savings in Demand under the selected programme (Ml/d) input as +ve 2038-39: 0; Gains in Water Available For Use / Savings in Demand under the selected programme (Ml/d) input as +ve 2039-40: 0; Gains in Water Available For Use / Savings in Demand under the selected programme (Ml/d) input as +ve 2040-41: 0; Gains in Water Available For Use / Savings in Demand under the selected programme (Ml/d) input as +ve 2041-42: 0; Gains in Water Available For Use / Savings in Demand under the selected programme (Ml/d) input as +ve 2042-43: 0; Gains in Water Available For Use / Savings in Demand under the selected programme (Ml/d) input as +ve 2043-44: 0; Gains in Water Available For Use / Savings in Demand under the selected programme (Ml/d) input as +ve 2044-45: 0; Gains in Water Available For Use / Savings in Demand under the selected programme (Ml/d) input as +ve 2045-46: 0; Gains in Water Available For Use / Savings in Demand under the selected programme (Ml/d) input as +ve 2046-47: 0; Gains in Water Available For Use / Savings in Demand under the selected programme (Ml/d) input as +ve 2047-48: 0; Gains in Water Available For Use / Savings in Demand under the selected programme (Ml/d) input as +ve 2048-49: 0; Gains in Water Available For Use / Savings in Demand under the selected programme (Ml/d) input as +ve 2049-50: 0
52aA | Adjustment for Licence cap scenario 8 | LC04 | Other changes to DO | Resource Options | N | Least Cost | AWSLNB | Ml/d | 2 | Gains in Water Available For Use / Savings in Demand under the selected programme (Ml/d) input as +ve 2025-26: 2.17; Gains in Water Available For Use / Savings in Demand under the selected programme (Ml/d) input as +ve 2026-27: 2.17; Gains in Water Available For Use / Savings in Demand under the selected programme (Ml/d) input as +ve 2027-28: 2.17; Gains in Water Available For Use / Savings in Demand under the selected programme (Ml/d) input as +ve 2028-29: 2.17; Gains in Water Available For Use / Savings in Demand under the selected programme (Ml/d) input as +ve 2029-30: 2.17; Gains in Water Available For Use / Savings in Demand under the selected programme (Ml/d) input as +ve 2030-31: 0; Gains in Water Available For Use / Savings in Demand under the selected programme (Ml/d) input as +ve 2031-32: 0; Gains in Water Available For Use / Savings in Demand under the selected programme (Ml/d) input as +ve 2032-33: 0; Gains in Water Available For Use / Savings in Demand under the selected programme (Ml/d) input as +ve 2033-34: 0; Gains in Water Available For Use / Savings in Demand under the selected programme (Ml/d) input as +ve 2034-35: 0; Gains in Water Available For Use / Savings in Demand under the selected programme (Ml/d) input as +ve 2035-36: 0; Gains in Water Available For Use / Savings in Demand under the selected programme (Ml/d) input as +ve 2036-37: 0; Gains in Water Available For Use / Savings in Demand under the selected programme (Ml/d) input as +ve 2037-38: 0; Gains in Water Available For Use / Savings in Demand under the selected programme (Ml/d) input as +ve 2038-39: 0; Gains in Water Available For Use / Savings in Demand under the selected programme (Ml/d) input as +ve 2039-40: 0; Gains in Water Available For Use / Savings in Demand under the selected programme (Ml/d) input as +ve 2040-41: 0; Gains in Water Available For Use / Savings in Demand under the selected programme (Ml/d) input as +ve 2041-42: 0; Gains in Water Available For Use / Savings in Demand under the selected programme (Ml/d) input as +ve 2042-43: 0; Gains in Water Available For Use / Savings in Demand under the selected programme (Ml/d) input as +ve 2043-44: 0; Gains in Water Available For Use / Savings in Demand under the selected programme (Ml/d) input as +ve 2044-45: 0; Gains in Water Available For Use / Savings in Demand under the selected programme (Ml/d) input as +ve 2045-46: 0; Gains in Water Available For Use / Savings in Demand under the selected programme (Ml/d) input as +ve 2046-47: 0; Gains in Water Available For Use / Savings in Demand under the selected programme (Ml/d) input as +ve 2047-48: 0; Gains in Water Available For Use / Savings in Demand under the selected programme (Ml/d) input as +ve 2048-49: 0; Gains in Water Available For Use / Savings in Demand under the selected programme (Ml/d) input as +ve 2049-50: 0
52aP | Adjustment for Licence cap scenario 8 | LC04 | Other changes to DO | Resource Options | N | Preferred | AWSLNB | Ml/d | 2 | Gains in Water Available For Use / Savings in Demand under the selected programme (Ml/d) input as +ve 2025-26: 2.17; Gains in Water Available For Use / Savings in Demand under the selected programme (Ml/d) input as +ve 2026-27: 2.17; Gains in Water Available For Use / Savings in Demand under the selected programme (Ml/d) input as +ve 2027-28: 2.17; Gains in Water Available For Use / Savings in Demand under the selected programme (Ml/d) input as +ve 2028-29: 2.17; Gains in Water Available For Use / Savings in Demand under the selected programme (Ml/d) input as +ve 2029-30: 2.17; Gains in Water Available For Use / Savings in Demand under the selected programme (Ml/d) input as +ve 2030-31: 0; Gains in Water Available For Use / Savings in Demand under the selected programme (Ml/d) input as +ve 2031-32: 0; Gains in Water Available For Use / Savings in Demand under the selected programme (Ml/d) input as +ve 2032-33: 0; Gains in Water Available For Use / Savings in Demand under the selected programme (Ml/d) input as +ve 2033-34: 0; Gains in Water Available For Use / Savings in Demand under the selected programme (Ml/d) input as +ve 2034-35: 0; Gains in Water Available For Use / Savings in Demand under the selected programme (Ml/d) input as +ve 2035-36: 0; Gains in Water Available For Use / Savings in Demand under the selected programme (Ml/d) input as +ve 2036-37: 0; Gains in Water Available For Use / Savings in Demand under the selected programme (Ml/d) input as +ve 2037-38: 0; Gains in Water Available For Use / Savings in Demand under the selected programme (Ml/d) input as +ve 2038-39: 0; Gains in Water Available For Use / Savings in Demand under the selected programme (Ml/d) input as +ve 2039-40: 0; Gains in Water Available For Use / Savings in Demand under the selected programme (Ml/d) input as +ve 2040-41: 0; Gains in Water Available For Use / Savings in Demand under the selected programme (Ml/d) input as +ve 2041-42: 0; Gains in Water Available For Use / Savings in Demand under the selected programme (Ml/d) input as +ve 2042-43: 0; Gains in Water Available For Use / Savings in Demand under the selected programme (Ml/d) input as +ve 2043-44: 0; Gains in Water Available For Use / Savings in Demand under the selected programme (Ml/d) input as +ve 2044-45: 0; Gains in Water Available For Use / Savings in Demand under the selected programme (Ml/d) input as +ve 2045-46: 0; Gains in Water Available For Use / Savings in Demand under the selected programme (Ml/d) input as +ve 2046-47: 0; Gains in Water Available For Use / Savings in Demand under the selected programme (Ml/d) input as +ve 2047-48: 0; Gains in Water Available For Use / Savings in Demand under the selected programme (Ml/d) input as +ve 2048-49: 0; Gains in Water Available For Use / Savings in Demand under the selected programme (Ml/d) input as +ve 2049-50: 0
52cA | Adjustment to existing potable water import | EI04 | Internal potable transfer | Distribution Options | N | Ofwat Core | AWSLNB | Ml/d | 2 | Gains in Water Available For Use / Savings in Demand under the selected programme (Ml/d) input as +ve 2025-26: -1.919; Gains in Water Available For Use / Savings in Demand under the selected programme (Ml/d) input as +ve 2026-27: 0; Gains in Water Available For Use / Savings in Demand under the selected programme (Ml/d) input as +ve 2027-28: -1.589; Gains in Water Available For Use / Savings in Demand under the selected programme (Ml/d) input as +ve 2028-29: 0; Gains in Water Available For Use / Savings in Demand under the selected programme (Ml/d) input as +ve 2029-30: 0; Gains in Water Available For Use / Savings in Demand under the selected programme (Ml/d) input as +ve 2030-31: 0; Gains in Water Available For Use / Savings in Demand under the selected programme (Ml/d) input as +ve 2031-32: 0; Gains in Water Available For Use / Savings in Demand under the selected programme (Ml/d) input as +ve 2032-33: 0; Gains in Water Available For Use / Savings in Demand under the selected programme (Ml/d) input as +ve 2033-34: 0; Gains in Water Available For Use / Savings in Demand under the selected programme (Ml/d) input as +ve 2034-35: 0; Gains in Water Available For Use / Savings in Demand under the selected programme (Ml/d) input as +ve 2035-36: 0; Gains in Water Available For Use / Savings in Demand under the selected programme (Ml/d) input as +ve 2036-37: -1.539; Gains in Water Available For Use / Savings in Demand under the selected programme (Ml/d) input as +ve 2037-38: -1.859; Gains in Water Available For Use / Savings in Demand under the selected programme (Ml/d) input as +ve 2038-39: -2.049; Gains in Water Available For Use / Savings in Demand under the selected programme (Ml/d) input as +ve 2039-40: -2.879; Gains in Water Available For Use / Savings in Demand under the selected programme (Ml/d) input as +ve 2040-41: -1.8; Gains in Water Available For Use / Savings in Demand under the selected programme (Ml/d) input as +ve 2041-42: -1.87; Gains in Water Available For Use / Savings in Demand under the selected programme (Ml/d) input as +ve 2042-43: -1.68; Gains in Water Available For Use / Savings in Demand under the selected programme (Ml/d) input as +ve 2043-44: -1.27; Gains in Water Available For Use / Savings in Demand under the selected programme (Ml/d) input as +ve 2044-45: 0; Gains in Water Available For Use / Savings in Demand under the selected programme (Ml/d) input as +ve 2045-46: 0; Gains in Water Available For Use / Savings in Demand under the selected programme (Ml/d) input as +ve 2046-47: 0; Gains in Water Available For Use / Savings in Demand under the selected programme (Ml/d) input as +ve 2047-48: 0; Gains in Water Available For Use / Savings in Demand under the selected programme (Ml/d) input as +ve 2048-49: 0; Gains in Water Available For Use / Savings in Demand under the selected programme (Ml/d) input as +ve 2049-50: 0
52cA | Adjustment to existing potable water export | EE03 | Internal potable transfer | Distribution Options | N | Ofwat Core | AWSLNB | Ml/d | 2 | Gains in Water Available For Use / Savings in Demand under the selected programme (Ml/d) input as +ve 2025-26: -0.001; Gains in Water Available For Use / Savings in Demand under the selected programme (Ml/d) input as +ve 2026-27: -1.78; Gains in Water Available For Use / Savings in Demand under the selected programme (Ml/d) input as +ve 2027-28: -0.001; Gains in Water Available For Use / Savings in Demand under the selected programme (Ml/d) input as +ve 2028-29: -1.74; Gains in Water Available For Use / Savings in Demand under the selected programme (Ml/d) input as +ve 2029-30: -2.69; Gains in Water Available For Use / Savings in Demand under the selected programme (Ml/d) input as +ve 2030-31: -0.21; Gains in Water Available For Use / Savings in Demand under the selected programme (Ml/d) input as +ve 2031-32: -0.32; Gains in Water Available For Use / Savings in Demand under the selected programme (Ml/d) input as +ve 2032-33: -0.29; Gains in Water Available For Use / Savings in Demand under the selected programme (Ml/d) input as +ve 2033-34: -0.33; Gains in Water Available For Use / Savings in Demand under the selected programme (Ml/d) input as +ve 2034-35: -0.43; Gains in Water Available For Use / Savings in Demand under the selected programme (Ml/d) input as +ve 2035-36: -1.05; Gains in Water Available For Use / Savings in Demand under the selected programme (Ml/d) input as +ve 2036-37: -0.001; Gains in Water Available For Use / Savings in Demand under the selected programme (Ml/d) input as +ve 2037-38: -0.001; Gains in Water Available For Use / Savings in Demand under the selected programme (Ml/d) input as +ve 2038-39: -0.001; Gains in Water Available For Use / Savings in Demand under the selected programme (Ml/d) input as +ve 2039-40: -0.001; Gains in Water Available For Use / Savings in Demand under the selected programme (Ml/d) input as +ve 2040-41: -0.001; Gains in Water Available For Use / Savings in Demand under the selected programme (Ml/d) input as +ve 2041-42: -0.001; Gains in Water Available For Use / Savings in Demand under the selected programme (Ml/d) input as +ve 2042-43: -0.001; Gains in Water Available For Use / Savings in Demand under the selected programme (Ml/d) input as +ve 2043-44: -0.001; Gains in Water Available For Use / Savings in Demand under the selected programme (Ml/d) input as +ve 2044-45: -0.001; Gains in Water Available For Use / Savings in Demand under the selected programme (Ml/d) input as +ve 2045-46: -0.001; Gains in Water Available For Use / Savings in Demand under the selected programme (Ml/d) input as +ve 2046-47: -0.001; Gains in Water Available For Use / Savings in Demand under the selected programme (Ml/d) input as +ve 2047-48: -0.001; Gains in Water Available For Use / Savings in Demand under the selected programme (Ml/d) input as +ve 2048-49: -0.001; Gains in Water Available For Use / Savings in Demand under the selected programme (Ml/d) input as +ve 2049-50: -0.001
52cA | Ruthamford North to Bourne potable transfer (20 Ml/d) | LNB1 | Internal potable transfer | Distribution Options | N | Alternative | AWSLNB | Ml/d | 2 | Gains in Water Available For Use / Savings in Demand under the selected programme (Ml/d) input as +ve 2025-26: 0; Gains in Water Available For Use / Savings in Demand under the selected programme (Ml/d) input as +ve 2026-27: 0; Gains in Water Available For Use / Savings in Demand under the selected programme (Ml/d) input as +ve 2027-28: 0; Gains in Water Available For Use / Savings in Demand under the selected programme (Ml/d) input as +ve 2028-29: 0; Gains in Water Available For Use / Savings in Demand under the selected programme (Ml/d) input as +ve 2029-30: 0; Gains in Water Available For Use / Savings in Demand under the selected programme (Ml/d) input as +ve 2030-31: 0; Gains in Water Available For Use / Savings in Demand under the selected programme (Ml/d) input as +ve 2031-32: 0; Gains in Water Available For Use / Savings in Demand under the selected programme (Ml/d) input as +ve 2032-33: 0; Gains in Water Available For Use / Savings in Demand under the selected programme (Ml/d) input as +ve 2033-34: 0; Gains in Water Available For Use / Savings in Demand under the selected programme (Ml/d) input as +ve 2034-35: 0; Gains in Water Available For Use / Savings in Demand under the selected programme (Ml/d) input as +ve 2035-36: 0; Gains in Water Available For Use / Savings in Demand under the selected programme (Ml/d) input as +ve 2036-37: 0; Gains in Water Available For Use / Savings in Demand under the selected programme (Ml/d) input as +ve 2037-38: 0; Gains in Water Available For Use / Savings in Demand under the selected programme (Ml/d) input as +ve 2038-39: 0; Gains in Water Available For Use / Savings in Demand under the selected programme (Ml/d) input as +ve 2039-40: 0; Gains in Water Available For Use / Savings in Demand under the selected programme (Ml/d) input as +ve 2040-41: 19.391; Gains in Water Available For Use / Savings in Demand under the selected programme (Ml/d) input as +ve 2041-42: 19.311; Gains in Water Available For Use / Savings in Demand under the selected programme (Ml/d) input as +ve 2042-43: 19.041; Gains in Water Available For Use / Savings in Demand under the selected programme (Ml/d) input as +ve 2043-44: 18.541; Gains in Water Available For Use / Savings in Demand under the selected programme (Ml/d) input as +ve 2044-45: 17.251; Gains in Water Available For Use / Savings in Demand under the selected programme (Ml/d) input as +ve 2045-46: 16.891; Gains in Water Available For Use / Savings in Demand under the selected programme (Ml/d) input as +ve 2046-47: 16.891; Gains in Water Available For Use / Savings in Demand under the selected programme (Ml/d) input as +ve 2047-48: 17.021; Gains in Water Available For Use / Savings in Demand under the selected programme (Ml/d) input as +ve 2048-49: 16.991; Gains in Water Available For Use / Savings in Demand under the selected programme (Ml/d) input as +ve 2049-50: 17.001
52cA | Adjustment to existing potable water import | EI04 | Internal potable transfer | Distribution Options | N | Least Cost | AWSLNB | Ml/d | 2 | Gains in Water Available For Use / Savings in Demand under the selected programme (Ml/d) input as +ve 2025-26: -1.919; Gains in Water Available For Use / Savings in Demand under the selected programme (Ml/d) input as +ve 2026-27: 0; Gains in Water Available For Use / Savings in Demand under the selected programme (Ml/d) input as +ve 2027-28: -1.589; Gains in Water Available For Use / Savings in Demand under the selected programme (Ml/d) input as +ve 2028-29: 0; Gains in Water Available For Use / Savings in Demand under the selected programme (Ml/d) input as +ve 2029-30: 0; Gains in Water Available For Use / Savings in Demand under the selected programme (Ml/d) input as +ve 2030-31: 0; Gains in Water Available For Use / Savings in Demand under the selected programme (Ml/d) input as +ve 2031-32: 0; Gains in Water Available For Use / Savings in Demand under the selected programme (Ml/d) input as +ve 2032-33: 0; Gains in Water Available For Use / Savings in Demand under the selected programme (Ml/d) input as +ve 2033-34: 0; Gains in Water Available For Use / Savings in Demand under the selected programme (Ml/d) input as +ve 2034-35: 0; Gains in Water Available For Use / Savings in Demand under the selected programme (Ml/d) input as +ve 2035-36: 0; Gains in Water Available For Use / Savings in Demand under the selected programme (Ml/d) input as +ve 2036-37: -1.539; Gains in Water Available For Use / Savings in Demand under the selected programme (Ml/d) input as +ve 2037-38: -1.859; Gains in Water Available For Use / Savings in Demand under the selected programme (Ml/d) input as +ve 2038-39: -2.049; Gains in Water Available For Use / Savings in Demand under the selected programme (Ml/d) input as +ve 2039-40: -2.879; Gains in Water Available For Use / Savings in Demand under the selected programme (Ml/d) input as +ve 2040-41: -1.8; Gains in Water Available For Use / Savings in Demand under the selected programme (Ml/d) input as +ve 2041-42: -1.87; Gains in Water Available For Use / Savings in Demand under the selected programme (Ml/d) input as +ve 2042-43: -1.68; Gains in Water Available For Use / Savings in Demand under the selected programme (Ml/d) input as +ve 2043-44: -1.27; Gains in Water Available For Use / Savings in Demand under the selected programme (Ml/d) input as +ve 2044-45: 0; Gains in Water Available For Use / Savings in Demand under the selected programme (Ml/d) input as +ve 2045-46: 0; Gains in Water Available For Use / Savings in Demand under the selected programme (Ml/d) input as +ve 2046-47: 0; Gains in Water Available For Use / Savings in Demand under the selected programme (Ml/d) input as +ve 2047-48: 0; Gains in Water Available For Use / Savings in Demand under the selected programme (Ml/d) input as +ve 2048-49: 0; Gains in Water Available For Use / Savings in Demand under the selected programme (Ml/d) input as +ve 2049-50: 0
52cA | Adjustment to existing potable water export | EE03 | Internal potable transfer | Distribution Options | N | Least Cost | AWSLNB | Ml/d | 2 | Gains in Water Available For Use / Savings in Demand under the selected programme (Ml/d) input as +ve 2025-26: -0.001; Gains in Water Available For Use / Savings in Demand under the selected programme (Ml/d) input as +ve 2026-27: -1.78; Gains in Water Available For Use / Savings in Demand under the selected programme (Ml/d) input as +ve 2027-28: -0.001; Gains in Water Available For Use / Savings in Demand under the selected programme (Ml/d) input as +ve 2028-29: -1.74; Gains in Water Available For Use / Savings in Demand under the selected programme (Ml/d) input as +ve 2029-30: -2.69; Gains in Water Available For Use / Savings in Demand under the selected programme (Ml/d) input as +ve 2030-31: -0.21; Gains in Water Available For Use / Savings in Demand under the selected programme (Ml/d) input as +ve 2031-32: -0.32; Gains in Water Available For Use / Savings in Demand under the selected programme (Ml/d) input as +ve 2032-33: -0.29; Gains in Water Available For Use / Savings in Demand under the selected programme (Ml/d) input as +ve 2033-34: -0.33; Gains in Water Available For Use / Savings in Demand under the selected programme (Ml/d) input as +ve 2034-35: -0.43; Gains in Water Available For Use / Savings in Demand under the selected programme (Ml/d) input as +ve 2035-36: -1.05; Gains in Water Available For Use / Savings in Demand under the selected programme (Ml/d) input as +ve 2036-37: -1.54; Gains in Water Available For Use / Savings in Demand under the selected programme (Ml/d) input as +ve 2037-38: -1.86; Gains in Water Available For Use / Savings in Demand under the selected programme (Ml/d) input as +ve 2038-39: -2.05; Gains in Water Available For Use / Savings in Demand under the selected programme (Ml/d) input as +ve 2039-40: -0.001; Gains in Water Available For Use / Savings in Demand under the selected programme (Ml/d) input as +ve 2040-41: -0.001; Gains in Water Available For Use / Savings in Demand under the selected programme (Ml/d) input as +ve 2041-42: -0.001; Gains in Water Available For Use / Savings in Demand under the selected programme (Ml/d) input as +ve 2042-43: -0.001; Gains in Water Available For Use / Savings in Demand under the selected programme (Ml/d) input as +ve 2043-44: -0.001; Gains in Water Available For Use / Savings in Demand under the selected programme (Ml/d) input as +ve 2044-45: -0.001; Gains in Water Available For Use / Savings in Demand under the selected programme (Ml/d) input as +ve 2045-46: -0.001; Gains in Water Available For Use / Savings in Demand under the selected programme (Ml/d) input as +ve 2046-47: -0.001; Gains in Water Available For Use / Savings in Demand under the selected programme (Ml/d) input as +ve 2047-48: -0.001; Gains in Water Available For Use / Savings in Demand under the selected programme (Ml/d) input as +ve 2048-49: -0.001; Gains in Water Available For Use / Savings in Demand under the selected programme (Ml/d) input as +ve 2049-50: -0.001
52cA | Ruthamford North to Bourne potable transfer (20 Ml/d) | LNB1 | Internal potable transfer | Distribution Options | N | Least Cost | AWSLNB | Ml/d | 2 | Gains in Water Available For Use / Savings in Demand under the selected programme (Ml/d) input as +ve 2025-26: 0; Gains in Water Available For Use / Savings in Demand under the selected programme (Ml/d) input as +ve 2026-27: 0; Gains in Water Available For Use / Savings in Demand under the selected programme (Ml/d) input as +ve 2027-28: 0; Gains in Water Available For Use / Savings in Demand under the selected programme (Ml/d) input as +ve 2028-29: 0; Gains in Water Available For Use / Savings in Demand under the selected programme (Ml/d) input as +ve 2029-30: 0; Gains in Water Available For Use / Savings in Demand under the selected programme (Ml/d) input as +ve 2030-31: 0; Gains in Water Available For Use / Savings in Demand under the selected programme (Ml/d) input as +ve 2031-32: 0; Gains in Water Available For Use / Savings in Demand under the selected programme (Ml/d) input as +ve 2032-33: 0; Gains in Water Available For Use / Savings in Demand under the selected programme (Ml/d) input as +ve 2033-34: 0; Gains in Water Available For Use / Savings in Demand under the selected programme (Ml/d) input as +ve 2034-35: 0; Gains in Water Available For Use / Savings in Demand under the selected programme (Ml/d) input as +ve 2035-36: 0; Gains in Water Available For Use / Savings in Demand under the selected programme (Ml/d) input as +ve 2036-37: 0; Gains in Water Available For Use / Savings in Demand under the selected programme (Ml/d) input as +ve 2037-38: 0; Gains in Water Available For Use / Savings in Demand under the selected programme (Ml/d) input as +ve 2038-39: 0; Gains in Water Available For Use / Savings in Demand under the selected programme (Ml/d) input as +ve 2039-40: 0; Gains in Water Available For Use / Savings in Demand under the selected programme (Ml/d) input as +ve 2040-41: 19.771; Gains in Water Available For Use / Savings in Demand under the selected programme (Ml/d) input as +ve 2041-42: 19.691; Gains in Water Available For Use / Savings in Demand under the selected programme (Ml/d) input as +ve 2042-43: 19.421; Gains in Water Available For Use / Savings in Demand under the selected programme (Ml/d) input as +ve 2043-44: 18.921; Gains in Water Available For Use / Savings in Demand under the selected programme (Ml/d) input as +ve 2044-45: 17.251; Gains in Water Available For Use / Savings in Demand under the selected programme (Ml/d) input as +ve 2045-46: 16.891; Gains in Water Available For Use / Savings in Demand under the selected programme (Ml/d) input as +ve 2046-47: 16.891; Gains in Water Available For Use / Savings in Demand under the selected programme (Ml/d) input as +ve 2047-48: 17.021; Gains in Water Available For Use / Savings in Demand under the selected programme (Ml/d) input as +ve 2048-49: 16.991; Gains in Water Available For Use / Savings in Demand under the selected programme (Ml/d) input as +ve 2049-50: 17.001
52cP | Adjustment to existing potable water import | EI04 | Internal potable transfer | Distribution Options | N | Preferred | AWSLNB | Ml/d | 2 | Gains in Water Available For Use / Savings in Demand under the selected programme (Ml/d) input as +ve 2025-26: -1.919; Gains in Water Available For Use / Savings in Demand under the selected programme (Ml/d) input as +ve 2026-27: 0; Gains in Water Available For Use / Savings in Demand under the selected programme (Ml/d) input as +ve 2027-28: -1.589; Gains in Water Available For Use / Savings in Demand under the selected programme (Ml/d) input as +ve 2028-29: 0; Gains in Water Available For Use / Savings in Demand under the selected programme (Ml/d) input as +ve 2029-30: 0; Gains in Water Available For Use / Savings in Demand under the selected programme (Ml/d) input as +ve 2030-31: 0; Gains in Water Available For Use / Savings in Demand under the selected programme (Ml/d) input as +ve 2031-32: 0; Gains in Water Available For Use / Savings in Demand under the selected programme (Ml/d) input as +ve 2032-33: 0; Gains in Water Available For Use / Savings in Demand under the selected programme (Ml/d) input as +ve 2033-34: 0; Gains in Water Available For Use / Savings in Demand under the selected programme (Ml/d) input as +ve 2034-35: 0; Gains in Water Available For Use / Savings in Demand under the selected programme (Ml/d) input as +ve 2035-36: 0; Gains in Water Available For Use / Savings in Demand under the selected programme (Ml/d) input as +ve 2036-37: -1.539; Gains in Water Available For Use / Savings in Demand under the selected programme (Ml/d) input as +ve 2037-38: -1.859; Gains in Water Available For Use / Savings in Demand under the selected programme (Ml/d) input as +ve 2038-39: -2.049; Gains in Water Available For Use / Savings in Demand under the selected programme (Ml/d) input as +ve 2039-40: -2.879; Gains in Water Available For Use / Savings in Demand under the selected programme (Ml/d) input as +ve 2040-41: -1.8; Gains in Water Available For Use / Savings in Demand under the selected programme (Ml/d) input as +ve 2041-42: -1.87; Gains in Water Available For Use / Savings in Demand under the selected programme (Ml/d) input as +ve 2042-43: -1.68; Gains in Water Available For Use / Savings in Demand under the selected programme (Ml/d) input as +ve 2043-44: -1.27; Gains in Water Available For Use / Savings in Demand under the selected programme (Ml/d) input as +ve 2044-45: 0; Gains in Water Available For Use / Savings in Demand under the selected programme (Ml/d) input as +ve 2045-46: 0; Gains in Water Available For Use / Savings in Demand under the selected programme (Ml/d) input as +ve 2046-47: 0; Gains in Water Available For Use / Savings in Demand under the selected programme (Ml/d) input as +ve 2047-48: 0; Gains in Water Available For Use / Savings in Demand under the selected programme (Ml/d) input as +ve 2048-49: 0; Gains in Water Available For Use / Savings in Demand under the selected programme (Ml/d) input as +ve 2049-50: 0
52cP | Adjustment to existing potable water export | EE03 | Internal potable transfer | Distribution Options | N | Preferred | AWSLNB | Ml/d | 2 | Gains in Water Available For Use / Savings in Demand under the selected programme (Ml/d) input as +ve 2025-26: -0.001; Gains in Water Available For Use / Savings in Demand under the selected programme (Ml/d) input as +ve 2026-27: -1.78; Gains in Water Available For Use / Savings in Demand under the selected programme (Ml/d) input as +ve 2027-28: -0.001; Gains in Water Available For Use / Savings in Demand under the selected programme (Ml/d) input as +ve 2028-29: -1.74; Gains in Water Available For Use / Savings in Demand under the selected programme (Ml/d) input as +ve 2029-30: -2.69; Gains in Water Available For Use / Savings in Demand under the selected programme (Ml/d) input as +ve 2030-31: -0.21; Gains in Water Available For Use / Savings in Demand under the selected programme (Ml/d) input as +ve 2031-32: -0.32; Gains in Water Available For Use / Savings in Demand under the selected programme (Ml/d) input as +ve 2032-33: -0.29; Gains in Water Available For Use / Savings in Demand under the selected programme (Ml/d) input as +ve 2033-34: -0.33; Gains in Water Available For Use / Savings in Demand under the selected programme (Ml/d) input as +ve 2034-35: -0.43; Gains in Water Available For Use / Savings in Demand under the selected programme (Ml/d) input as +ve 2035-36: -1.05; Gains in Water Available For Use / Savings in Demand under the selected programme (Ml/d) input as +ve 2036-37: -0.001; Gains in Water Available For Use / Savings in Demand under the selected programme (Ml/d) input as +ve 2037-38: -0.001; Gains in Water Available For Use / Savings in Demand under the selected programme (Ml/d) input as +ve 2038-39: -0.001; Gains in Water Available For Use / Savings in Demand under the selected programme (Ml/d) input as +ve 2039-40: -0.001; Gains in Water Available For Use / Savings in Demand under the selected programme (Ml/d) input as +ve 2040-41: -0.001; Gains in Water Available For Use / Savings in Demand under the selected programme (Ml/d) input as +ve 2041-42: -0.001; Gains in Water Available For Use / Savings in Demand under the selected programme (Ml/d) input as +ve 2042-43: -0.001; Gains in Water Available For Use / Savings in Demand under the selected programme (Ml/d) input as +ve 2043-44: -0.001; Gains in Water Available For Use / Savings in Demand under the selected programme (Ml/d) input as +ve 2044-45: -0.001; Gains in Water Available For Use / Savings in Demand under the selected programme (Ml/d) input as +ve 2045-46: -0.001; Gains in Water Available For Use / Savings in Demand under the selected programme (Ml/d) input as +ve 2046-47: -0.001; Gains in Water Available For Use / Savings in Demand under the selected programme (Ml/d) input as +ve 2047-48: -0.001; Gains in Water Available For Use / Savings in Demand under the selected programme (Ml/d) input as +ve 2048-49: -0.001; Gains in Water Available For Use / Savings in Demand under the selected programme (Ml/d) input as +ve 2049-50: -0.001
52cP | Ruthamford North to Bourne potable transfer (20 Ml/d) | LNB1 | Internal potable transfer | Distribution Options | N | Preferred | AWSLNB | Ml/d | 2 | Gains in Water Available For Use / Savings in Demand under the selected programme (Ml/d) input as +ve 2025-26: 0; Gains in Water Available For Use / Savings in Demand under the selected programme (Ml/d) input as +ve 2026-27: 0; Gains in Water Available For Use / Savings in Demand under the selected programme (Ml/d) input as +ve 2027-28: 0; Gains in Water Available For Use / Savings in Demand under the selected programme (Ml/d) input as +ve 2028-29: 0; Gains in Water Available For Use / Savings in Demand under the selected programme (Ml/d) input as +ve 2029-30: 0; Gains in Water Available For Use / Savings in Demand under the selected programme (Ml/d) input as +ve 2030-31: 0; Gains in Water Available For Use / Savings in Demand under the selected programme (Ml/d) input as +ve 2031-32: 0; Gains in Water Available For Use / Savings in Demand under the selected programme (Ml/d) input as +ve 2032-33: 0; Gains in Water Available For Use / Savings in Demand under the selected programme (Ml/d) input as +ve 2033-34: 0; Gains in Water Available For Use / Savings in Demand under the selected programme (Ml/d) input as +ve 2034-35: 0; Gains in Water Available For Use / Savings in Demand under the selected programme (Ml/d) input as +ve 2035-36: 0; Gains in Water Available For Use / Savings in Demand under the selected programme (Ml/d) input as +ve 2036-37: 0; Gains in Water Available For Use / Savings in Demand under the selected programme (Ml/d) input as +ve 2037-38: 0; Gains in Water Available For Use / Savings in Demand under the selected programme (Ml/d) input as +ve 2038-39: 0; Gains in Water Available For Use / Savings in Demand under the selected programme (Ml/d) input as +ve 2039-40: 0; Gains in Water Available For Use / Savings in Demand under the selected programme (Ml/d) input as +ve 2040-41: 19.391; Gains in Water Available For Use / Savings in Demand under the selected programme (Ml/d) input as +ve 2041-42: 19.311; Gains in Water Available For Use / Savings in Demand under the selected programme (Ml/d) input as +ve 2042-43: 19.041; Gains in Water Available For Use / Savings in Demand under the selected programme (Ml/d) input as +ve 2043-44: 18.541; Gains in Water Available For Use / Savings in Demand under the selected programme (Ml/d) input as +ve 2044-45: 17.251; Gains in Water Available For Use / Savings in Demand under the selected programme (Ml/d) input as +ve 2045-46: 16.891; Gains in Water Available For Use / Savings in Demand under the selected programme (Ml/d) input as +ve 2046-47: 16.891; Gains in Water Available For Use / Savings in Demand under the selected programme (Ml/d) input as +ve 2047-48: 17.021; Gains in Water Available For Use / Savings in Demand under the selected programme (Ml/d) input as +ve 2048-49: 16.991; Gains in Water Available For Use / Savings in Demand under the selected programme (Ml/d) input as +ve 2049-50: 17.001
51cF | CC Mains Replacement.AWSLNB | CC Mains Replacement.AWSLNB | Mains replacement (not trunk mains) | Distribution Options | N | Least Cost | AWSLNB | Ml/d | 2 | 0 | 0 | 0 | 0 | 0 | 0 | 0.0038743 | 0.0077485 | 0.011623 | 0.015497 | 0.019371 | 0.023246 | 0.02712 | 0.030994 | 0.034868 | 0.038743 | 0.042617 | 0.046491 | 0.050366 | 0.05424 | 0.058114 | 0.061988 | 0.065863 | 0.069737 | 0.073611 | 0.077485 | 0.08136 | 0.085234 | 0.089108 | 0.092983 | 0.096857 | 0.10073 | 0.10461 | 0.10848 | 0.11235 | 0.11623 | 0.1201 | 0.12398 | 0.12785 | 0.13173 | 0.1356 | 0.13947 | 0.14335 | 0.14722 | 0.1511 | 0.15497 | 0.15885 | 0.16272 | 0.16659 | 0.17047 | 0.17434 | 0.17822 | 0.18209 | 0.18597 | 0.18984 | 0.19371 | 0.19759 | 0.20146 | 0.20534 | 0.20921 | 0.21309 | 0.21696 | 0.22083 | 0.22471 | 0.22858 | 0.23246 | 0.23633 | 0.2402 | 0.24408 | 0.24795 | 0.25183 | 0.2557 | 0.25958 | 0.26345 | 0.26732 | 0.2712 | 0.27507 | 0.27895 | 0.28282 | 0.2867 | 0.29057
51cF | CC Mains Replacement.AWSLNB | CC Mains Replacement.AWSLNB | Mains replacement (not trunk mains) | Distribution Options | N | Ofwat Core | AWSLNB | Ml/d | 2 | 0 | 0 | 0 | 0 | 0 | 0 | 0.0038743 | 0.0077485 | 0.011623 | 0.015497 | 0.019371 | 0.023246 | 0.02712 | 0.030994 | 0.034868 | 0.038743 | 0.042617 | 0.046491 | 0.050366 | 0.05424 | 0.058114 | 0.061988 | 0.065863 | 0.069737 | 0.073611 | 0.077485 | 0.08136 | 0.085234 | 0.089108 | 0.092983 | 0.096857 | 0.10073 | 0.10461 | 0.10848 | 0.11235 | 0.11623 | 0.1201 | 0.12398 | 0.12785 | 0.13173 | 0.1356 | 0.13947 | 0.14335 | 0.14722 | 0.1511 | 0.15497 | 0.15885 | 0.16272 | 0.16659 | 0.17047 | 0.17434 | 0.17822 | 0.18209 | 0.18597 | 0.18984 | 0.19371 | 0.19759 | 0.20146 | 0.20534 | 0.20921 | 0.21309 | 0.21696 | 0.22083 | 0.22471 | 0.22858 | 0.23246 | 0.23633 | 0.2402 | 0.24408 | 0.24795 | 0.25183 | 0.2557 | 0.25958 | 0.26345 | 0.26732 | 0.2712 | 0.27507 | 0.27895 | 0.28282 | 0.2867 | 0.29057
51cP | CC Mains Replacement.AWSLNB | CC Mains Replacement.AWSLNB | Mains replacement (not trunk mains) | Distribution Options | N | Preferred | AWSLNB | Ml/d | 2 | 0 | 0 | 0 | 0 | 0 | 0 | 0.0038743 | 0.0077485 | 0.011623 | 0.015497 | 0.019371 | 0.023246 | 0.02712 | 0.030994 | 0.034868 | 0.038743 | 0.042617 | 0.046491 | 0.050366 | 0.05424 | 0.058114 | 0.061988 | 0.065863 | 0.069737 | 0.073611 | 0.077485 | 0.08136 | 0.085234 | 0.089108 | 0.092983 | 0.096857 | 0.10073 | 0.10461 | 0.10848 | 0.11235 | 0.11623 | 0.1201 | 0.12398 | 0.12785 | 0.13173 | 0.1356 | 0.13947 | 0.14335 | 0.14722 | 0.1511 | 0.15497 | 0.15885 | 0.16272 | 0.16659 | 0.17047 | 0.17434 | 0.17822 | 0.18209 | 0.18597 | 0.18984 | 0.19371 | 0.19759 | 0.20146 | 0.20534 | 0.20921 | 0.21309 | 0.21696 | 0.22083 | 0.22471 | 0.22858 | 0.23246 | 0.23633 | 0.2402 | 0.24408 | 0.24795 | 0.25183 | 0.2557 | 0.25958 | 0.26345 | 0.26732 | 0.2712 | 0.27507 | 0.27895 | 0.28282 | 0.2867 | 0.29057
51dF | 1a WRMP24. Smart Showers.AWSLNC | WEF 1a.AWSLNC | Retrofitting indoor water efficiency devices | Customer Options | N | Least Cost | AWSLNC | Ml/d | 2 | Gains in Water Available For Use / Savings in Demand under the selected programme (Ml/d) input as +ve 2019-20: 0; Gains in Water Available For Use / Savings in Demand under the selected programme (Ml/d) input as +ve 2020-21: 0; Gains in Water Available For Use / Savings in Demand under the selected programme (Ml/d) input as +ve 2021-22: 0; Gains in Water Available For Use / Savings in Demand under the selected programme (Ml/d) input as +ve 2022-23: 0; Gains in Water Available For Use / Savings in Demand under the selected programme (Ml/d) input as +ve 2023-24: 0; Gains in Water Available For Use / Savings in Demand under the selected programme (Ml/d) input as +ve 2024-25: 0; Gains in Water Available For Use / Savings in Demand under the selected programme (Ml/d) input as +ve 2025-26: 0.030466; Gains in Water Available For Use / Savings in Demand under the selected programme (Ml/d) input as +ve 2026-27: 0.057307; Gains in Water Available For Use / Savings in Demand under the selected programme (Ml/d) input as +ve 2027-28: 0.087964; Gains in Water Available For Use / Savings in Demand under the selected programme (Ml/d) input as +ve 2028-29: 0.11693; Gains in Water Available For Use / Savings in Demand under the selected programme (Ml/d) input as +ve 2029-30: 0.14352; Gains in Water Available For Use / Savings in Demand under the selected programme (Ml/d) input as +ve 2030-31: 0.14703; Gains in Water Available For Use / Savings in Demand under the selected programme (Ml/d) input as +ve 2031-32: 0.15326; Gains in Water Available For Use / Savings in Demand under the selected programme (Ml/d) input as +ve 2032-33: 0.15658; Gains in Water Available For Use / Savings in Demand under the selected programme (Ml/d) input as +ve 2033-34: 0.16116; Gains in Water Available For Use / Savings in Demand under the selected programme (Ml/d) input as +ve 2034-35: 0.16753; Gains in Water Available For Use / Savings in Demand under the selected programme (Ml/d) input as +ve 2035-36: 0.17388; Gains in Water Available For Use / Savings in Demand under the selected programme (Ml/d) input as +ve 2036-37: 0.18022; Gains in Water Available For Use / Savings in Demand under the selected programme (Ml/d) input as +ve 2037-38: 0.18652; Gains in Water Available For Use / Savings in Demand under the selected programme (Ml/d) input as +ve 2038-39: 0.19279; Gains in Water Available For Use / Savings in Demand under the selected programme (Ml/d) input as +ve 2039-40: 0.19901; Gains in Water Available For Use / Savings in Demand under the selected programme (Ml/d) input as +ve 2040-41: 0.2052; Gains in Water Available For Use / Savings in Demand under the selected programme (Ml/d) input as +ve 2041-42: 0.21135; Gains in Water Available For Use / Savings in Demand under the selected programme (Ml/d) input as +ve 2042-43: 0.21749; Gains in Water Available For Use / Savings in Demand under the selected programme (Ml/d) input as +ve 2043-44: 0.2236; Gains in Water Available For Use / Savings in Demand under the selected programme (Ml/d) input as +ve 2044-45: 0.2297; Gains in Water Available For Use / Savings in Demand under the selected programme (Ml/d) input as +ve 2045-46: 0.23575; Gains in Water Available For Use / Savings in Demand under the selected programme (Ml/d) input as +ve 2046-47: 0.24177; Gains in Water Available For Use / Savings in Demand under the selected programme (Ml/d) input as +ve 2047-48: 0.24775; Gains in Water Available For Use / Savings in Demand under the selected programme (Ml/d) input as +ve 2048-49: 0.25369; Gains in Water Available For Use / Savings in Demand under the selected programme (Ml/d) input as +ve 2049-50: 0.2596
51dF | 1a WRMP24. Smart Showers.AWSLNC | WEF 1a.AWSLNC | Retrofitting indoor water efficiency devices | Customer Options | N | Ofwat Core | AWSLNC | Ml/d | 2 | Gains in Water Available For Use / Savings in Demand under the selected programme (Ml/d) input as +ve 2019-20: 0; Gains in Water Available For Use / Savings in Demand under the selected programme (Ml/d) input as +ve 2020-21: 0; Gains in Water Available For Use / Savings in Demand under the selected programme (Ml/d) input as +ve 2021-22: 0; Gains in Water Available For Use / Savings in Demand under the selected programme (Ml/d) input as +ve 2022-23: 0; Gains in Water Available For Use / Savings in Demand under the selected programme (Ml/d) input as +ve 2023-24: 0; Gains in Water Available For Use / Savings in Demand under the selected programme (Ml/d) input as +ve 2024-25: 0; Gains in Water Available For Use / Savings in Demand under the selected programme (Ml/d) input as +ve 2025-26: 0.030466; Gains in Water Available For Use / Savings in Demand under the selected programme (Ml/d) input as +ve 2026-27: 0.057307; Gains in Water Available For Use / Savings in Demand under the selected programme (Ml/d) input as +ve 2027-28: 0.087964; Gains in Water Available For Use / Savings in Demand under the selected programme (Ml/d) input as +ve 2028-29: 0.11693; Gains in Water Available For Use / Savings in Demand under the selected programme (Ml/d) input as +ve 2029-30: 0.14352; Gains in Water Available For Use / Savings in Demand under the selected programme (Ml/d) input as +ve 2030-31: 0.14703; Gains in Water Available For Use / Savings in Demand under the selected programme (Ml/d) input as +ve 2031-32: 0.15326; Gains in Water Available For Use / Savings in Demand under the selected programme (Ml/d) input as +ve 2032-33: 0.15658; Gains in Water Available For Use / Savings in Demand under the selected programme (Ml/d) input as +ve 2033-34: 0.16116; Gains in Water Available For Use / Savings in Demand under the selected programme (Ml/d) input as +ve 2034-35: 0.16753; Gains in Water Available For Use / Savings in Demand under the selected programme (Ml/d) input as +ve 2035-36: 0.17388; Gains in Water Available For Use / Savings in Demand under the selected programme (Ml/d) input as +ve 2036-37: 0.18022; Gains in Water Available For Use / Savings in Demand under the selected programme (Ml/d) input as +ve 2037-38: 0.18652; Gains in Water Available For Use / Savings in Demand under the selected programme (Ml/d) input as +ve 2038-39: 0.19279; Gains in Water Available For Use / Savings in Demand under the selected programme (Ml/d) input as +ve 2039-40: 0.19901; Gains in Water Available For Use / Savings in Demand under the selected programme (Ml/d) input as +ve 2040-41: 0.2052; Gains in Water Available For Use / Savings in Demand under the selected programme (Ml/d) input as +ve 2041-42: 0.21135; Gains in Water Available For Use / Savings in Demand under the selected programme (Ml/d) input as +ve 2042-43: 0.21749; Gains in Water Available For Use / Savings in Demand under the selected programme (Ml/d) input as +ve 2043-44: 0.2236; Gains in Water Available For Use / Savings in Demand under the selected programme (Ml/d) input as +ve 2044-45: 0.2297; Gains in Water Available For Use / Savings in Demand under the selected programme (Ml/d) input as +ve 2045-46: 0.23575; Gains in Water Available For Use / Savings in Demand under the selected programme (Ml/d) input as +ve 2046-47: 0.24177; Gains in Water Available For Use / Savings in Demand under the selected programme (Ml/d) input as +ve 2047-48: 0.24775; Gains in Water Available For Use / Savings in Demand under the selected programme (Ml/d) input as +ve 2048-49: 0.25369; Gains in Water Available For Use / Savings in Demand under the selected programme (Ml/d) input as +ve 2049-50: 0.2596
51dP | 1a WRMP24. Smart Showers.AWSLNC | WEF 1a.AWSLNC | Retrofitting indoor water efficiency devices | Customer Options | N | Preferred | AWSLNC | Ml/d | 2 | Gains in Water Available For Use / Savings in Demand under the selected programme (Ml/d) input as +ve 2019-20: 0; Gains in Water Available For Use / Savings in Demand under the selected programme (Ml/d) input as +ve 2020-21: 0; Gains in Water Available For Use / Savings in Demand under the selected programme (Ml/d) input as +ve 2021-22: 0; Gains in Water Available For Use / Savings in Demand under the selected programme (Ml/d) input as +ve 2022-23: 0; Gains in Water Available For Use / Savings in Demand under the selected programme (Ml/d) input as +ve 2023-24: 0; Gains in Water Available For Use / Savings in Demand under the selected programme (Ml/d) input as +ve 2024-25: 0; Gains in Water Available For Use / Savings in Demand under the selected programme (Ml/d) input as +ve 2025-26: 0.030466; Gains in Water Available For Use / Savings in Demand under the selected programme (Ml/d) input as +ve 2026-27: 0.057307; Gains in Water Available For Use / Savings in Demand under the selected programme (Ml/d) input as +ve 2027-28: 0.087964; Gains in Water Available For Use / Savings in Demand under the selected programme (Ml/d) input as +ve 2028-29: 0.11693; Gains in Water Available For Use / Savings in Demand under the selected programme (Ml/d) input as +ve 2029-30: 0.14352; Gains in Water Available For Use / Savings in Demand under the selected programme (Ml/d) input as +ve 2030-31: 0.14703; Gains in Water Available For Use / Savings in Demand under the selected programme (Ml/d) input as +ve 2031-32: 0.15326; Gains in Water Available For Use / Savings in Demand under the selected programme (Ml/d) input as +ve 2032-33: 0.15658; Gains in Water Available For Use / Savings in Demand under the selected programme (Ml/d) input as +ve 2033-34: 0.16116; Gains in Water Available For Use / Savings in Demand under the selected programme (Ml/d) input as +ve 2034-35: 0.16753; Gains in Water Available For Use / Savings in Demand under the selected programme (Ml/d) input as +ve 2035-36: 0.17388; Gains in Water Available For Use / Savings in Demand under the selected programme (Ml/d) input as +ve 2036-37: 0.18022; Gains in Water Available For Use / Savings in Demand under the selected programme (Ml/d) input as +ve 2037-38: 0.18652; Gains in Water Available For Use / Savings in Demand under the selected programme (Ml/d) input as +ve 2038-39: 0.19279; Gains in Water Available For Use / Savings in Demand under the selected programme (Ml/d) input as +ve 2039-40: 0.19901; Gains in Water Available For Use / Savings in Demand under the selected programme (Ml/d) input as +ve 2040-41: 0.2052; Gains in Water Available For Use / Savings in Demand under the selected programme (Ml/d) input as +ve 2041-42: 0.21135; Gains in Water Available For Use / Savings in Demand under the selected programme (Ml/d) input as +ve 2042-43: 0.21749; Gains in Water Available For Use / Savings in Demand under the selected programme (Ml/d) input as +ve 2043-44: 0.2236; Gains in Water Available For Use / Savings in Demand under the selected programme (Ml/d) input as +ve 2044-45: 0.2297; Gains in Water Available For Use / Savings in Demand under the selected programme (Ml/d) input as +ve 2045-46: 0.23575; Gains in Water Available For Use / Savings in Demand under the selected programme (Ml/d) input as +ve 2046-47: 0.24177; Gains in Water Available For Use / Savings in Demand under the selected programme (Ml/d) input as +ve 2047-48: 0.24775; Gains in Water Available For Use / Savings in Demand under the selected programme (Ml/d) input as +ve 2048-49: 0.25369; Gains in Water Available For Use / Savings in Demand under the selected programme (Ml/d) input as +ve 2049-50: 0.2596
51dF | 2c WRMP24. Garden Advice.AWSLNC | WEF 2c.AWSLNC | Water efficiency customer education / awareness | Customer Options | N | Least Cost | AWSLNC | Ml/d | 2 | Gains in Water Available For Use / Savings in Demand under the selected programme (Ml/d) input as +ve 2019-20: 0; Gains in Water Available For Use / Savings in Demand under the selected programme (Ml/d) input as +ve 2020-21: 0; Gains in Water Available For Use / Savings in Demand under the selected programme (Ml/d) input as +ve 2021-22: 0; Gains in Water Available For Use / Savings in Demand under the selected programme (Ml/d) input as +ve 2022-23: 0; Gains in Water Available For Use / Savings in Demand under the selected programme (Ml/d) input as +ve 2023-24: 0; Gains in Water Available For Use / Savings in Demand under the selected programme (Ml/d) input as +ve 2024-25: 0; Gains in Water Available For Use / Savings in Demand under the selected programme (Ml/d) input as +ve 2025-26: 0.0058515; Gains in Water Available For Use / Savings in Demand under the selected programme (Ml/d) input as +ve 2026-27: 0.011692; Gains in Water Available For Use / Savings in Demand under the selected programme (Ml/d) input as +ve 2027-28: 0.017565; Gains in Water Available For Use / Savings in Demand under the selected programme (Ml/d) input as +ve 2028-29: 0.023442; Gains in Water Available For Use / Savings in Demand under the selected programme (Ml/d) input as +ve 2029-30: 0.029318; Gains in Water Available For Use / Savings in Demand under the selected programme (Ml/d) input as +ve 2030-31: 0.035195; Gains in Water Available For Use / Savings in Demand under the selected programme (Ml/d) input as +ve 2031-32: 0.041069; Gains in Water Available For Use / Savings in Demand under the selected programme (Ml/d) input as +ve 2032-33: 0.046941; Gains in Water Available For Use / Savings in Demand under the selected programme (Ml/d) input as +ve 2033-34: 0.052811; Gains in Water Available For Use / Savings in Demand under the selected programme (Ml/d) input as +ve 2034-35: 0.05868; Gains in Water Available For Use / Savings in Demand under the selected programme (Ml/d) input as +ve 2035-36: 0.064547; Gains in Water Available For Use / Savings in Demand under the selected programme (Ml/d) input as +ve 2036-37: 0.070407; Gains in Water Available For Use / Savings in Demand under the selected programme (Ml/d) input as +ve 2037-38: 0.076259; Gains in Water Available For Use / Savings in Demand under the selected programme (Ml/d) input as +ve 2038-39: 0.082102; Gains in Water Available For Use / Savings in Demand under the selected programme (Ml/d) input as +ve 2039-40: 0.087935; Gains in Water Available For Use / Savings in Demand under the selected programme (Ml/d) input as +ve 2040-41: 0.093757; Gains in Water Available For Use / Savings in Demand under the selected programme (Ml/d) input as +ve 2041-42: 0.099569; Gains in Water Available For Use / Savings in Demand under the selected programme (Ml/d) input as +ve 2042-43: 0.10537; Gains in Water Available For Use / Savings in Demand under the selected programme (Ml/d) input as +ve 2043-44: 0.11116; Gains in Water Available For Use / Savings in Demand under the selected programme (Ml/d) input as +ve 2044-45: 0.11694; Gains in Water Available For Use / Savings in Demand under the selected programme (Ml/d) input as +ve 2045-46: 0.1227; Gains in Water Available For Use / Savings in Demand under the selected programme (Ml/d) input as +ve 2046-47: 0.12844; Gains in Water Available For Use / Savings in Demand under the selected programme (Ml/d) input as +ve 2047-48: 0.13417; Gains in Water Available For Use / Savings in Demand under the selected programme (Ml/d) input as +ve 2048-49: 0.13988; Gains in Water Available For Use / Savings in Demand under the selected programme (Ml/d) input as +ve 2049-50: 0.14557
51dF | 2c WRMP24. Garden Advice.AWSLNC | WEF 2c.AWSLNC | Water efficiency customer education / awareness | Customer Options | N | Ofwat Core | AWSLNC | Ml/d | 2 | Gains in Water Available For Use / Savings in Demand under the selected programme (Ml/d) input as +ve 2019-20: 0; Gains in Water Available For Use / Savings in Demand under the selected programme (Ml/d) input as +ve 2020-21: 0; Gains in Water Available For Use / Savings in Demand under the selected programme (Ml/d) input as +ve 2021-22: 0; Gains in Water Available For Use / Savings in Demand under the selected programme (Ml/d) input as +ve 2022-23: 0; Gains in Water Available For Use / Savings in Demand under the selected programme (Ml/d) input as +ve 2023-24: 0; Gains in Water Available For Use / Savings in Demand under the selected programme (Ml/d) input as +ve 2024-25: 0; Gains in Water Available For Use / Savings in Demand under the selected programme (Ml/d) input as +ve 2025-26: 0.0058515; Gains in Water Available For Use / Savings in Demand under the selected programme (Ml/d) input as +ve 2026-27: 0.011692; Gains in Water Available For Use / Savings in Demand under the selected programme (Ml/d) input as +ve 2027-28: 0.017565; Gains in Water Available For Use / Savings in Demand under the selected programme (Ml/d) input as +ve 2028-29: 0.023442; Gains in Water Available For Use / Savings in Demand under the selected programme (Ml/d) input as +ve 2029-30: 0.029318; Gains in Water Available For Use / Savings in Demand under the selected programme (Ml/d) input as +ve 2030-31: 0.035195; Gains in Water Available For Use / Savings in Demand under the selected programme (Ml/d) input as +ve 2031-32: 0.041069; Gains in Water Available For Use / Savings in Demand under the selected programme (Ml/d) input as +ve 2032-33: 0.046941; Gains in Water Available For Use / Savings in Demand under the selected programme (Ml/d) input as +ve 2033-34: 0.052811; Gains in Water Available For Use / Savings in Demand under the selected programme (Ml/d) input as +ve 2034-35: 0.05868; Gains in Water Available For Use / Savings in Demand under the selected programme (Ml/d) input as +ve 2035-36: 0.064547; Gains in Water Available For Use / Savings in Demand under the selected programme (Ml/d) input as +ve 2036-37: 0.070407; Gains in Water Available For Use / Savings in Demand under the selected programme (Ml/d) input as +ve 2037-38: 0.076259; Gains in Water Available For Use / Savings in Demand under the selected programme (Ml/d) input as +ve 2038-39: 0.082102; Gains in Water Available For Use / Savings in Demand under the selected programme (Ml/d) input as +ve 2039-40: 0.087935; Gains in Water Available For Use / Savings in Demand under the selected programme (Ml/d) input as +ve 2040-41: 0.093757; Gains in Water Available For Use / Savings in Demand under the selected programme (Ml/d) input as +ve 2041-42: 0.099569; Gains in Water Available For Use / Savings in Demand under the selected programme (Ml/d) input as +ve 2042-43: 0.10537; Gains in Water Available For Use / Savings in Demand under the selected programme (Ml/d) input as +ve 2043-44: 0.11116; Gains in Water Available For Use / Savings in Demand under the selected programme (Ml/d) input as +ve 2044-45: 0.11694; Gains in Water Available For Use / Savings in Demand under the selected programme (Ml/d) input as +ve 2045-46: 0.1227; Gains in Water Available For Use / Savings in Demand under the selected programme (Ml/d) input as +ve 2046-47: 0.12844; Gains in Water Available For Use / Savings in Demand under the selected programme (Ml/d) input as +ve 2047-48: 0.13417; Gains in Water Available For Use / Savings in Demand under the selected programme (Ml/d) input as +ve 2048-49: 0.13988; Gains in Water Available For Use / Savings in Demand under the selected programme (Ml/d) input as +ve 2049-50: 0.14557
51dP | 2c WRMP24. Garden Advice.AWSLNC | WEF 2c.AWSLNC | Water efficiency customer education / awareness | Customer Options | N | Preferred | AWSLNC | Ml/d | 2 | Gains in Water Available For Use / Savings in Demand under the selected programme (Ml/d) input as +ve 2019-20: 0; Gains in Water Available For Use / Savings in Demand under the selected programme (Ml/d) input as +ve 2020-21: 0; Gains in Water Available For Use / Savings in Demand under the selected programme (Ml/d) input as +ve 2021-22: 0; Gains in Water Available For Use / Savings in Demand under the selected programme (Ml/d) input as +ve 2022-23: 0; Gains in Water Available For Use / Savings in Demand under the selected programme (Ml/d) input as +ve 2023-24: 0; Gains in Water Available For Use / Savings in Demand under the selected programme (Ml/d) input as +ve 2024-25: 0; Gains in Water Available For Use / Savings in Demand under the selected programme (Ml/d) input as +ve 2025-26: 0.0058515; Gains in Water Available For Use / Savings in Demand under the selected programme (Ml/d) input as +ve 2026-27: 0.011692; Gains in Water Available For Use / Savings in Demand under the selected programme (Ml/d) input as +ve 2027-28: 0.017565; Gains in Water Available For Use / Savings in Demand under the selected programme (Ml/d) input as +ve 2028-29: 0.023442; Gains in Water Available For Use / Savings in Demand under the selected programme (Ml/d) input as +ve 2029-30: 0.029318; Gains in Water Available For Use / Savings in Demand under the selected programme (Ml/d) input as +ve 2030-31: 0.035195; Gains in Water Available For Use / Savings in Demand under the selected programme (Ml/d) input as +ve 2031-32: 0.041069; Gains in Water Available For Use / Savings in Demand under the selected programme (Ml/d) input as +ve 2032-33: 0.046941; Gains in Water Available For Use / Savings in Demand under the selected programme (Ml/d) input as +ve 2033-34: 0.052811; Gains in Water Available For Use / Savings in Demand under the selected programme (Ml/d) input as +ve 2034-35: 0.05868; Gains in Water Available For Use / Savings in Demand under the selected programme (Ml/d) input as +ve 2035-36: 0.064547; Gains in Water Available For Use / Savings in Demand under the selected programme (Ml/d) input as +ve 2036-37: 0.070407; Gains in Water Available For Use / Savings in Demand under the selected programme (Ml/d) input as +ve 2037-38: 0.076259; Gains in Water Available For Use / Savings in Demand under the selected programme (Ml/d) input as +ve 2038-39: 0.082102; Gains in Water Available For Use / Savings in Demand under the selected programme (Ml/d) input as +ve 2039-40: 0.087935; Gains in Water Available For Use / Savings in Demand under the selected programme (Ml/d) input as +ve 2040-41: 0.093757; Gains in Water Available For Use / Savings in Demand under the selected programme (Ml/d) input as +ve 2041-42: 0.099569; Gains in Water Available For Use / Savings in Demand under the selected programme (Ml/d) input as +ve 2042-43: 0.10537; Gains in Water Available For Use / Savings in Demand under the selected programme (Ml/d) input as +ve 2043-44: 0.11116; Gains in Water Available For Use / Savings in Demand under the selected programme (Ml/d) input as +ve 2044-45: 0.11694; Gains in Water Available For Use / Savings in Demand under the selected programme (Ml/d) input as +ve 2045-46: 0.1227; Gains in Water Available For Use / Savings in Demand under the selected programme (Ml/d) input as +ve 2046-47: 0.12844; Gains in Water Available For Use / Savings in Demand under the selected programme (Ml/d) input as +ve 2047-48: 0.13417; Gains in Water Available For Use / Savings in Demand under the selected programme (Ml/d) input as +ve 2048-49: 0.13988; Gains in Water Available For Use / Savings in Demand under the selected programme (Ml/d) input as +ve 2049-50: 0.14557
51dF | 3a WRMP24. Community Reward.AWSLNC | WEF 3a.AWSLNC | Water efficiency customer education / awareness | Customer Options | N | Least Cost | AWSLNC | Ml/d | 2 | Gains in Water Available For Use / Savings in Demand under the selected programme (Ml/d) input as +ve 2019-20: 0; Gains in Water Available For Use / Savings in Demand under the selected programme (Ml/d) input as +ve 2020-21: 0; Gains in Water Available For Use / Savings in Demand under the selected programme (Ml/d) input as +ve 2021-22: 0; Gains in Water Available For Use / Savings in Demand under the selected programme (Ml/d) input as +ve 2022-23: 0; Gains in Water Available For Use / Savings in Demand under the selected programme (Ml/d) input as +ve 2023-24: 0; Gains in Water Available For Use / Savings in Demand under the selected programme (Ml/d) input as +ve 2024-25: 0; Gains in Water Available For Use / Savings in Demand under the selected programme (Ml/d) input as +ve 2025-26: 0.009418; Gains in Water Available For Use / Savings in Demand under the selected programme (Ml/d) input as +ve 2026-27: 0.017643; Gains in Water Available For Use / Savings in Demand under the selected programme (Ml/d) input as +ve 2027-28: 0.026904; Gains in Water Available For Use / Savings in Demand under the selected programme (Ml/d) input as +ve 2028-29: 0.035553; Gains in Water Available For Use / Savings in Demand under the selected programme (Ml/d) input as +ve 2029-30: 0.043415; Gains in Water Available For Use / Savings in Demand under the selected programme (Ml/d) input as +ve 2030-31: 0.051204; Gains in Water Available For Use / Savings in Demand under the selected programme (Ml/d) input as +ve 2031-32: 0.058926; Gains in Water Available For Use / Savings in Demand under the selected programme (Ml/d) input as +ve 2032-33: 0.066611; Gains in Water Available For Use / Savings in Demand under the selected programme (Ml/d) input as +ve 2033-34: 0.074258; Gains in Water Available For Use / Savings in Demand under the selected programme (Ml/d) input as +ve 2034-35: 0.081872; Gains in Water Available For Use / Savings in Demand under the selected programme (Ml/d) input as +ve 2035-36: 0.089452; Gains in Water Available For Use / Savings in Demand under the selected programme (Ml/d) input as +ve 2036-37: 0.096991; Gains in Water Available For Use / Savings in Demand under the selected programme (Ml/d) input as +ve 2037-38: 0.10449; Gains in Water Available For Use / Savings in Demand under the selected programme (Ml/d) input as +ve 2038-39: 0.11195; Gains in Water Available For Use / Savings in Demand under the selected programme (Ml/d) input as +ve 2039-40: 0.11939; Gains in Water Available For Use / Savings in Demand under the selected programme (Ml/d) input as +ve 2040-41: 0.12084; Gains in Water Available For Use / Savings in Demand under the selected programme (Ml/d) input as +ve 2041-42: 0.12305; Gains in Water Available For Use / Savings in Demand under the selected programme (Ml/d) input as +ve 2042-43: 0.12464; Gains in Water Available For Use / Savings in Demand under the selected programme (Ml/d) input as +ve 2043-44: 0.12663; Gains in Water Available For Use / Savings in Demand under the selected programme (Ml/d) input as +ve 2044-45: 0.12911; Gains in Water Available For Use / Savings in Demand under the selected programme (Ml/d) input as +ve 2045-46: 0.13164; Gains in Water Available For Use / Savings in Demand under the selected programme (Ml/d) input as +ve 2046-47: 0.13421; Gains in Water Available For Use / Savings in Demand under the selected programme (Ml/d) input as +ve 2047-48: 0.1368; Gains in Water Available For Use / Savings in Demand under the selected programme (Ml/d) input as +ve 2048-49: 0.1394; Gains in Water Available For Use / Savings in Demand under the selected programme (Ml/d) input as +ve 2049-50: 0.14201
51dF | 3a WRMP24. Community Reward.AWSLNC | WEF 3a.AWSLNC | Water efficiency customer education / awareness | Customer Options | N | Ofwat Core | AWSLNC | Ml/d | 2 | Gains in Water Available For Use / Savings in Demand under the selected programme (Ml/d) input as +ve 2019-20: 0; Gains in Water Available For Use / Savings in Demand under the selected programme (Ml/d) input as +ve 2020-21: 0; Gains in Water Available For Use / Savings in Demand under the selected programme (Ml/d) input as +ve 2021-22: 0; Gains in Water Available For Use / Savings in Demand under the selected programme (Ml/d) input as +ve 2022-23: 0; Gains in Water Available For Use / Savings in Demand under the selected programme (Ml/d) input as +ve 2023-24: 0; Gains in Water Available For Use / Savings in Demand under the selected programme (Ml/d) input as +ve 2024-25: 0; Gains in Water Available For Use / Savings in Demand under the selected programme (Ml/d) input as +ve 2025-26: 0.009418; Gains in Water Available For Use / Savings in Demand under the selected programme (Ml/d) input as +ve 2026-27: 0.017643; Gains in Water Available For Use / Savings in Demand under the selected programme (Ml/d) input as +ve 2027-28: 0.026904; Gains in Water Available For Use / Savings in Demand under the selected programme (Ml/d) input as +ve 2028-29: 0.035553; Gains in Water Available For Use / Savings in Demand under the selected programme (Ml/d) input as +ve 2029-30: 0.043415; Gains in Water Available For Use / Savings in Demand under the selected programme (Ml/d) input as +ve 2030-31: 0.051204; Gains in Water Available For Use / Savings in Demand under the selected programme (Ml/d) input as +ve 2031-32: 0.058926; Gains in Water Available For Use / Savings in Demand under the selected programme (Ml/d) input as +ve 2032-33: 0.066611; Gains in Water Available For Use / Savings in Demand under the selected programme (Ml/d) input as +ve 2033-34: 0.074258; Gains in Water Available For Use / Savings in Demand under the selected programme (Ml/d) input as +ve 2034-35: 0.081872; Gains in Water Available For Use / Savings in Demand under the selected programme (Ml/d) input as +ve 2035-36: 0.089452; Gains in Water Available For Use / Savings in Demand under the selected programme (Ml/d) input as +ve 2036-37: 0.096991; Gains in Water Available For Use / Savings in Demand under the selected programme (Ml/d) input as +ve 2037-38: 0.10449; Gains in Water Available For Use / Savings in Demand under the selected programme (Ml/d) input as +ve 2038-39: 0.11195; Gains in Water Available For Use / Savings in Demand under the selected programme (Ml/d) input as +ve 2039-40: 0.11939; Gains in Water Available For Use / Savings in Demand under the selected programme (Ml/d) input as +ve 2040-41: 0.12084; Gains in Water Available For Use / Savings in Demand under the selected programme (Ml/d) input as +ve 2041-42: 0.12305; Gains in Water Available For Use / Savings in Demand under the selected programme (Ml/d) input as +ve 2042-43: 0.12464; Gains in Water Available For Use / Savings in Demand under the selected programme (Ml/d) input as +ve 2043-44: 0.12663; Gains in Water Available For Use / Savings in Demand under the selected programme (Ml/d) input as +ve 2044-45: 0.12911; Gains in Water Available For Use / Savings in Demand under the selected programme (Ml/d) input as +ve 2045-46: 0.13164; Gains in Water Available For Use / Savings in Demand under the selected programme (Ml/d) input as +ve 2046-47: 0.13421; Gains in Water Available For Use / Savings in Demand under the selected programme (Ml/d) input as +ve 2047-48: 0.1368; Gains in Water Available For Use / Savings in Demand under the selected programme (Ml/d) input as +ve 2048-49: 0.1394; Gains in Water Available For Use / Savings in Demand under the selected programme (Ml/d) input as +ve 2049-50: 0.14201
51dP | 3a WRMP24. Community Reward.AWSLNC | WEF 3a.AWSLNC | Water efficiency customer education / awareness | Customer Options | N | Preferred | AWSLNC | Ml/d | 2 | Gains in Water Available For Use / Savings in Demand under the selected programme (Ml/d) input as +ve 2019-20: 0; Gains in Water Available For Use / Savings in Demand under the selected programme (Ml/d) input as +ve 2020-21: 0; Gains in Water Available For Use / Savings in Demand under the selected programme (Ml/d) input as +ve 2021-22: 0; Gains in Water Available For Use / Savings in Demand under the selected programme (Ml/d) input as +ve 2022-23: 0; Gains in Water Available For Use / Savings in Demand under the selected programme (Ml/d) input as +ve 2023-24: 0; Gains in Water Available For Use / Savings in Demand under the selected programme (Ml/d) input as +ve 2024-25: 0; Gains in Water Available For Use / Savings in Demand under the selected programme (Ml/d) input as +ve 2025-26: 0.009418; Gains in Water Available For Use / Savings in Demand under the selected programme (Ml/d) input as +ve 2026-27: 0.017643; Gains in Water Available For Use / Savings in Demand under the selected programme (Ml/d) input as +ve 2027-28: 0.026904; Gains in Water Available For Use / Savings in Demand under the selected programme (Ml/d) input as +ve 2028-29: 0.035553; Gains in Water Available For Use / Savings in Demand under the selected programme (Ml/d) input as +ve 2029-30: 0.043415; Gains in Water Available For Use / Savings in Demand under the selected programme (Ml/d) input as +ve 2030-31: 0.051204; Gains in Water Available For Use / Savings in Demand under the selected programme (Ml/d) input as +ve 2031-32: 0.058926; Gains in Water Available For Use / Savings in Demand under the selected programme (Ml/d) input as +ve 2032-33: 0.066611; Gains in Water Available For Use / Savings in Demand under the selected programme (Ml/d) input as +ve 2033-34: 0.074258; Gains in Water Available For Use / Savings in Demand under the selected programme (Ml/d) input as +ve 2034-35: 0.081872; Gains in Water Available For Use / Savings in Demand under the selected programme (Ml/d) input as +ve 2035-36: 0.089452; Gains in Water Available For Use / Savings in Demand under the selected programme (Ml/d) input as +ve 2036-37: 0.096991; Gains in Water Available For Use / Savings in Demand under the selected programme (Ml/d) input as +ve 2037-38: 0.10449; Gains in Water Available For Use / Savings in Demand under the selected programme (Ml/d) input as +ve 2038-39: 0.11195; Gains in Water Available For Use / Savings in Demand under the selected programme (Ml/d) input as +ve 2039-40: 0.11939; Gains in Water Available For Use / Savings in Demand under the selected programme (Ml/d) input as +ve 2040-41: 0.12084; Gains in Water Available For Use / Savings in Demand under the selected programme (Ml/d) input as +ve 2041-42: 0.12305; Gains in Water Available For Use / Savings in Demand under the selected programme (Ml/d) input as +ve 2042-43: 0.12464; Gains in Water Available For Use / Savings in Demand under the selected programme (Ml/d) input as +ve 2043-44: 0.12663; Gains in Water Available For Use / Savings in Demand under the selected programme (Ml/d) input as +ve 2044-45: 0.12911; Gains in Water Available For Use / Savings in Demand under the selected programme (Ml/d) input as +ve 2045-46: 0.13164; Gains in Water Available For Use / Savings in Demand under the selected programme (Ml/d) input as +ve 2046-47: 0.13421; Gains in Water Available For Use / Savings in Demand under the selected programme (Ml/d) input as +ve 2047-48: 0.1368; Gains in Water Available For Use / Savings in Demand under the selected programme (Ml/d) input as +ve 2048-49: 0.1394; Gains in Water Available For Use / Savings in Demand under the selected programme (Ml/d) input as +ve 2049-50: 0.14201
51dF | 4a WRMP24. PL Uplift - Vulnerable Customers.AWSLNC | WEF 4a.AWSLNC | Other water efficiency | Customer Options | N | Least Cost | AWSLNC | Ml/d | 2 | Gains in Water Available For Use / Savings in Demand under the selected programme (Ml/d) input as +ve 2019-20: 0; Gains in Water Available For Use / Savings in Demand under the selected programme (Ml/d) input as +ve 2020-21: 0; Gains in Water Available For Use / Savings in Demand under the selected programme (Ml/d) input as +ve 2021-22: 0; Gains in Water Available For Use / Savings in Demand under the selected programme (Ml/d) input as +ve 2022-23: 0; Gains in Water Available For Use / Savings in Demand under the selected programme (Ml/d) input as +ve 2023-24: 0; Gains in Water Available For Use / Savings in Demand under the selected programme (Ml/d) input as +ve 2024-25: 0; Gains in Water Available For Use / Savings in Demand under the selected programme (Ml/d) input as +ve 2025-26: 0.02125; Gains in Water Available For Use / Savings in Demand under the selected programme (Ml/d) input as +ve 2026-27: 0.026964; Gains in Water Available For Use / Savings in Demand under the selected programme (Ml/d) input as +ve 2027-28: 0.04247; Gains in Water Available For Use / Savings in Demand under the selected programme (Ml/d) input as +ve 2028-29: 0.052444; Gains in Water Available For Use / Savings in Demand under the selected programme (Ml/d) input as +ve 2029-30: 0.060902; Gains in Water Available For Use / Savings in Demand under the selected programme (Ml/d) input as +ve 2030-31: 0.06952; Gains in Water Available For Use / Savings in Demand under the selected programme (Ml/d) input as +ve 2031-32: 0.07833; Gains in Water Available For Use / Savings in Demand under the selected programme (Ml/d) input as +ve 2032-33: 0.079385; Gains in Water Available For Use / Savings in Demand under the selected programme (Ml/d) input as +ve 2033-34: 0.080363; Gains in Water Available For Use / Savings in Demand under the selected programme (Ml/d) input as +ve 2034-35: 0.081316; Gains in Water Available For Use / Savings in Demand under the selected programme (Ml/d) input as +ve 2035-36: 0.082225; Gains in Water Available For Use / Savings in Demand under the selected programme (Ml/d) input as +ve 2036-37: 0.083081; Gains in Water Available For Use / Savings in Demand under the selected programme (Ml/d) input as +ve 2037-38: 0.083887; Gains in Water Available For Use / Savings in Demand under the selected programme (Ml/d) input as +ve 2038-39: 0.084676; Gains in Water Available For Use / Savings in Demand under the selected programme (Ml/d) input as +ve 2039-40: 0.085421; Gains in Water Available For Use / Savings in Demand under the selected programme (Ml/d) input as +ve 2040-41: 0.086151; Gains in Water Available For Use / Savings in Demand under the selected programme (Ml/d) input as +ve 2041-42: 0.086864; Gains in Water Available For Use / Savings in Demand under the selected programme (Ml/d) input as +ve 2042-43: 0.087558; Gains in Water Available For Use / Savings in Demand under the selected programme (Ml/d) input as +ve 2043-44: 0.088234; Gains in Water Available For Use / Savings in Demand under the selected programme (Ml/d) input as +ve 2044-45: 0.088893; Gains in Water Available For Use / Savings in Demand under the selected programme (Ml/d) input as +ve 2045-46: 0.08938; Gains in Water Available For Use / Savings in Demand under the selected programme (Ml/d) input as +ve 2046-47: 0.089855; Gains in Water Available For Use / Savings in Demand under the selected programme (Ml/d) input as +ve 2047-48: 0.090318; Gains in Water Available For Use / Savings in Demand under the selected programme (Ml/d) input as +ve 2048-49: 0.090769; Gains in Water Available For Use / Savings in Demand under the selected programme (Ml/d) input as +ve 2049-50: 0.091164
51dF | 4a WRMP24. PL Uplift - Vulnerable Customers.AWSLNC | WEF 4a.AWSLNC | Other water efficiency | Customer Options | N | Ofwat Core | AWSLNC | Ml/d | 2 | Gains in Water Available For Use / Savings in Demand under the selected programme (Ml/d) input as +ve 2019-20: 0; Gains in Water Available For Use / Savings in Demand under the selected programme (Ml/d) input as +ve 2020-21: 0; Gains in Water Available For Use / Savings in Demand under the selected programme (Ml/d) input as +ve 2021-22: 0; Gains in Water Available For Use / Savings in Demand under the selected programme (Ml/d) input as +ve 2022-23: 0; Gains in Water Available For Use / Savings in Demand under the selected programme (Ml/d) input as +ve 2023-24: 0; Gains in Water Available For Use / Savings in Demand under the selected programme (Ml/d) input as +ve 2024-25: 0; Gains in Water Available For Use / Savings in Demand under the selected programme (Ml/d) input as +ve 2025-26: 0.02125; Gains in Water Available For Use / Savings in Demand under the selected programme (Ml/d) input as +ve 2026-27: 0.026964; Gains in Water Available For Use / Savings in Demand under the selected programme (Ml/d) input as +ve 2027-28: 0.04247; Gains in Water Available For Use / Savings in Demand under the selected programme (Ml/d) input as +ve 2028-29: 0.052444; Gains in Water Available For Use / Savings in Demand under the selected programme (Ml/d) input as +ve 2029-30: 0.060902; Gains in Water Available For Use / Savings in Demand under the selected programme (Ml/d) input as +ve 2030-31: 0.06952; Gains in Water Available For Use / Savings in Demand under the selected programme (Ml/d) input as +ve 2031-32: 0.07833; Gains in Water Available For Use / Savings in Demand under the selected programme (Ml/d) input as +ve 2032-33: 0.079385; Gains in Water Available For Use / Savings in Demand under the selected programme (Ml/d) input as +ve 2033-34: 0.080363; Gains in Water Available For Use / Savings in Demand under the selected programme (Ml/d) input as +ve 2034-35: 0.081316; Gains in Water Available For Use / Savings in Demand under the selected programme (Ml/d) input as +ve 2035-36: 0.082225; Gains in Water Available For Use / Savings in Demand under the selected programme (Ml/d) input as +ve 2036-37: 0.083081; Gains in Water Available For Use / Savings in Demand under the selected programme (Ml/d) input as +ve 2037-38: 0.083887; Gains in Water Available For Use / Savings in Demand under the selected programme (Ml/d) input as +ve 2038-39: 0.084676; Gains in Water Available For Use / Savings in Demand under the selected programme (Ml/d) input as +ve 2039-40: 0.085421; Gains in Water Available For Use / Savings in Demand under the selected programme (Ml/d) input as +ve 2040-41: 0.086151; Gains in Water Available For Use / Savings in Demand under the selected programme (Ml/d) input as +ve 2041-42: 0.086864; Gains in Water Available For Use / Savings in Demand under the selected programme (Ml/d) input as +ve 2042-43: 0.087558; Gains in Water Available For Use / Savings in Demand under the selected programme (Ml/d) input as +ve 2043-44: 0.088234; Gains in Water Available For Use / Savings in Demand under the selected programme (Ml/d) input as +ve 2044-45: 0.088893; Gains in Water Available For Use / Savings in Demand under the selected programme (Ml/d) input as +ve 2045-46: 0.08938; Gains in Water Available For Use / Savings in Demand under the selected programme (Ml/d) input as +ve 2046-47: 0.089855; Gains in Water Available For Use / Savings in Demand under the selected programme (Ml/d) input as +ve 2047-48: 0.090318; Gains in Water Available For Use / Savings in Demand under the selected programme (Ml/d) input as +ve 2048-49: 0.090769; Gains in Water Available For Use / Savings in Demand under the selected programme (Ml/d) input as +ve 2049-50: 0.091164
51dP | 4a WRMP24. PL Uplift - Vulnerable Customers.AWSLNC | WEF 4a.AWSLNC | Other water efficiency | Customer Options | N | Preferred | AWSLNC | Ml/d | 2 | Gains in Water Available For Use / Savings in Demand under the selected programme (Ml/d) input as +ve 2019-20: 0; Gains in Water Available For Use / Savings in Demand under the selected programme (Ml/d) input as +ve 2020-21: 0; Gains in Water Available For Use / Savings in Demand under the selected programme (Ml/d) input as +ve 2021-22: 0; Gains in Water Available For Use / Savings in Demand under the selected programme (Ml/d) input as +ve 2022-23: 0; Gains in Water Available For Use / Savings in Demand under the selected programme (Ml/d) input as +ve 2023-24: 0; Gains in Water Available For Use / Savings in Demand under the selected programme (Ml/d) input as +ve 2024-25: 0; Gains in Water Available For Use / Savings in Demand under the selected programme (Ml/d) input as +ve 2025-26: 0.02125; Gains in Water Available For Use / Savings in Demand under the selected programme (Ml/d) input as +ve 2026-27: 0.026964; Gains in Water Available For Use / Savings in Demand under the selected programme (Ml/d) input as +ve 2027-28: 0.04247; Gains in Water Available For Use / Savings in Demand under the selected programme (Ml/d) input as +ve 2028-29: 0.052444; Gains in Water Available For Use / Savings in Demand under the selected programme (Ml/d) input as +ve 2029-30: 0.060902; Gains in Water Available For Use / Savings in Demand under the selected programme (Ml/d) input as +ve 2030-31: 0.06952; Gains in Water Available For Use / Savings in Demand under the selected programme (Ml/d) input as +ve 2031-32: 0.07833; Gains in Water Available For Use / Savings in Demand under the selected programme (Ml/d) input as +ve 2032-33: 0.079385; Gains in Water Available For Use / Savings in Demand under the selected programme (Ml/d) input as +ve 2033-34: 0.080363; Gains in Water Available For Use / Savings in Demand under the selected programme (Ml/d) input as +ve 2034-35: 0.081316; Gains in Water Available For Use / Savings in Demand under the selected programme (Ml/d) input as +ve 2035-36: 0.082225; Gains in Water Available For Use / Savings in Demand under the selected programme (Ml/d) input as +ve 2036-37: 0.083081; Gains in Water Available For Use / Savings in Demand under the selected programme (Ml/d) input as +ve 2037-38: 0.083887; Gains in Water Available For Use / Savings in Demand under the selected programme (Ml/d) input as +ve 2038-39: 0.084676; Gains in Water Available For Use / Savings in Demand under the selected programme (Ml/d) input as +ve 2039-40: 0.085421; Gains in Water Available For Use / Savings in Demand under the selected programme (Ml/d) input as +ve 2040-41: 0.086151; Gains in Water Available For Use / Savings in Demand under the selected programme (Ml/d) input as +ve 2041-42: 0.086864; Gains in Water Available For Use / Savings in Demand under the selected programme (Ml/d) input as +ve 2042-43: 0.087558; Gains in Water Available For Use / Savings in Demand under the selected programme (Ml/d) input as +ve 2043-44: 0.088234; Gains in Water Available For Use / Savings in Demand under the selected programme (Ml/d) input as +ve 2044-45: 0.088893; Gains in Water Available For Use / Savings in Demand under the selected programme (Ml/d) input as +ve 2045-46: 0.08938; Gains in Water Available For Use / Savings in Demand under the selected programme (Ml/d) input as +ve 2046-47: 0.089855; Gains in Water Available For Use / Savings in Demand under the selected programme (Ml/d) input as +ve 2047-48: 0.090318; Gains in Water Available For Use / Savings in Demand under the selected programme (Ml/d) input as +ve 2048-49: 0.090769; Gains in Water Available For Use / Savings in Demand under the selected programme (Ml/d) input as +ve 2049-50: 0.091164
51dF | 4c-PL WRMP24. PL uplift - Non-Vulnerable Customers.AWSLNC | WEF 4c-PL.AWSLNC | Other water efficiency | Customer Options | N | Least Cost | AWSLNC | Ml/d | 2 | Gains in Water Available For Use / Savings in Demand under the selected programme (Ml/d) input as +ve 2019-20: 0; Gains in Water Available For Use / Savings in Demand under the selected programme (Ml/d) input as +ve 2020-21: 0; Gains in Water Available For Use / Savings in Demand under the selected programme (Ml/d) input as +ve 2021-22: 0; Gains in Water Available For Use / Savings in Demand under the selected programme (Ml/d) input as +ve 2022-23: 0; Gains in Water Available For Use / Savings in Demand under the selected programme (Ml/d) input as +ve 2023-24: 0; Gains in Water Available For Use / Savings in Demand under the selected programme (Ml/d) input as +ve 2024-25: 0; Gains in Water Available For Use / Savings in Demand under the selected programme (Ml/d) input as +ve 2025-26: 0.18348; Gains in Water Available For Use / Savings in Demand under the selected programme (Ml/d) input as +ve 2026-27: 0.23281; Gains in Water Available For Use / Savings in Demand under the selected programme (Ml/d) input as +ve 2027-28: 0.36669; Gains in Water Available For Use / Savings in Demand under the selected programme (Ml/d) input as +ve 2028-29: 0.4528; Gains in Water Available For Use / Savings in Demand under the selected programme (Ml/d) input as +ve 2029-30: 0.52583; Gains in Water Available For Use / Savings in Demand under the selected programme (Ml/d) input as +ve 2030-31: 0.60024; Gains in Water Available For Use / Savings in Demand under the selected programme (Ml/d) input as +ve 2031-32: 0.6763; Gains in Water Available For Use / Savings in Demand under the selected programme (Ml/d) input as +ve 2032-33: 0.68542; Gains in Water Available For Use / Savings in Demand under the selected programme (Ml/d) input as +ve 2033-34: 0.69386; Gains in Water Available For Use / Savings in Demand under the selected programme (Ml/d) input as +ve 2034-35: 0.70209; Gains in Water Available For Use / Savings in Demand under the selected programme (Ml/d) input as +ve 2035-36: 0.70993; Gains in Water Available For Use / Savings in Demand under the selected programme (Ml/d) input as +ve 2036-37: 0.71732; Gains in Water Available For Use / Savings in Demand under the selected programme (Ml/d) input as +ve 2037-38: 0.72429; Gains in Water Available For Use / Savings in Demand under the selected programme (Ml/d) input as +ve 2038-39: 0.73109; Gains in Water Available For Use / Savings in Demand under the selected programme (Ml/d) input as +ve 2039-40: 0.73753; Gains in Water Available For Use / Savings in Demand under the selected programme (Ml/d) input as +ve 2040-41: 0.74384; Gains in Water Available For Use / Savings in Demand under the selected programme (Ml/d) input as +ve 2041-42: 0.74999; Gains in Water Available For Use / Savings in Demand under the selected programme (Ml/d) input as +ve 2042-43: 0.75598; Gains in Water Available For Use / Savings in Demand under the selected programme (Ml/d) input as +ve 2043-44: 0.76182; Gains in Water Available For Use / Savings in Demand under the selected programme (Ml/d) input as +ve 2044-45: 0.76751; Gains in Water Available For Use / Savings in Demand under the selected programme (Ml/d) input as +ve 2045-46: 0.77171; Gains in Water Available For Use / Savings in Demand under the selected programme (Ml/d) input as +ve 2046-47: 0.77581; Gains in Water Available For Use / Savings in Demand under the selected programme (Ml/d) input as +ve 2047-48: 0.77981; Gains in Water Available For Use / Savings in Demand under the selected programme (Ml/d) input as +ve 2048-49: 0.78371; Gains in Water Available For Use / Savings in Demand under the selected programme (Ml/d) input as +ve 2049-50: 0.78711
51dF | 4c-PL WRMP24. PL uplift - Non-Vulnerable Customers.AWSLNC | WEF 4c-PL.AWSLNC | Other water efficiency | Customer Options | N | Ofwat Core | AWSLNC | Ml/d | 2 | Gains in Water Available For Use / Savings in Demand under the selected programme (Ml/d) input as +ve 2019-20: 0; Gains in Water Available For Use / Savings in Demand under the selected programme (Ml/d) input as +ve 2020-21: 0; Gains in Water Available For Use / Savings in Demand under the selected programme (Ml/d) input as +ve 2021-22: 0; Gains in Water Available For Use / Savings in Demand under the selected programme (Ml/d) input as +ve 2022-23: 0; Gains in Water Available For Use / Savings in Demand under the selected programme (Ml/d) input as +ve 2023-24: 0; Gains in Water Available For Use / Savings in Demand under the selected programme (Ml/d) input as +ve 2024-25: 0; Gains in Water Available For Use / Savings in Demand under the selected programme (Ml/d) input as +ve 2025-26: 0.18348; Gains in Water Available For Use / Savings in Demand under the selected programme (Ml/d) input as +ve 2026-27: 0.23281; Gains in Water Available For Use / Savings in Demand under the selected programme (Ml/d) input as +ve 2027-28: 0.36669; Gains in Water Available For Use / Savings in Demand under the selected programme (Ml/d) input as +ve 2028-29: 0.4528; Gains in Water Available For Use / Savings in Demand under the selected programme (Ml/d) input as +ve 2029-30: 0.52583; Gains in Water Available For Use / Savings in Demand under the selected programme (Ml/d) input as +ve 2030-31: 0.60024; Gains in Water Available For Use / Savings in Demand under the selected programme (Ml/d) input as +ve 2031-32: 0.6763; Gains in Water Available For Use / Savings in Demand under the selected programme (Ml/d) input as +ve 2032-33: 0.68542; Gains in Water Available For Use / Savings in Demand under the selected programme (Ml/d) input as +ve 2033-34: 0.69386; Gains in Water Available For Use / Savings in Demand under the selected programme (Ml/d) input as +ve 2034-35: 0.70209; Gains in Water Available For Use / Savings in Demand under the selected programme (Ml/d) input as +ve 2035-36: 0.70993; Gains in Water Available For Use / Savings in Demand under the selected programme (Ml/d) input as +ve 2036-37: 0.71732; Gains in Water Available For Use / Savings in Demand under the selected programme (Ml/d) input as +ve 2037-38: 0.72429; Gains in Water Available For Use / Savings in Demand under the selected programme (Ml/d) input as +ve 2038-39: 0.73109; Gains in Water Available For Use / Savings in Demand under the selected programme (Ml/d) input as +ve 2039-40: 0.73753; Gains in Water Available For Use / Savings in Demand under the selected programme (Ml/d) input as +ve 2040-41: 0.74384; Gains in Water Available For Use / Savings in Demand under the selected programme (Ml/d) input as +ve 2041-42: 0.74999; Gains in Water Available For Use / Savings in Demand under the selected programme (Ml/d) input as +ve 2042-43: 0.75598; Gains in Water Available For Use / Savings in Demand under the selected programme (Ml/d) input as +ve 2043-44: 0.76182; Gains in Water Available For Use / Savings in Demand under the selected programme (Ml/d) input as +ve 2044-45: 0.76751; Gains in Water Available For Use / Savings in Demand under the selected programme (Ml/d) input as +ve 2045-46: 0.77171; Gains in Water Available For Use / Savings in Demand under the selected programme (Ml/d) input as +ve 2046-47: 0.77581; Gains in Water Available For Use / Savings in Demand under the selected programme (Ml/d) input as +ve 2047-48: 0.77981; Gains in Water Available For Use / Savings in Demand under the selected programme (Ml/d) input as +ve 2048-49: 0.78371; Gains in Water Available For Use / Savings in Demand under the selected programme (Ml/d) input as +ve 2049-50: 0.78711
51dP | 4c-PL WRMP24. PL uplift - Non-Vulnerable Customers.AWSLNC | WEF 4c-PL.AWSLNC | Other water efficiency | Customer Options | N | Preferred | AWSLNC | Ml/d | 2 | Gains in Water Available For Use / Savings in Demand under the selected programme (Ml/d) input as +ve 2019-20: 0; Gains in Water Available For Use / Savings in Demand under the selected programme (Ml/d) input as +ve 2020-21: 0; Gains in Water Available For Use / Savings in Demand under the selected programme (Ml/d) input as +ve 2021-22: 0; Gains in Water Available For Use / Savings in Demand under the selected programme (Ml/d) input as +ve 2022-23: 0; Gains in Water Available For Use / Savings in Demand under the selected programme (Ml/d) input as +ve 2023-24: 0; Gains in Water Available For Use / Savings in Demand under the selected programme (Ml/d) input as +ve 2024-25: 0; Gains in Water Available For Use / Savings in Demand under the selected programme (Ml/d) input as +ve 2025-26: 0.18348; Gains in Water Available For Use / Savings in Demand under the selected programme (Ml/d) input as +ve 2026-27: 0.23281; Gains in Water Available For Use / Savings in Demand under the selected programme (Ml/d) input as +ve 2027-28: 0.36669; Gains in Water Available For Use / Savings in Demand under the selected programme (Ml/d) input as +ve 2028-29: 0.4528; Gains in Water Available For Use / Savings in Demand under the selected programme (Ml/d) input as +ve 2029-30: 0.52583; Gains in Water Available For Use / Savings in Demand under the selected programme (Ml/d) input as +ve 2030-31: 0.60024; Gains in Water Available For Use / Savings in Demand under the selected programme (Ml/d) input as +ve 2031-32: 0.6763; Gains in Water Available For Use / Savings in Demand under the selected programme (Ml/d) input as +ve 2032-33: 0.68542; Gains in Water Available For Use / Savings in Demand under the selected programme (Ml/d) input as +ve 2033-34: 0.69386; Gains in Water Available For Use / Savings in Demand under the selected programme (Ml/d) input as +ve 2034-35: 0.70209; Gains in Water Available For Use / Savings in Demand under the selected programme (Ml/d) input as +ve 2035-36: 0.70993; Gains in Water Available For Use / Savings in Demand under the selected programme (Ml/d) input as +ve 2036-37: 0.71732; Gains in Water Available For Use / Savings in Demand under the selected programme (Ml/d) input as +ve 2037-38: 0.72429; Gains in Water Available For Use / Savings in Demand under the selected programme (Ml/d) input as +ve 2038-39: 0.73109; Gains in Water Available For Use / Savings in Demand under the selected programme (Ml/d) input as +ve 2039-40: 0.73753; Gains in Water Available For Use / Savings in Demand under the selected programme (Ml/d) input as +ve 2040-41: 0.74384; Gains in Water Available For Use / Savings in Demand under the selected programme (Ml/d) input as +ve 2041-42: 0.74999; Gains in Water Available For Use / Savings in Demand under the selected programme (Ml/d) input as +ve 2042-43: 0.75598; Gains in Water Available For Use / Savings in Demand under the selected programme (Ml/d) input as +ve 2043-44: 0.76182; Gains in Water Available For Use / Savings in Demand under the selected programme (Ml/d) input as +ve 2044-45: 0.76751; Gains in Water Available For Use / Savings in Demand under the selected programme (Ml/d) input as +ve 2045-46: 0.77171; Gains in Water Available For Use / Savings in Demand under the selected programme (Ml/d) input as +ve 2046-47: 0.77581; Gains in Water Available For Use / Savings in Demand under the selected programme (Ml/d) input as +ve 2047-48: 0.77981; Gains in Water Available For Use / Savings in Demand under the selected programme (Ml/d) input as +ve 2048-49: 0.78371; Gains in Water Available For Use / Savings in Demand under the selected programme (Ml/d) input as +ve 2049-50: 0.78711
51dF | 4d WRMP24. Leaky Loos Campaign.AWSLNC | WEF 4d.AWSLNC | Other water efficiency | Customer Options | N | Least Cost | AWSLNC | Ml/d | 2 | Gains in Water Available For Use / Savings in Demand under the selected programme (Ml/d) input as +ve 2019-20: 0; Gains in Water Available For Use / Savings in Demand under the selected programme (Ml/d) input as +ve 2020-21: 0; Gains in Water Available For Use / Savings in Demand under the selected programme (Ml/d) input as +ve 2021-22: 0; Gains in Water Available For Use / Savings in Demand under the selected programme (Ml/d) input as +ve 2022-23: 0; Gains in Water Available For Use / Savings in Demand under the selected programme (Ml/d) input as +ve 2023-24: 0; Gains in Water Available For Use / Savings in Demand under the selected programme (Ml/d) input as +ve 2024-25: 0; Gains in Water Available For Use / Savings in Demand under the selected programme (Ml/d) input as +ve 2025-26: 0.037741; Gains in Water Available For Use / Savings in Demand under the selected programme (Ml/d) input as +ve 2026-27: 0.076319; Gains in Water Available For Use / Savings in Demand under the selected programme (Ml/d) input as +ve 2027-28: 0.08306; Gains in Water Available For Use / Savings in Demand under the selected programme (Ml/d) input as +ve 2028-29: 0.083898; Gains in Water Available For Use / Savings in Demand under the selected programme (Ml/d) input as +ve 2029-30: 0.084736; Gains in Water Available For Use / Savings in Demand under the selected programme (Ml/d) input as +ve 2030-31: 0.084736; Gains in Water Available For Use / Savings in Demand under the selected programme (Ml/d) input as +ve 2031-32: 0.084736; Gains in Water Available For Use / Savings in Demand under the selected programme (Ml/d) input as +ve 2032-33: 0.084736; Gains in Water Available For Use / Savings in Demand under the selected programme (Ml/d) input as +ve 2033-34: 0.084736; Gains in Water Available For Use / Savings in Demand under the selected programme (Ml/d) input as +ve 2034-35: 0.084736; Gains in Water Available For Use / Savings in Demand under the selected programme (Ml/d) input as +ve 2035-36: 0.084736; Gains in Water Available For Use / Savings in Demand under the selected programme (Ml/d) input as +ve 2036-37: 0.084736; Gains in Water Available For Use / Savings in Demand under the selected programme (Ml/d) input as +ve 2037-38: 0.084736; Gains in Water Available For Use / Savings in Demand under the selected programme (Ml/d) input as +ve 2038-39: 0.084736; Gains in Water Available For Use / Savings in Demand under the selected programme (Ml/d) input as +ve 2039-40: 0.084736; Gains in Water Available For Use / Savings in Demand under the selected programme (Ml/d) input as +ve 2040-41: 0.046996; Gains in Water Available For Use / Savings in Demand under the selected programme (Ml/d) input as +ve 2041-42: 0.0084177; Gains in Water Available For Use / Savings in Demand under the selected programme (Ml/d) input as +ve 2042-43: 0.0016766; Gains in Water Available For Use / Savings in Demand under the selected programme (Ml/d) input as +ve 2043-44: 0.00083832; Gains in Water Available For Use / Savings in Demand under the selected programme (Ml/d) input as +ve 2044-45: 0; Gains in Water Available For Use / Savings in Demand under the selected programme (Ml/d) input as +ve 2045-46: 0; Gains in Water Available For Use / Savings in Demand under the selected programme (Ml/d) input as +ve 2046-47: 0; Gains in Water Available For Use / Savings in Demand under the selected programme (Ml/d) input as +ve 2047-48: 0; Gains in Water Available For Use / Savings in Demand under the selected programme (Ml/d) input as +ve 2048-49: 0; Gains in Water Available For Use / Savings in Demand under the selected programme (Ml/d) input as +ve 2049-50: 0
51dF | 4d WRMP24. Leaky Loos Campaign.AWSLNC | WEF 4d.AWSLNC | Other water efficiency | Customer Options | N | Ofwat Core | AWSLNC | Ml/d | 2 | Gains in Water Available For Use / Savings in Demand under the selected programme (Ml/d) input as +ve 2019-20: 0; Gains in Water Available For Use / Savings in Demand under the selected programme (Ml/d) input as +ve 2020-21: 0; Gains in Water Available For Use / Savings in Demand under the selected programme (Ml/d) input as +ve 2021-22: 0; Gains in Water Available For Use / Savings in Demand under the selected programme (Ml/d) input as +ve 2022-23: 0; Gains in Water Available For Use / Savings in Demand under the selected programme (Ml/d) input as +ve 2023-24: 0; Gains in Water Available For Use / Savings in Demand under the selected programme (Ml/d) input as +ve 2024-25: 0; Gains in Water Available For Use / Savings in Demand under the selected programme (Ml/d) input as +ve 2025-26: 0.037741; Gains in Water Available For Use / Savings in Demand under the selected programme (Ml/d) input as +ve 2026-27: 0.076319; Gains in Water Available For Use / Savings in Demand under the selected programme (Ml/d) input as +ve 2027-28: 0.08306; Gains in Water Available For Use / Savings in Demand under the selected programme (Ml/d) input as +ve 2028-29: 0.083898; Gains in Water Available For Use / Savings in Demand under the selected programme (Ml/d) input as +ve 2029-30: 0.084736; Gains in Water Available For Use / Savings in Demand under the selected programme (Ml/d) input as +ve 2030-31: 0.084736; Gains in Water Available For Use / Savings in Demand under the selected programme (Ml/d) input as +ve 2031-32: 0.084736; Gains in Water Available For Use / Savings in Demand under the selected programme (Ml/d) input as +ve 2032-33: 0.084736; Gains in Water Available For Use / Savings in Demand under the selected programme (Ml/d) input as +ve 2033-34: 0.084736; Gains in Water Available For Use / Savings in Demand under the selected programme (Ml/d) input as +ve 2034-35: 0.084736; Gains in Water Available For Use / Savings in Demand under the selected programme (Ml/d) input as +ve 2035-36: 0.084736; Gains in Water Available For Use / Savings in Demand under the selected programme (Ml/d) input as +ve 2036-37: 0.084736; Gains in Water Available For Use / Savings in Demand under the selected programme (Ml/d) input as +ve 2037-38: 0.084736; Gains in Water Available For Use / Savings in Demand under the selected programme (Ml/d) input as +ve 2038-39: 0.084736; Gains in Water Available For Use / Savings in Demand under the selected programme (Ml/d) input as +ve 2039-40: 0.084736; Gains in Water Available For Use / Savings in Demand under the selected programme (Ml/d) input as +ve 2040-41: 0.046996; Gains in Water Available For Use / Savings in Demand under the selected programme (Ml/d) input as +ve 2041-42: 0.0084177; Gains in Water Available For Use / Savings in Demand under the selected programme (Ml/d) input as +ve 2042-43: 0.0016766; Gains in Water Available For Use / Savings in Demand under the selected programme (Ml/d) input as +ve 2043-44: 0.00083832; Gains in Water Available For Use / Savings in Demand under the selected programme (Ml/d) input as +ve 2044-45: 0; Gains in Water Available For Use / Savings in Demand under the selected programme (Ml/d) input as +ve 2045-46: 0; Gains in Water Available For Use / Savings in Demand under the selected programme (Ml/d) input as +ve 2046-47: 0; Gains in Water Available For Use / Savings in Demand under the selected programme (Ml/d) input as +ve 2047-48: 0; Gains in Water Available For Use / Savings in Demand under the selected programme (Ml/d) input as +ve 2048-49: 0; Gains in Water Available For Use / Savings in Demand under the selected programme (Ml/d) input as +ve 2049-50: 0
51dP | 4d WRMP24. Leaky Loos Campaign.AWSLNC | WEF 4d.AWSLNC | Other water efficiency | Customer Options | N | Preferred | AWSLNC | Ml/d | 2 | Gains in Water Available For Use / Savings in Demand under the selected programme (Ml/d) input as +ve 2019-20: 0; Gains in Water Available For Use / Savings in Demand under the selected programme (Ml/d) input as +ve 2020-21: 0; Gains in Water Available For Use / Savings in Demand under the selected programme (Ml/d) input as +ve 2021-22: 0; Gains in Water Available For Use / Savings in Demand under the selected programme (Ml/d) input as +ve 2022-23: 0; Gains in Water Available For Use / Savings in Demand under the selected programme (Ml/d) input as +ve 2023-24: 0; Gains in Water Available For Use / Savings in Demand under the selected programme (Ml/d) input as +ve 2024-25: 0; Gains in Water Available For Use / Savings in Demand under the selected programme (Ml/d) input as +ve 2025-26: 0.037741; Gains in Water Available For Use / Savings in Demand under the selected programme (Ml/d) input as +ve 2026-27: 0.076319; Gains in Water Available For Use / Savings in Demand under the selected programme (Ml/d) input as +ve 2027-28: 0.08306; Gains in Water Available For Use / Savings in Demand under the selected programme (Ml/d) input as +ve 2028-29: 0.083898; Gains in Water Available For Use / Savings in Demand under the selected programme (Ml/d) input as +ve 2029-30: 0.084736; Gains in Water Available For Use / Savings in Demand under the selected programme (Ml/d) input as +ve 2030-31: 0.084736; Gains in Water Available For Use / Savings in Demand under the selected programme (Ml/d) input as +ve 2031-32: 0.084736; Gains in Water Available For Use / Savings in Demand under the selected programme (Ml/d) input as +ve 2032-33: 0.084736; Gains in Water Available For Use / Savings in Demand under the selected programme (Ml/d) input as +ve 2033-34: 0.084736; Gains in Water Available For Use / Savings in Demand under the selected programme (Ml/d) input as +ve 2034-35: 0.084736; Gains in Water Available For Use / Savings in Demand under the selected programme (Ml/d) input as +ve 2035-36: 0.084736; Gains in Water Available For Use / Savings in Demand under the selected programme (Ml/d) input as +ve 2036-37: 0.084736; Gains in Water Available For Use / Savings in Demand under the selected programme (Ml/d) input as +ve 2037-38: 0.084736; Gains in Water Available For Use / Savings in Demand under the selected programme (Ml/d) input as +ve 2038-39: 0.084736; Gains in Water Available For Use / Savings in Demand under the selected programme (Ml/d) input as +ve 2039-40: 0.084736; Gains in Water Available For Use / Savings in Demand under the selected programme (Ml/d) input as +ve 2040-41: 0.046996; Gains in Water Available For Use / Savings in Demand under the selected programme (Ml/d) input as +ve 2041-42: 0.0084177; Gains in Water Available For Use / Savings in Demand under the selected programme (Ml/d) input as +ve 2042-43: 0.0016766; Gains in Water Available For Use / Savings in Demand under the selected programme (Ml/d) input as +ve 2043-44: 0.00083832; Gains in Water Available For Use / Savings in Demand under the selected programme (Ml/d) input as +ve 2044-45: 0; Gains in Water Available For Use / Savings in Demand under the selected programme (Ml/d) input as +ve 2045-46: 0; Gains in Water Available For Use / Savings in Demand under the selected programme (Ml/d) input as +ve 2046-47: 0; Gains in Water Available For Use / Savings in Demand under the selected programme (Ml/d) input as +ve 2047-48: 0; Gains in Water Available For Use / Savings in Demand under the selected programme (Ml/d) input as +ve 2048-49: 0; Gains in Water Available For Use / Savings in Demand under the selected programme (Ml/d) input as +ve 2049-50: 0
51cF | Find and Fix.AWSLNC | Find and Fix.AWSLNC | Active leakage management | Distribution Options | N | Least Cost | AWSLNC | Ml/d | 2 | Gains in Water Available For Use / Savings in Demand under the selected programme (Ml/d) input as +ve 2019-20: 0; Gains in Water Available For Use / Savings in Demand under the selected programme (Ml/d) input as +ve 2020-21: 0; Gains in Water Available For Use / Savings in Demand under the selected programme (Ml/d) input as +ve 2021-22: 0; Gains in Water Available For Use / Savings in Demand under the selected programme (Ml/d) input as +ve 2022-23: 0; Gains in Water Available For Use / Savings in Demand under the selected programme (Ml/d) input as +ve 2023-24: 0; Gains in Water Available For Use / Savings in Demand under the selected programme (Ml/d) input as +ve 2024-25: 0; Gains in Water Available For Use / Savings in Demand under the selected programme (Ml/d) input as +ve 2025-26: 0.028899; Gains in Water Available For Use / Savings in Demand under the selected programme (Ml/d) input as +ve 2026-27: 0.028899; Gains in Water Available For Use / Savings in Demand under the selected programme (Ml/d) input as +ve 2027-28: 0.028899; Gains in Water Available For Use / Savings in Demand under the selected programme (Ml/d) input as +ve 2028-29: 0.063482; Gains in Water Available For Use / Savings in Demand under the selected programme (Ml/d) input as +ve 2029-30: 0.094308; Gains in Water Available For Use / Savings in Demand under the selected programme (Ml/d) input as +ve 2030-31: 0.094308; Gains in Water Available For Use / Savings in Demand under the selected programme (Ml/d) input as +ve 2031-32: 0.094308; Gains in Water Available For Use / Savings in Demand under the selected programme (Ml/d) input as +ve 2032-33: 0.11897; Gains in Water Available For Use / Savings in Demand under the selected programme (Ml/d) input as +ve 2033-34: 0.11897; Gains in Water Available For Use / Savings in Demand under the selected programme (Ml/d) input as +ve 2034-35: 0.16161; Gains in Water Available For Use / Savings in Demand under the selected programme (Ml/d) input as +ve 2035-36: 0.18192; Gains in Water Available For Use / Savings in Demand under the selected programme (Ml/d) input as +ve 2036-37: 0.18192; Gains in Water Available For Use / Savings in Demand under the selected programme (Ml/d) input as +ve 2037-38: 0.21799; Gains in Water Available For Use / Savings in Demand under the selected programme (Ml/d) input as +ve 2038-39: 0.23504; Gains in Water Available For Use / Savings in Demand under the selected programme (Ml/d) input as +ve 2039-40: 0.2671; Gains in Water Available For Use / Savings in Demand under the selected programme (Ml/d) input as +ve 2040-41: 0.28179; Gains in Water Available For Use / Savings in Demand under the selected programme (Ml/d) input as +ve 2041-42: 0.30901; Gains in Water Available For Use / Savings in Demand under the selected programme (Ml/d) input as +ve 2042-43: 0.32228; Gains in Water Available For Use / Savings in Demand under the selected programme (Ml/d) input as +ve 2043-44: 0.35755; Gains in Water Available For Use / Savings in Demand under the selected programme (Ml/d) input as +ve 2044-45: 0.37827; Gains in Water Available For Use / Savings in Demand under the selected programme (Ml/d) input as +ve 2045-46: 0.39643; Gains in Water Available For Use / Savings in Demand under the selected programme (Ml/d) input as +ve 2046-47: 0.43787; Gains in Water Available For Use / Savings in Demand under the selected programme (Ml/d) input as +ve 2047-48: 0.50344; Gains in Water Available For Use / Savings in Demand under the selected programme (Ml/d) input as +ve 2048-49: 0.5305; Gains in Water Available For Use / Savings in Demand under the selected programme (Ml/d) input as +ve 2049-50: 0.60536
51cF | Find and Fix.AWSLNC | Find and Fix.AWSLNC | Active leakage management | Distribution Options | N | Ofwat Core | AWSLNC | Ml/d | 2 | Gains in Water Available For Use / Savings in Demand under the selected programme (Ml/d) input as +ve 2019-20: 0; Gains in Water Available For Use / Savings in Demand under the selected programme (Ml/d) input as +ve 2020-21: 0; Gains in Water Available For Use / Savings in Demand under the selected programme (Ml/d) input as +ve 2021-22: 0; Gains in Water Available For Use / Savings in Demand under the selected programme (Ml/d) input as +ve 2022-23: 0; Gains in Water Available For Use / Savings in Demand under the selected programme (Ml/d) input as +ve 2023-24: 0; Gains in Water Available For Use / Savings in Demand under the selected programme (Ml/d) input as +ve 2024-25: 0; Gains in Water Available For Use / Savings in Demand under the selected programme (Ml/d) input as +ve 2025-26: 0.028899; Gains in Water Available For Use / Savings in Demand under the selected programme (Ml/d) input as +ve 2026-27: 0.028899; Gains in Water Available For Use / Savings in Demand under the selected programme (Ml/d) input as +ve 2027-28: 0.028899; Gains in Water Available For Use / Savings in Demand under the selected programme (Ml/d) input as +ve 2028-29: 0.063482; Gains in Water Available For Use / Savings in Demand under the selected programme (Ml/d) input as +ve 2029-30: 0.094308; Gains in Water Available For Use / Savings in Demand under the selected programme (Ml/d) input as +ve 2030-31: 0.094308; Gains in Water Available For Use / Savings in Demand under the selected programme (Ml/d) input as +ve 2031-32: 0.094308; Gains in Water Available For Use / Savings in Demand under the selected programme (Ml/d) input as +ve 2032-33: 0.11897; Gains in Water Available For Use / Savings in Demand under the selected programme (Ml/d) input as +ve 2033-34: 0.11897; Gains in Water Available For Use / Savings in Demand under the selected programme (Ml/d) input as +ve 2034-35: 0.16161; Gains in Water Available For Use / Savings in Demand under the selected programme (Ml/d) input as +ve 2035-36: 0.18192; Gains in Water Available For Use / Savings in Demand under the selected programme (Ml/d) input as +ve 2036-37: 0.18192; Gains in Water Available For Use / Savings in Demand under the selected programme (Ml/d) input as +ve 2037-38: 0.21799; Gains in Water Available For Use / Savings in Demand under the selected programme (Ml/d) input as +ve 2038-39: 0.23504; Gains in Water Available For Use / Savings in Demand under the selected programme (Ml/d) input as +ve 2039-40: 0.2671; Gains in Water Available For Use / Savings in Demand under the selected programme (Ml/d) input as +ve 2040-41: 0.28179; Gains in Water Available For Use / Savings in Demand under the selected programme (Ml/d) input as +ve 2041-42: 0.30901; Gains in Water Available For Use / Savings in Demand under the selected programme (Ml/d) input as +ve 2042-43: 0.32228; Gains in Water Available For Use / Savings in Demand under the selected programme (Ml/d) input as +ve 2043-44: 0.35755; Gains in Water Available For Use / Savings in Demand under the selected programme (Ml/d) input as +ve 2044-45: 0.37827; Gains in Water Available For Use / Savings in Demand under the selected programme (Ml/d) input as +ve 2045-46: 0.39643; Gains in Water Available For Use / Savings in Demand under the selected programme (Ml/d) input as +ve 2046-47: 0.43787; Gains in Water Available For Use / Savings in Demand under the selected programme (Ml/d) input as +ve 2047-48: 0.50344; Gains in Water Available For Use / Savings in Demand under the selected programme (Ml/d) input as +ve 2048-49: 0.5305; Gains in Water Available For Use / Savings in Demand under the selected programme (Ml/d) input as +ve 2049-50: 0.60536
51cP | Find and Fix.AWSLNC | Find and Fix.AWSLNC | Active leakage management | Distribution Options | N | Preferred | AWSLNC | Ml/d | 2 | Gains in Water Available For Use / Savings in Demand under the selected programme (Ml/d) input as +ve 2019-20: 0; Gains in Water Available For Use / Savings in Demand under the selected programme (Ml/d) input as +ve 2020-21: 0; Gains in Water Available For Use / Savings in Demand under the selected programme (Ml/d) input as +ve 2021-22: 0; Gains in Water Available For Use / Savings in Demand under the selected programme (Ml/d) input as +ve 2022-23: 0; Gains in Water Available For Use / Savings in Demand under the selected programme (Ml/d) input as +ve 2023-24: 0; Gains in Water Available For Use / Savings in Demand under the selected programme (Ml/d) input as +ve 2024-25: 0; Gains in Water Available For Use / Savings in Demand under the selected programme (Ml/d) input as +ve 2025-26: 0.028899; Gains in Water Available For Use / Savings in Demand under the selected programme (Ml/d) input as +ve 2026-27: 0.028899; Gains in Water Available For Use / Savings in Demand under the selected programme (Ml/d) input as +ve 2027-28: 0.028899; Gains in Water Available For Use / Savings in Demand under the selected programme (Ml/d) input as +ve 2028-29: 0.063482; Gains in Water Available For Use / Savings in Demand under the selected programme (Ml/d) input as +ve 2029-30: 0.094308; Gains in Water Available For Use / Savings in Demand under the selected programme (Ml/d) input as +ve 2030-31: 0.094308; Gains in Water Available For Use / Savings in Demand under the selected programme (Ml/d) input as +ve 2031-32: 0.094308; Gains in Water Available For Use / Savings in Demand under the selected programme (Ml/d) input as +ve 2032-33: 0.11897; Gains in Water Available For Use / Savings in Demand under the selected programme (Ml/d) input as +ve 2033-34: 0.11897; Gains in Water Available For Use / Savings in Demand under the selected programme (Ml/d) input as +ve 2034-35: 0.16161; Gains in Water Available For Use / Savings in Demand under the selected programme (Ml/d) input as +ve 2035-36: 0.18192; Gains in Water Available For Use / Savings in Demand under the selected programme (Ml/d) input as +ve 2036-37: 0.18192; Gains in Water Available For Use / Savings in Demand under the selected programme (Ml/d) input as +ve 2037-38: 0.21799; Gains in Water Available For Use / Savings in Demand under the selected programme (Ml/d) input as +ve 2038-39: 0.23504; Gains in Water Available For Use / Savings in Demand under the selected programme (Ml/d) input as +ve 2039-40: 0.2671; Gains in Water Available For Use / Savings in Demand under the selected programme (Ml/d) input as +ve 2040-41: 0.28179; Gains in Water Available For Use / Savings in Demand under the selected programme (Ml/d) input as +ve 2041-42: 0.30901; Gains in Water Available For Use / Savings in Demand under the selected programme (Ml/d) input as +ve 2042-43: 0.32228; Gains in Water Available For Use / Savings in Demand under the selected programme (Ml/d) input as +ve 2043-44: 0.35755; Gains in Water Available For Use / Savings in Demand under the selected programme (Ml/d) input as +ve 2044-45: 0.37827; Gains in Water Available For Use / Savings in Demand under the selected programme (Ml/d) input as +ve 2045-46: 0.39643; Gains in Water Available For Use / Savings in Demand under the selected programme (Ml/d) input as +ve 2046-47: 0.43787; Gains in Water Available For Use / Savings in Demand under the selected programme (Ml/d) input as +ve 2047-48: 0.50344; Gains in Water Available For Use / Savings in Demand under the selected programme (Ml/d) input as +ve 2048-49: 0.5305; Gains in Water Available For Use / Savings in Demand under the selected programme (Ml/d) input as +ve 2049-50: 0.60536
51dF | G2. Mandatory water labelling.AWSLNC | WEF g2.AWSLNC | Water efficiency customer education / awareness | Customer Options | N | Least Cost | AWSLNC | Ml/d | 2 | Gains in Water Available For Use / Savings in Demand under the selected programme (Ml/d) input as +ve 2019-20: 0; Gains in Water Available For Use / Savings in Demand under the selected programme (Ml/d) input as +ve 2020-21: 0; Gains in Water Available For Use / Savings in Demand under the selected programme (Ml/d) input as +ve 2021-22: 0; Gains in Water Available For Use / Savings in Demand under the selected programme (Ml/d) input as +ve 2022-23: 0; Gains in Water Available For Use / Savings in Demand under the selected programme (Ml/d) input as +ve 2023-24: 0; Gains in Water Available For Use / Savings in Demand under the selected programme (Ml/d) input as +ve 2024-25: 0; Gains in Water Available For Use / Savings in Demand under the selected programme (Ml/d) input as +ve 2025-26: 0; Gains in Water Available For Use / Savings in Demand under the selected programme (Ml/d) input as +ve 2026-27: 0; Gains in Water Available For Use / Savings in Demand under the selected programme (Ml/d) input as +ve 2027-28: 0; Gains in Water Available For Use / Savings in Demand under the selected programme (Ml/d) input as +ve 2028-29: 0.17318; Gains in Water Available For Use / Savings in Demand under the selected programme (Ml/d) input as +ve 2029-30: 0.34844; Gains in Water Available For Use / Savings in Demand under the selected programme (Ml/d) input as +ve 2030-31: 0.52564; Gains in Water Available For Use / Savings in Demand under the selected programme (Ml/d) input as +ve 2031-32: 0.70384; Gains in Water Available For Use / Savings in Demand under the selected programme (Ml/d) input as +ve 2032-33: 0.88362; Gains in Water Available For Use / Savings in Demand under the selected programme (Ml/d) input as +ve 2033-34: 1.0643; Gains in Water Available For Use / Savings in Demand under the selected programme (Ml/d) input as +ve 2034-35: 1.6121; Gains in Water Available For Use / Savings in Demand under the selected programme (Ml/d) input as +ve 2035-36: 2.1631; Gains in Water Available For Use / Savings in Demand under the selected programme (Ml/d) input as +ve 2036-37: 2.7164; Gains in Water Available For Use / Savings in Demand under the selected programme (Ml/d) input as +ve 2037-38: 3.2725; Gains in Water Available For Use / Savings in Demand under the selected programme (Ml/d) input as +ve 2038-39: 3.8322; Gains in Water Available For Use / Savings in Demand under the selected programme (Ml/d) input as +ve 2039-40: 4.3984; Gains in Water Available For Use / Savings in Demand under the selected programme (Ml/d) input as +ve 2040-41: 4.9682; Gains in Water Available For Use / Savings in Demand under the selected programme (Ml/d) input as +ve 2041-42: 5.5428; Gains in Water Available For Use / Savings in Demand under the selected programme (Ml/d) input as +ve 2042-43: 6.1229; Gains in Water Available For Use / Savings in Demand under the selected programme (Ml/d) input as +ve 2043-44: 6.708; Gains in Water Available For Use / Savings in Demand under the selected programme (Ml/d) input as +ve 2044-45: 6.9117; Gains in Water Available For Use / Savings in Demand under the selected programme (Ml/d) input as +ve 2045-46: 7.1155; Gains in Water Available For Use / Savings in Demand under the selected programme (Ml/d) input as +ve 2046-47: 7.3209; Gains in Water Available For Use / Savings in Demand under the selected programme (Ml/d) input as +ve 2047-48: 7.529; Gains in Water Available For Use / Savings in Demand under the selected programme (Ml/d) input as +ve 2048-49: 7.7389; Gains in Water Available For Use / Savings in Demand under the selected programme (Ml/d) input as +ve 2049-50: 7.9502
51dF | G2. Mandatory water labelling.AWSLNC | WEF g2.AWSLNC | Water efficiency customer education / awareness | Customer Options | N | Ofwat Core | AWSLNC | Ml/d | 2 | Gains in Water Available For Use / Savings in Demand under the selected programme (Ml/d) input as +ve 2019-20: 0; Gains in Water Available For Use / Savings in Demand under the selected programme (Ml/d) input as +ve 2020-21: 0; Gains in Water Available For Use / Savings in Demand under the selected programme (Ml/d) input as +ve 2021-22: 0; Gains in Water Available For Use / Savings in Demand under the selected programme (Ml/d) input as +ve 2022-23: 0; Gains in Water Available For Use / Savings in Demand under the selected programme (Ml/d) input as +ve 2023-24: 0; Gains in Water Available For Use / Savings in Demand under the selected programme (Ml/d) input as +ve 2024-25: 0; Gains in Water Available For Use / Savings in Demand under the selected programme (Ml/d) input as +ve 2025-26: 0; Gains in Water Available For Use / Savings in Demand under the selected programme (Ml/d) input as +ve 2026-27: 0; Gains in Water Available For Use / Savings in Demand under the selected programme (Ml/d) input as +ve 2027-28: 0; Gains in Water Available For Use / Savings in Demand under the selected programme (Ml/d) input as +ve 2028-29: 0.17318; Gains in Water Available For Use / Savings in Demand under the selected programme (Ml/d) input as +ve 2029-30: 0.34844; Gains in Water Available For Use / Savings in Demand under the selected programme (Ml/d) input as +ve 2030-31: 0.52564; Gains in Water Available For Use / Savings in Demand under the selected programme (Ml/d) input as +ve 2031-32: 0.70384; Gains in Water Available For Use / Savings in Demand under the selected programme (Ml/d) input as +ve 2032-33: 0.88362; Gains in Water Available For Use / Savings in Demand under the selected programme (Ml/d) input as +ve 2033-34: 1.0643; Gains in Water Available For Use / Savings in Demand under the selected programme (Ml/d) input as +ve 2034-35: 1.6121; Gains in Water Available For Use / Savings in Demand under the selected programme (Ml/d) input as +ve 2035-36: 2.1631; Gains in Water Available For Use / Savings in Demand under the selected programme (Ml/d) input as +ve 2036-37: 2.7164; Gains in Water Available For Use / Savings in Demand under the selected programme (Ml/d) input as +ve 2037-38: 3.2725; Gains in Water Available For Use / Savings in Demand under the selected programme (Ml/d) input as +ve 2038-39: 3.8322; Gains in Water Available For Use / Savings in Demand under the selected programme (Ml/d) input as +ve 2039-40: 4.3984; Gains in Water Available For Use / Savings in Demand under the selected programme (Ml/d) input as +ve 2040-41: 4.9682; Gains in Water Available For Use / Savings in Demand under the selected programme (Ml/d) input as +ve 2041-42: 5.5428; Gains in Water Available For Use / Savings in Demand under the selected programme (Ml/d) input as +ve 2042-43: 6.1229; Gains in Water Available For Use / Savings in Demand under the selected programme (Ml/d) input as +ve 2043-44: 6.708; Gains in Water Available For Use / Savings in Demand under the selected programme (Ml/d) input as +ve 2044-45: 6.9117; Gains in Water Available For Use / Savings in Demand under the selected programme (Ml/d) input as +ve 2045-46: 7.1155; Gains in Water Available For Use / Savings in Demand under the selected programme (Ml/d) input as +ve 2046-47: 7.3209; Gains in Water Available For Use / Savings in Demand under the selected programme (Ml/d) input as +ve 2047-48: 7.529; Gains in Water Available For Use / Savings in Demand under the selected programme (Ml/d) input as +ve 2048-49: 7.7389; Gains in Water Available For Use / Savings in Demand under the selected programme (Ml/d) input as +ve 2049-50: 7.9502
51dP | G2. Mandatory water labelling.AWSLNC | WEF g2.AWSLNC | Water efficiency customer education / awareness | Customer Options | N | Preferred | AWSLNC | Ml/d | 2 | Gains in Water Available For Use / Savings in Demand under the selected programme (Ml/d) input as +ve 2019-20: 0; Gains in Water Available For Use / Savings in Demand under the selected programme (Ml/d) input as +ve 2020-21: 0; Gains in Water Available For Use / Savings in Demand under the selected programme (Ml/d) input as +ve 2021-22: 0; Gains in Water Available For Use / Savings in Demand under the selected programme (Ml/d) input as +ve 2022-23: 0; Gains in Water Available For Use / Savings in Demand under the selected programme (Ml/d) input as +ve 2023-24: 0; Gains in Water Available For Use / Savings in Demand under the selected programme (Ml/d) input as +ve 2024-25: 0; Gains in Water Available For Use / Savings in Demand under the selected programme (Ml/d) input as +ve 2025-26: 0; Gains in Water Available For Use / Savings in Demand under the selected programme (Ml/d) input as +ve 2026-27: 0; Gains in Water Available For Use / Savings in Demand under the selected programme (Ml/d) input as +ve 2027-28: 0; Gains in Water Available For Use / Savings in Demand under the selected programme (Ml/d) input as +ve 2028-29: 0.17318; Gains in Water Available For Use / Savings in Demand under the selected programme (Ml/d) input as +ve 2029-30: 0.34844; Gains in Water Available For Use / Savings in Demand under the selected programme (Ml/d) input as +ve 2030-31: 0.52564; Gains in Water Available For Use / Savings in Demand under the selected programme (Ml/d) input as +ve 2031-32: 0.70384; Gains in Water Available For Use / Savings in Demand under the selected programme (Ml/d) input as +ve 2032-33: 0.88362; Gains in Water Available For Use / Savings in Demand under the selected programme (Ml/d) input as +ve 2033-34: 1.0643; Gains in Water Available For Use / Savings in Demand under the selected programme (Ml/d) input as +ve 2034-35: 1.6121; Gains in Water Available For Use / Savings in Demand under the selected programme (Ml/d) input as +ve 2035-36: 2.1631; Gains in Water Available For Use / Savings in Demand under the selected programme (Ml/d) input as +ve 2036-37: 2.7164; Gains in Water Available For Use / Savings in Demand under the selected programme (Ml/d) input as +ve 2037-38: 3.2725; Gains in Water Available For Use / Savings in Demand under the selected programme (Ml/d) input as +ve 2038-39: 3.8322; Gains in Water Available For Use / Savings in Demand under the selected programme (Ml/d) input as +ve 2039-40: 4.3984; Gains in Water Available For Use / Savings in Demand under the selected programme (Ml/d) input as +ve 2040-41: 4.9682; Gains in Water Available For Use / Savings in Demand under the selected programme (Ml/d) input as +ve 2041-42: 5.5428; Gains in Water Available For Use / Savings in Demand under the selected programme (Ml/d) input as +ve 2042-43: 6.1229; Gains in Water Available For Use / Savings in Demand under the selected programme (Ml/d) input as +ve 2043-44: 6.708; Gains in Water Available For Use / Savings in Demand under the selected programme (Ml/d) input as +ve 2044-45: 6.9117; Gains in Water Available For Use / Savings in Demand under the selected programme (Ml/d) input as +ve 2045-46: 7.1155; Gains in Water Available For Use / Savings in Demand under the selected programme (Ml/d) input as +ve 2046-47: 7.3209; Gains in Water Available For Use / Savings in Demand under the selected programme (Ml/d) input as +ve 2047-48: 7.529; Gains in Water Available For Use / Savings in Demand under the selected programme (Ml/d) input as +ve 2048-49: 7.7389; Gains in Water Available For Use / Savings in Demand under the selected programme (Ml/d) input as +ve 2049-50: 7.9502
51dF | LEA: NHH. NHH CSPL repairs.AWSLNC | LEA: NHH. NHH CSPL repairs.AWSLNC | Supply pipe repairs / replacement | Customer Options | N | Least Cost | AWSLNC | Ml/d | 2 | Gains in Water Available For Use / Savings in Demand under the selected programme (Ml/d) input as +ve 2019-20: 0; Gains in Water Available For Use / Savings in Demand under the selected programme (Ml/d) input as +ve 2020-21: 0; Gains in Water Available For Use / Savings in Demand under the selected programme (Ml/d) input as +ve 2021-22: 0; Gains in Water Available For Use / Savings in Demand under the selected programme (Ml/d) input as +ve 2022-23: 0; Gains in Water Available For Use / Savings in Demand under the selected programme (Ml/d) input as +ve 2023-24: 0; Gains in Water Available For Use / Savings in Demand under the selected programme (Ml/d) input as +ve 2024-25: 0; Gains in Water Available For Use / Savings in Demand under the selected programme (Ml/d) input as +ve 2025-26: 0.0030948; Gains in Water Available For Use / Savings in Demand under the selected programme (Ml/d) input as +ve 2026-27: 0.0059387; Gains in Water Available For Use / Savings in Demand under the selected programme (Ml/d) input as +ve 2027-28: 0.0093088; Gains in Water Available For Use / Savings in Demand under the selected programme (Ml/d) input as +ve 2028-29: 0.012412; Gains in Water Available For Use / Savings in Demand under the selected programme (Ml/d) input as +ve 2029-30: 0.015417; Gains in Water Available For Use / Savings in Demand under the selected programme (Ml/d) input as +ve 2030-31: 0.018428; Gains in Water Available For Use / Savings in Demand under the selected programme (Ml/d) input as +ve 2031-32: 0.021444; Gains in Water Available For Use / Savings in Demand under the selected programme (Ml/d) input as +ve 2032-33: 0.024466; Gains in Water Available For Use / Savings in Demand under the selected programme (Ml/d) input as +ve 2033-34: 0.027495; Gains in Water Available For Use / Savings in Demand under the selected programme (Ml/d) input as +ve 2034-35: 0.03053; Gains in Water Available For Use / Savings in Demand under the selected programme (Ml/d) input as +ve 2035-36: 0.033571; Gains in Water Available For Use / Savings in Demand under the selected programme (Ml/d) input as +ve 2036-37: 0.036618; Gains in Water Available For Use / Savings in Demand under the selected programme (Ml/d) input as +ve 2037-38: 0.039671; Gains in Water Available For Use / Savings in Demand under the selected programme (Ml/d) input as +ve 2038-39: 0.042729; Gains in Water Available For Use / Savings in Demand under the selected programme (Ml/d) input as +ve 2039-40: 0.045792; Gains in Water Available For Use / Savings in Demand under the selected programme (Ml/d) input as +ve 2040-41: 0.048861; Gains in Water Available For Use / Savings in Demand under the selected programme (Ml/d) input as +ve 2041-42: 0.051936; Gains in Water Available For Use / Savings in Demand under the selected programme (Ml/d) input as +ve 2042-43: 0.055015; Gains in Water Available For Use / Savings in Demand under the selected programme (Ml/d) input as +ve 2043-44: 0.058098; Gains in Water Available For Use / Savings in Demand under the selected programme (Ml/d) input as +ve 2044-45: 0.061187; Gains in Water Available For Use / Savings in Demand under the selected programme (Ml/d) input as +ve 2045-46: 0.06428; Gains in Water Available For Use / Savings in Demand under the selected programme (Ml/d) input as +ve 2046-47: 0.067377; Gains in Water Available For Use / Savings in Demand under the selected programme (Ml/d) input as +ve 2047-48: 0.070477; Gains in Water Available For Use / Savings in Demand under the selected programme (Ml/d) input as +ve 2048-49: 0.073582; Gains in Water Available For Use / Savings in Demand under the selected programme (Ml/d) input as +ve 2049-50: 0.076691
51dF | LEA: NHH. NHH CSPL repairs.AWSLNC | LEA: NHH. NHH CSPL repairs.AWSLNC | Supply pipe repairs / replacement | Customer Options | N | Ofwat Core | AWSLNC | Ml/d | 2 | Gains in Water Available For Use / Savings in Demand under the selected programme (Ml/d) input as +ve 2019-20: 0; Gains in Water Available For Use / Savings in Demand under the selected programme (Ml/d) input as +ve 2020-21: 0; Gains in Water Available For Use / Savings in Demand under the selected programme (Ml/d) input as +ve 2021-22: 0; Gains in Water Available For Use / Savings in Demand under the selected programme (Ml/d) input as +ve 2022-23: 0; Gains in Water Available For Use / Savings in Demand under the selected programme (Ml/d) input as +ve 2023-24: 0; Gains in Water Available For Use / Savings in Demand under the selected programme (Ml/d) input as +ve 2024-25: 0; Gains in Water Available For Use / Savings in Demand under the selected programme (Ml/d) input as +ve 2025-26: 0.0030948; Gains in Water Available For Use / Savings in Demand under the selected programme (Ml/d) input as +ve 2026-27: 0.0059387; Gains in Water Available For Use / Savings in Demand under the selected programme (Ml/d) input as +ve 2027-28: 0.0093088; Gains in Water Available For Use / Savings in Demand under the selected programme (Ml/d) input as +ve 2028-29: 0.012412; Gains in Water Available For Use / Savings in Demand under the selected programme (Ml/d) input as +ve 2029-30: 0.015417; Gains in Water Available For Use / Savings in Demand under the selected programme (Ml/d) input as +ve 2030-31: 0.018428; Gains in Water Available For Use / Savings in Demand under the selected programme (Ml/d) input as +ve 2031-32: 0.021444; Gains in Water Available For Use / Savings in Demand under the selected programme (Ml/d) input as +ve 2032-33: 0.024466; Gains in Water Available For Use / Savings in Demand under the selected programme (Ml/d) input as +ve 2033-34: 0.027495; Gains in Water Available For Use / Savings in Demand under the selected programme (Ml/d) input as +ve 2034-35: 0.03053; Gains in Water Available For Use / Savings in Demand under the selected programme (Ml/d) input as +ve 2035-36: 0.033571; Gains in Water Available For Use / Savings in Demand under the selected programme (Ml/d) input as +ve 2036-37: 0.036618; Gains in Water Available For Use / Savings in Demand under the selected programme (Ml/d) input as +ve 2037-38: 0.039671; Gains in Water Available For Use / Savings in Demand under the selected programme (Ml/d) input as +ve 2038-39: 0.042729; Gains in Water Available For Use / Savings in Demand under the selected programme (Ml/d) input as +ve 2039-40: 0.045792; Gains in Water Available For Use / Savings in Demand under the selected programme (Ml/d) input as +ve 2040-41: 0.048861; Gains in Water Available For Use / Savings in Demand under the selected programme (Ml/d) input as +ve 2041-42: 0.051936; Gains in Water Available For Use / Savings in Demand under the selected programme (Ml/d) input as +ve 2042-43: 0.055015; Gains in Water Available For Use / Savings in Demand under the selected programme (Ml/d) input as +ve 2043-44: 0.058098; Gains in Water Available For Use / Savings in Demand under the selected programme (Ml/d) input as +ve 2044-45: 0.061187; Gains in Water Available For Use / Savings in Demand under the selected programme (Ml/d) input as +ve 2045-46: 0.06428; Gains in Water Available For Use / Savings in Demand under the selected programme (Ml/d) input as +ve 2046-47: 0.067377; Gains in Water Available For Use / Savings in Demand under the selected programme (Ml/d) input as +ve 2047-48: 0.070477; Gains in Water Available For Use / Savings in Demand under the selected programme (Ml/d) input as +ve 2048-49: 0.073582; Gains in Water Available For Use / Savings in Demand under the selected programme (Ml/d) input as +ve 2049-50: 0.076691
51dP | LEA: NHH. NHH CSPL repairs.AWSLNC | LEA: NHH. NHH CSPL repairs.AWSLNC | Supply pipe repairs / replacement | Customer Options | N | Preferred | AWSLNC | Ml/d | 2 | Gains in Water Available For Use / Savings in Demand under the selected programme (Ml/d) input as +ve 2019-20: 0; Gains in Water Available For Use / Savings in Demand under the selected programme (Ml/d) input as +ve 2020-21: 0; Gains in Water Available For Use / Savings in Demand under the selected programme (Ml/d) input as +ve 2021-22: 0; Gains in Water Available For Use / Savings in Demand under the selected programme (Ml/d) input as +ve 2022-23: 0; Gains in Water Available For Use / Savings in Demand under the selected programme (Ml/d) input as +ve 2023-24: 0; Gains in Water Available For Use / Savings in Demand under the selected programme (Ml/d) input as +ve 2024-25: 0; Gains in Water Available For Use / Savings in Demand under the selected programme (Ml/d) input as +ve 2025-26: 0.0030948; Gains in Water Available For Use / Savings in Demand under the selected programme (Ml/d) input as +ve 2026-27: 0.0059387; Gains in Water Available For Use / Savings in Demand under the selected programme (Ml/d) input as +ve 2027-28: 0.0093088; Gains in Water Available For Use / Savings in Demand under the selected programme (Ml/d) input as +ve 2028-29: 0.012412; Gains in Water Available For Use / Savings in Demand under the selected programme (Ml/d) input as +ve 2029-30: 0.015417; Gains in Water Available For Use / Savings in Demand under the selected programme (Ml/d) input as +ve 2030-31: 0.018428; Gains in Water Available For Use / Savings in Demand under the selected programme (Ml/d) input as +ve 2031-32: 0.021444; Gains in Water Available For Use / Savings in Demand under the selected programme (Ml/d) input as +ve 2032-33: 0.024466; Gains in Water Available For Use / Savings in Demand under the selected programme (Ml/d) input as +ve 2033-34: 0.027495; Gains in Water Available For Use / Savings in Demand under the selected programme (Ml/d) input as +ve 2034-35: 0.03053; Gains in Water Available For Use / Savings in Demand under the selected programme (Ml/d) input as +ve 2035-36: 0.033571; Gains in Water Available For Use / Savings in Demand under the selected programme (Ml/d) input as +ve 2036-37: 0.036618; Gains in Water Available For Use / Savings in Demand under the selected programme (Ml/d) input as +ve 2037-38: 0.039671; Gains in Water Available For Use / Savings in Demand under the selected programme (Ml/d) input as +ve 2038-39: 0.042729; Gains in Water Available For Use / Savings in Demand under the selected programme (Ml/d) input as +ve 2039-40: 0.045792; Gains in Water Available For Use / Savings in Demand under the selected programme (Ml/d) input as +ve 2040-41: 0.048861; Gains in Water Available For Use / Savings in Demand under the selected programme (Ml/d) input as +ve 2041-42: 0.051936; Gains in Water Available For Use / Savings in Demand under the selected programme (Ml/d) input as +ve 2042-43: 0.055015; Gains in Water Available For Use / Savings in Demand under the selected programme (Ml/d) input as +ve 2043-44: 0.058098; Gains in Water Available For Use / Savings in Demand under the selected programme (Ml/d) input as +ve 2044-45: 0.061187; Gains in Water Available For Use / Savings in Demand under the selected programme (Ml/d) input as +ve 2045-46: 0.06428; Gains in Water Available For Use / Savings in Demand under the selected programme (Ml/d) input as +ve 2046-47: 0.067377; Gains in Water Available For Use / Savings in Demand under the selected programme (Ml/d) input as +ve 2047-48: 0.070477; Gains in Water Available For Use / Savings in Demand under the selected programme (Ml/d) input as +ve 2048-49: 0.073582; Gains in Water Available For Use / Savings in Demand under the selected programme (Ml/d) input as +ve 2049-50: 0.076691
51cF | Mains Replacement (MR1500).AWSLNC | Mains Replacement (MR1500).AWSLNC | Mains replacement (not trunk mains) | Distribution Options | N | Ofwat Core | AWSLNC | Ml/d | 2 | Gains in Water Available For Use / Savings in Demand under the selected programme (Ml/d) input as +ve 2019-20: 0; Gains in Water Available For Use / Savings in Demand under the selected programme (Ml/d) input as +ve 2020-21: 0; Gains in Water Available For Use / Savings in Demand under the selected programme (Ml/d) input as +ve 2021-22: 0; Gains in Water Available For Use / Savings in Demand under the selected programme (Ml/d) input as +ve 2022-23: 0; Gains in Water Available For Use / Savings in Demand under the selected programme (Ml/d) input as +ve 2023-24: 0; Gains in Water Available For Use / Savings in Demand under the selected programme (Ml/d) input as +ve 2024-25: 0; Gains in Water Available For Use / Savings in Demand under the selected programme (Ml/d) input as +ve 2025-26: 0; Gains in Water Available For Use / Savings in Demand under the selected programme (Ml/d) input as +ve 2026-27: 0; Gains in Water Available For Use / Savings in Demand under the selected programme (Ml/d) input as +ve 2027-28: 0; Gains in Water Available For Use / Savings in Demand under the selected programme (Ml/d) input as +ve 2028-29: 0; Gains in Water Available For Use / Savings in Demand under the selected programme (Ml/d) input as +ve 2029-30: 0; Gains in Water Available For Use / Savings in Demand under the selected programme (Ml/d) input as +ve 2030-31: 0; Gains in Water Available For Use / Savings in Demand under the selected programme (Ml/d) input as +ve 2031-32: 0; Gains in Water Available For Use / Savings in Demand under the selected programme (Ml/d) input as +ve 2032-33: 0; Gains in Water Available For Use / Savings in Demand under the selected programme (Ml/d) input as +ve 2033-34: 0; Gains in Water Available For Use / Savings in Demand under the selected programme (Ml/d) input as +ve 2034-35: 0; Gains in Water Available For Use / Savings in Demand under the selected programme (Ml/d) input as +ve 2035-36: 0; Gains in Water Available For Use / Savings in Demand under the selected programme (Ml/d) input as +ve 2036-37: 0; Gains in Water Available For Use / Savings in Demand under the selected programme (Ml/d) input as +ve 2037-38: 0; Gains in Water Available For Use / Savings in Demand under the selected programme (Ml/d) input as +ve 2038-39: 0; Gains in Water Available For Use / Savings in Demand under the selected programme (Ml/d) input as +ve 2039-40: 0; Gains in Water Available For Use / Savings in Demand under the selected programme (Ml/d) input as +ve 2040-41: 0.21765; Gains in Water Available For Use / Savings in Demand under the selected programme (Ml/d) input as +ve 2041-42: 0.21649; Gains in Water Available For Use / Savings in Demand under the selected programme (Ml/d) input as +ve 2042-43: 0.21649; Gains in Water Available For Use / Savings in Demand under the selected programme (Ml/d) input as +ve 2043-44: 0.21649; Gains in Water Available For Use / Savings in Demand under the selected programme (Ml/d) input as +ve 2044-45: 0.21649; Gains in Water Available For Use / Savings in Demand under the selected programme (Ml/d) input as +ve 2045-46: 0.21649; Gains in Water Available For Use / Savings in Demand under the selected programme (Ml/d) input as +ve 2046-47: 0.5046; Gains in Water Available For Use / Savings in Demand under the selected programme (Ml/d) input as +ve 2047-48: 0.5046; Gains in Water Available For Use / Savings in Demand under the selected programme (Ml/d) input as +ve 2048-49: 0.62215; Gains in Water Available For Use / Savings in Demand under the selected programme (Ml/d) input as +ve 2049-50: 0.94399
51cP | Mains Replacement (MRMax).AWSLNC | Mains Replacement (MRMax).AWSLNC | Mains replacement (not trunk mains) | Distribution Options | N | Preferred | AWSLNC | Ml/d | 2 | Gains in Water Available For Use / Savings in Demand under the selected programme (Ml/d) input as +ve 2019-20: 0; Gains in Water Available For Use / Savings in Demand under the selected programme (Ml/d) input as +ve 2020-21: 0; Gains in Water Available For Use / Savings in Demand under the selected programme (Ml/d) input as +ve 2021-22: 0; Gains in Water Available For Use / Savings in Demand under the selected programme (Ml/d) input as +ve 2022-23: 0; Gains in Water Available For Use / Savings in Demand under the selected programme (Ml/d) input as +ve 2023-24: 0; Gains in Water Available For Use / Savings in Demand under the selected programme (Ml/d) input as +ve 2024-25: 0; Gains in Water Available For Use / Savings in Demand under the selected programme (Ml/d) input as +ve 2025-26: 0; Gains in Water Available For Use / Savings in Demand under the selected programme (Ml/d) input as +ve 2026-27: 0; Gains in Water Available For Use / Savings in Demand under the selected programme (Ml/d) input as +ve 2027-28: 0; Gains in Water Available For Use / Savings in Demand under the selected programme (Ml/d) input as +ve 2028-29: 0; Gains in Water Available For Use / Savings in Demand under the selected programme (Ml/d) input as +ve 2029-30: 0; Gains in Water Available For Use / Savings in Demand under the selected programme (Ml/d) input as +ve 2030-31: 0; Gains in Water Available For Use / Savings in Demand under the selected programme (Ml/d) input as +ve 2031-32: 0; Gains in Water Available For Use / Savings in Demand under the selected programme (Ml/d) input as +ve 2032-33: 0; Gains in Water Available For Use / Savings in Demand under the selected programme (Ml/d) input as +ve 2033-34: 0; Gains in Water Available For Use / Savings in Demand under the selected programme (Ml/d) input as +ve 2034-35: 0; Gains in Water Available For Use / Savings in Demand under the selected programme (Ml/d) input as +ve 2035-36: 0.21997; Gains in Water Available For Use / Savings in Demand under the selected programme (Ml/d) input as +ve 2036-37: 0.21997; Gains in Water Available For Use / Savings in Demand under the selected programme (Ml/d) input as +ve 2037-38: 0.5127; Gains in Water Available For Use / Savings in Demand under the selected programme (Ml/d) input as +ve 2038-39: 0.5127; Gains in Water Available For Use / Savings in Demand under the selected programme (Ml/d) input as +ve 2039-40: 0.74807; Gains in Water Available For Use / Savings in Demand under the selected programme (Ml/d) input as +ve 2040-41: 1.0655; Gains in Water Available For Use / Savings in Demand under the selected programme (Ml/d) input as +ve 2041-42: 1.2427; Gains in Water Available For Use / Savings in Demand under the selected programme (Ml/d) input as +ve 2042-43: 1.3302; Gains in Water Available For Use / Savings in Demand under the selected programme (Ml/d) input as +ve 2043-44: 1.399; Gains in Water Available For Use / Savings in Demand under the selected programme (Ml/d) input as +ve 2044-45: 1.6061; Gains in Water Available For Use / Savings in Demand under the selected programme (Ml/d) input as +ve 2045-46: 1.7368; Gains in Water Available For Use / Savings in Demand under the selected programme (Ml/d) input as +ve 2046-47: 1.9782; Gains in Water Available For Use / Savings in Demand under the selected programme (Ml/d) input as +ve 2047-48: 2.1797; Gains in Water Available For Use / Savings in Demand under the selected programme (Ml/d) input as +ve 2048-49: 2.282; Gains in Water Available For Use / Savings in Demand under the selected programme (Ml/d) input as +ve 2049-50: 2.282
51dF | NHH. NHH PL repairs.AWSLNC | NHH. NHH PL repairs.AWSLNC | Non-household water audit | Customer Options | N | Least Cost | AWSLNC | Ml/d | 2 | Gains in Water Available For Use / Savings in Demand under the selected programme (Ml/d) input as +ve 2019-20: 0; Gains in Water Available For Use / Savings in Demand under the selected programme (Ml/d) input as +ve 2020-21: 0; Gains in Water Available For Use / Savings in Demand under the selected programme (Ml/d) input as +ve 2021-22: 0; Gains in Water Available For Use / Savings in Demand under the selected programme (Ml/d) input as +ve 2022-23: 0; Gains in Water Available For Use / Savings in Demand under the selected programme (Ml/d) input as +ve 2023-24: 0; Gains in Water Available For Use / Savings in Demand under the selected programme (Ml/d) input as +ve 2024-25: 0; Gains in Water Available For Use / Savings in Demand under the selected programme (Ml/d) input as +ve 2025-26: 0.088589; Gains in Water Available For Use / Savings in Demand under the selected programme (Ml/d) input as +ve 2026-27: 0.17; Gains in Water Available For Use / Savings in Demand under the selected programme (Ml/d) input as +ve 2027-28: 0.26549; Gains in Water Available For Use / Savings in Demand under the selected programme (Ml/d) input as +ve 2028-29: 0.35344; Gains in Water Available For Use / Savings in Demand under the selected programme (Ml/d) input as +ve 2029-30: 0.43861; Gains in Water Available For Use / Savings in Demand under the selected programme (Ml/d) input as +ve 2030-31: 0.52398; Gains in Water Available For Use / Savings in Demand under the selected programme (Ml/d) input as +ve 2031-32: 0.60951; Gains in Water Available For Use / Savings in Demand under the selected programme (Ml/d) input as +ve 2032-33: 0.69523; Gains in Water Available For Use / Savings in Demand under the selected programme (Ml/d) input as +ve 2033-34: 0.78116; Gains in Water Available For Use / Savings in Demand under the selected programme (Ml/d) input as +ve 2034-35: 0.86728; Gains in Water Available For Use / Savings in Demand under the selected programme (Ml/d) input as +ve 2035-36: 0.95358; Gains in Water Available For Use / Savings in Demand under the selected programme (Ml/d) input as +ve 2036-37: 1.0401; Gains in Water Available For Use / Savings in Demand under the selected programme (Ml/d) input as +ve 2037-38: 1.1267; Gains in Water Available For Use / Savings in Demand under the selected programme (Ml/d) input as +ve 2038-39: 1.2136; Gains in Water Available For Use / Savings in Demand under the selected programme (Ml/d) input as +ve 2039-40: 1.3006; Gains in Water Available For Use / Savings in Demand under the selected programme (Ml/d) input as +ve 2040-41: 1.3878; Gains in Water Available For Use / Savings in Demand under the selected programme (Ml/d) input as +ve 2041-42: 1.4752; Gains in Water Available For Use / Savings in Demand under the selected programme (Ml/d) input as +ve 2042-43: 1.5627; Gains in Water Available For Use / Savings in Demand under the selected programme (Ml/d) input as +ve 2043-44: 1.6504; Gains in Water Available For Use / Savings in Demand under the selected programme (Ml/d) input as +ve 2044-45: 1.7382; Gains in Water Available For Use / Savings in Demand under the selected programme (Ml/d) input as +ve 2045-46: 1.8262; Gains in Water Available For Use / Savings in Demand under the selected programme (Ml/d) input as +ve 2046-47: 1.9143; Gains in Water Available For Use / Savings in Demand under the selected programme (Ml/d) input as +ve 2047-48: 2.0025; Gains in Water Available For Use / Savings in Demand under the selected programme (Ml/d) input as +ve 2048-49: 2.0909; Gains in Water Available For Use / Savings in Demand under the selected programme (Ml/d) input as +ve 2049-50: 2.1795
51dF | NHH. NHH PL repairs.AWSLNC | NHH. NHH PL repairs.AWSLNC | Non-household water audit | Customer Options | N | Ofwat Core | AWSLNC | Ml/d | 2 | Gains in Water Available For Use / Savings in Demand under the selected programme (Ml/d) input as +ve 2019-20: 0; Gains in Water Available For Use / Savings in Demand under the selected programme (Ml/d) input as +ve 2020-21: 0; Gains in Water Available For Use / Savings in Demand under the selected programme (Ml/d) input as +ve 2021-22: 0; Gains in Water Available For Use / Savings in Demand under the selected programme (Ml/d) input as +ve 2022-23: 0; Gains in Water Available For Use / Savings in Demand under the selected programme (Ml/d) input as +ve 2023-24: 0; Gains in Water Available For Use / Savings in Demand under the selected programme (Ml/d) input as +ve 2024-25: 0; Gains in Water Available For Use / Savings in Demand under the selected programme (Ml/d) input as +ve 2025-26: 0.088589; Gains in Water Available For Use / Savings in Demand under the selected programme (Ml/d) input as +ve 2026-27: 0.17; Gains in Water Available For Use / Savings in Demand under the selected programme (Ml/d) input as +ve 2027-28: 0.26549; Gains in Water Available For Use / Savings in Demand under the selected programme (Ml/d) input as +ve 2028-29: 0.35344; Gains in Water Available For Use / Savings in Demand under the selected programme (Ml/d) input as +ve 2029-30: 0.43861; Gains in Water Available For Use / Savings in Demand under the selected programme (Ml/d) input as +ve 2030-31: 0.52398; Gains in Water Available For Use / Savings in Demand under the selected programme (Ml/d) input as +ve 2031-32: 0.60951; Gains in Water Available For Use / Savings in Demand under the selected programme (Ml/d) input as +ve 2032-33: 0.69523; Gains in Water Available For Use / Savings in Demand under the selected programme (Ml/d) input as +ve 2033-34: 0.78116; Gains in Water Available For Use / Savings in Demand under the selected programme (Ml/d) input as +ve 2034-35: 0.86728; Gains in Water Available For Use / Savings in Demand under the selected programme (Ml/d) input as +ve 2035-36: 0.95358; Gains in Water Available For Use / Savings in Demand under the selected programme (Ml/d) input as +ve 2036-37: 1.0401; Gains in Water Available For Use / Savings in Demand under the selected programme (Ml/d) input as +ve 2037-38: 1.1267; Gains in Water Available For Use / Savings in Demand under the selected programme (Ml/d) input as +ve 2038-39: 1.2136; Gains in Water Available For Use / Savings in Demand under the selected programme (Ml/d) input as +ve 2039-40: 1.3006; Gains in Water Available For Use / Savings in Demand under the selected programme (Ml/d) input as +ve 2040-41: 1.3878; Gains in Water Available For Use / Savings in Demand under the selected programme (Ml/d) input as +ve 2041-42: 1.4752; Gains in Water Available For Use / Savings in Demand under the selected programme (Ml/d) input as +ve 2042-43: 1.5627; Gains in Water Available For Use / Savings in Demand under the selected programme (Ml/d) input as +ve 2043-44: 1.6504; Gains in Water Available For Use / Savings in Demand under the selected programme (Ml/d) input as +ve 2044-45: 1.7382; Gains in Water Available For Use / Savings in Demand under the selected programme (Ml/d) input as +ve 2045-46: 1.8262; Gains in Water Available For Use / Savings in Demand under the selected programme (Ml/d) input as +ve 2046-47: 1.9143; Gains in Water Available For Use / Savings in Demand under the selected programme (Ml/d) input as +ve 2047-48: 2.0025; Gains in Water Available For Use / Savings in Demand under the selected programme (Ml/d) input as +ve 2048-49: 2.0909; Gains in Water Available For Use / Savings in Demand under the selected programme (Ml/d) input as +ve 2049-50: 2.1795
51dP | NHH. NHH PL repairs.AWSLNC | NHH. NHH PL repairs.AWSLNC | Non-household water audit | Customer Options | N | Preferred | AWSLNC | Ml/d | 2 | Gains in Water Available For Use / Savings in Demand under the selected programme (Ml/d) input as +ve 2019-20: 0; Gains in Water Available For Use / Savings in Demand under the selected programme (Ml/d) input as +ve 2020-21: 0; Gains in Water Available For Use / Savings in Demand under the selected programme (Ml/d) input as +ve 2021-22: 0; Gains in Water Available For Use / Savings in Demand under the selected programme (Ml/d) input as +ve 2022-23: 0; Gains in Water Available For Use / Savings in Demand under the selected programme (Ml/d) input as +ve 2023-24: 0; Gains in Water Available For Use / Savings in Demand under the selected programme (Ml/d) input as +ve 2024-25: 0; Gains in Water Available For Use / Savings in Demand under the selected programme (Ml/d) input as +ve 2025-26: 0.088589; Gains in Water Available For Use / Savings in Demand under the selected programme (Ml/d) input as +ve 2026-27: 0.17; Gains in Water Available For Use / Savings in Demand under the selected programme (Ml/d) input as +ve 2027-28: 0.26549; Gains in Water Available For Use / Savings in Demand under the selected programme (Ml/d) input as +ve 2028-29: 0.35344; Gains in Water Available For Use / Savings in Demand under the selected programme (Ml/d) input as +ve 2029-30: 0.43861; Gains in Water Available For Use / Savings in Demand under the selected programme (Ml/d) input as +ve 2030-31: 0.52398; Gains in Water Available For Use / Savings in Demand under the selected programme (Ml/d) input as +ve 2031-32: 0.60951; Gains in Water Available For Use / Savings in Demand under the selected programme (Ml/d) input as +ve 2032-33: 0.69523; Gains in Water Available For Use / Savings in Demand under the selected programme (Ml/d) input as +ve 2033-34: 0.78116; Gains in Water Available For Use / Savings in Demand under the selected programme (Ml/d) input as +ve 2034-35: 0.86728; Gains in Water Available For Use / Savings in Demand under the selected programme (Ml/d) input as +ve 2035-36: 0.95358; Gains in Water Available For Use / Savings in Demand under the selected programme (Ml/d) input as +ve 2036-37: 1.0401; Gains in Water Available For Use / Savings in Demand under the selected programme (Ml/d) input as +ve 2037-38: 1.1267; Gains in Water Available For Use / Savings in Demand under the selected programme (Ml/d) input as +ve 2038-39: 1.2136; Gains in Water Available For Use / Savings in Demand under the selected programme (Ml/d) input as +ve 2039-40: 1.3006; Gains in Water Available For Use / Savings in Demand under the selected programme (Ml/d) input as +ve 2040-41: 1.3878; Gains in Water Available For Use / Savings in Demand under the selected programme (Ml/d) input as +ve 2041-42: 1.4752; Gains in Water Available For Use / Savings in Demand under the selected programme (Ml/d) input as +ve 2042-43: 1.5627; Gains in Water Available For Use / Savings in Demand under the selected programme (Ml/d) input as +ve 2043-44: 1.6504; Gains in Water Available For Use / Savings in Demand under the selected programme (Ml/d) input as +ve 2044-45: 1.7382; Gains in Water Available For Use / Savings in Demand under the selected programme (Ml/d) input as +ve 2045-46: 1.8262; Gains in Water Available For Use / Savings in Demand under the selected programme (Ml/d) input as +ve 2046-47: 1.9143; Gains in Water Available For Use / Savings in Demand under the selected programme (Ml/d) input as +ve 2047-48: 2.0025; Gains in Water Available For Use / Savings in Demand under the selected programme (Ml/d) input as +ve 2048-49: 2.0909; Gains in Water Available For Use / Savings in Demand under the selected programme (Ml/d) input as +ve 2049-50: 2.1795
51dF | NHH. NHH PL100 repairs.AWSLNC | NHH. NHH PL100 repairs.AWSLNC | Non-household water audit | Customer Options | N | Least Cost | AWSLNC | Ml/d | 2 | Gains in Water Available For Use / Savings in Demand under the selected programme (Ml/d) input as +ve 2019-20: 0; Gains in Water Available For Use / Savings in Demand under the selected programme (Ml/d) input as +ve 2020-21: 0; Gains in Water Available For Use / Savings in Demand under the selected programme (Ml/d) input as +ve 2021-22: 0; Gains in Water Available For Use / Savings in Demand under the selected programme (Ml/d) input as +ve 2022-23: 0; Gains in Water Available For Use / Savings in Demand under the selected programme (Ml/d) input as +ve 2023-24: 0; Gains in Water Available For Use / Savings in Demand under the selected programme (Ml/d) input as +ve 2024-25: 0; Gains in Water Available For Use / Savings in Demand under the selected programme (Ml/d) input as +ve 2025-26: 0.021778; Gains in Water Available For Use / Savings in Demand under the selected programme (Ml/d) input as +ve 2026-27: 0.041791; Gains in Water Available For Use / Savings in Demand under the selected programme (Ml/d) input as +ve 2027-28: 0.065266; Gains in Water Available For Use / Savings in Demand under the selected programme (Ml/d) input as +ve 2028-29: 0.086887; Gains in Water Available For Use / Savings in Demand under the selected programme (Ml/d) input as +ve 2029-30: 0.10783; Gains in Water Available For Use / Savings in Demand under the selected programme (Ml/d) input as +ve 2030-31: 0.12881; Gains in Water Available For Use / Savings in Demand under the selected programme (Ml/d) input as +ve 2031-32: 0.14984; Gains in Water Available For Use / Savings in Demand under the selected programme (Ml/d) input as +ve 2032-33: 0.17091; Gains in Water Available For Use / Savings in Demand under the selected programme (Ml/d) input as +ve 2033-34: 0.19204; Gains in Water Available For Use / Savings in Demand under the selected programme (Ml/d) input as +ve 2034-35: 0.21321; Gains in Water Available For Use / Savings in Demand under the selected programme (Ml/d) input as +ve 2035-36: 0.23442; Gains in Water Available For Use / Savings in Demand under the selected programme (Ml/d) input as +ve 2036-37: 0.25569; Gains in Water Available For Use / Savings in Demand under the selected programme (Ml/d) input as +ve 2037-38: 0.27699; Gains in Water Available For Use / Savings in Demand under the selected programme (Ml/d) input as +ve 2038-39: 0.29834; Gains in Water Available For Use / Savings in Demand under the selected programme (Ml/d) input as +ve 2039-40: 0.31973; Gains in Water Available For Use / Savings in Demand under the selected programme (Ml/d) input as +ve 2040-41: 0.34117; Gains in Water Available For Use / Savings in Demand under the selected programme (Ml/d) input as +ve 2041-42: 0.36264; Gains in Water Available For Use / Savings in Demand under the selected programme (Ml/d) input as +ve 2042-43: 0.38416; Gains in Water Available For Use / Savings in Demand under the selected programme (Ml/d) input as +ve 2043-44: 0.40571; Gains in Water Available For Use / Savings in Demand under the selected programme (Ml/d) input as +ve 2044-45: 0.42731; Gains in Water Available For Use / Savings in Demand under the selected programme (Ml/d) input as +ve 2045-46: 0.44893; Gains in Water Available For Use / Savings in Demand under the selected programme (Ml/d) input as +ve 2046-47: 0.4706; Gains in Water Available For Use / Savings in Demand under the selected programme (Ml/d) input as +ve 2047-48: 0.49229; Gains in Water Available For Use / Savings in Demand under the selected programme (Ml/d) input as +ve 2048-49: 0.51402; Gains in Water Available For Use / Savings in Demand under the selected programme (Ml/d) input as +ve 2049-50: 0.53579
51dF | NHH. NHH PL100 repairs.AWSLNC | NHH. NHH PL100 repairs.AWSLNC | Non-household water audit | Customer Options | N | Ofwat Core | AWSLNC | Ml/d | 2 | Gains in Water Available For Use / Savings in Demand under the selected programme (Ml/d) input as +ve 2019-20: 0; Gains in Water Available For Use / Savings in Demand under the selected programme (Ml/d) input as +ve 2020-21: 0; Gains in Water Available For Use / Savings in Demand under the selected programme (Ml/d) input as +ve 2021-22: 0; Gains in Water Available For Use / Savings in Demand under the selected programme (Ml/d) input as +ve 2022-23: 0; Gains in Water Available For Use / Savings in Demand under the selected programme (Ml/d) input as +ve 2023-24: 0; Gains in Water Available For Use / Savings in Demand under the selected programme (Ml/d) input as +ve 2024-25: 0; Gains in Water Available For Use / Savings in Demand under the selected programme (Ml/d) input as +ve 2025-26: 0.021778; Gains in Water Available For Use / Savings in Demand under the selected programme (Ml/d) input as +ve 2026-27: 0.041791; Gains in Water Available For Use / Savings in Demand under the selected programme (Ml/d) input as +ve 2027-28: 0.065266; Gains in Water Available For Use / Savings in Demand under the selected programme (Ml/d) input as +ve 2028-29: 0.086887; Gains in Water Available For Use / Savings in Demand under the selected programme (Ml/d) input as +ve 2029-30: 0.10783; Gains in Water Available For Use / Savings in Demand under the selected programme (Ml/d) input as +ve 2030-31: 0.12881; Gains in Water Available For Use / Savings in Demand under the selected programme (Ml/d) input as +ve 2031-32: 0.14984; Gains in Water Available For Use / Savings in Demand under the selected programme (Ml/d) input as +ve 2032-33: 0.17091; Gains in Water Available For Use / Savings in Demand under the selected programme (Ml/d) input as +ve 2033-34: 0.19204; Gains in Water Available For Use / Savings in Demand under the selected programme (Ml/d) input as +ve 2034-35: 0.21321; Gains in Water Available For Use / Savings in Demand under the selected programme (Ml/d) input as +ve 2035-36: 0.23442; Gains in Water Available For Use / Savings in Demand under the selected programme (Ml/d) input as +ve 2036-37: 0.25569; Gains in Water Available For Use / Savings in Demand under the selected programme (Ml/d) input as +ve 2037-38: 0.27699; Gains in Water Available For Use / Savings in Demand under the selected programme (Ml/d) input as +ve 2038-39: 0.29834; Gains in Water Available For Use / Savings in Demand under the selected programme (Ml/d) input as +ve 2039-40: 0.31973; Gains in Water Available For Use / Savings in Demand under the selected programme (Ml/d) input as +ve 2040-41: 0.34117; Gains in Water Available For Use / Savings in Demand under the selected programme (Ml/d) input as +ve 2041-42: 0.36264; Gains in Water Available For Use / Savings in Demand under the selected programme (Ml/d) input as +ve 2042-43: 0.38416; Gains in Water Available For Use / Savings in Demand under the selected programme (Ml/d) input as +ve 2043-44: 0.40571; Gains in Water Available For Use / Savings in Demand under the selected programme (Ml/d) input as +ve 2044-45: 0.42731; Gains in Water Available For Use / Savings in Demand under the selected programme (Ml/d) input as +ve 2045-46: 0.44893; Gains in Water Available For Use / Savings in Demand under the selected programme (Ml/d) input as +ve 2046-47: 0.4706; Gains in Water Available For Use / Savings in Demand under the selected programme (Ml/d) input as +ve 2047-48: 0.49229; Gains in Water Available For Use / Savings in Demand under the selected programme (Ml/d) input as +ve 2048-49: 0.51402; Gains in Water Available For Use / Savings in Demand under the selected programme (Ml/d) input as +ve 2049-50: 0.53579
51dP | NHH. NHH PL100 repairs.AWSLNC | NHH. NHH PL100 repairs.AWSLNC | Non-household water audit | Customer Options | N | Preferred | AWSLNC | Ml/d | 2 | Gains in Water Available For Use / Savings in Demand under the selected programme (Ml/d) input as +ve 2019-20: 0; Gains in Water Available For Use / Savings in Demand under the selected programme (Ml/d) input as +ve 2020-21: 0; Gains in Water Available For Use / Savings in Demand under the selected programme (Ml/d) input as +ve 2021-22: 0; Gains in Water Available For Use / Savings in Demand under the selected programme (Ml/d) input as +ve 2022-23: 0; Gains in Water Available For Use / Savings in Demand under the selected programme (Ml/d) input as +ve 2023-24: 0; Gains in Water Available For Use / Savings in Demand under the selected programme (Ml/d) input as +ve 2024-25: 0; Gains in Water Available For Use / Savings in Demand under the selected programme (Ml/d) input as +ve 2025-26: 0.021778; Gains in Water Available For Use / Savings in Demand under the selected programme (Ml/d) input as +ve 2026-27: 0.041791; Gains in Water Available For Use / Savings in Demand under the selected programme (Ml/d) input as +ve 2027-28: 0.065266; Gains in Water Available For Use / Savings in Demand under the selected programme (Ml/d) input as +ve 2028-29: 0.086887; Gains in Water Available For Use / Savings in Demand under the selected programme (Ml/d) input as +ve 2029-30: 0.10783; Gains in Water Available For Use / Savings in Demand under the selected programme (Ml/d) input as +ve 2030-31: 0.12881; Gains in Water Available For Use / Savings in Demand under the selected programme (Ml/d) input as +ve 2031-32: 0.14984; Gains in Water Available For Use / Savings in Demand under the selected programme (Ml/d) input as +ve 2032-33: 0.17091; Gains in Water Available For Use / Savings in Demand under the selected programme (Ml/d) input as +ve 2033-34: 0.19204; Gains in Water Available For Use / Savings in Demand under the selected programme (Ml/d) input as +ve 2034-35: 0.21321; Gains in Water Available For Use / Savings in Demand under the selected programme (Ml/d) input as +ve 2035-36: 0.23442; Gains in Water Available For Use / Savings in Demand under the selected programme (Ml/d) input as +ve 2036-37: 0.25569; Gains in Water Available For Use / Savings in Demand under the selected programme (Ml/d) input as +ve 2037-38: 0.27699; Gains in Water Available For Use / Savings in Demand under the selected programme (Ml/d) input as +ve 2038-39: 0.29834; Gains in Water Available For Use / Savings in Demand under the selected programme (Ml/d) input as +ve 2039-40: 0.31973; Gains in Water Available For Use / Savings in Demand under the selected programme (Ml/d) input as +ve 2040-41: 0.34117; Gains in Water Available For Use / Savings in Demand under the selected programme (Ml/d) input as +ve 2041-42: 0.36264; Gains in Water Available For Use / Savings in Demand under the selected programme (Ml/d) input as +ve 2042-43: 0.38416; Gains in Water Available For Use / Savings in Demand under the selected programme (Ml/d) input as +ve 2043-44: 0.40571; Gains in Water Available For Use / Savings in Demand under the selected programme (Ml/d) input as +ve 2044-45: 0.42731; Gains in Water Available For Use / Savings in Demand under the selected programme (Ml/d) input as +ve 2045-46: 0.44893; Gains in Water Available For Use / Savings in Demand under the selected programme (Ml/d) input as +ve 2046-47: 0.4706; Gains in Water Available For Use / Savings in Demand under the selected programme (Ml/d) input as +ve 2047-48: 0.49229; Gains in Water Available For Use / Savings in Demand under the selected programme (Ml/d) input as +ve 2048-49: 0.51402; Gains in Water Available For Use / Savings in Demand under the selected programme (Ml/d) input as +ve 2049-50: 0.53579
51dF | NHH. WEF Visit Lower.AWSLNC | NHH. WEF Visit Lower.AWSLNC | Non-household water audit | Customer Options | N | Least Cost | AWSLNC | Ml/d | 2 | Gains in Water Available For Use / Savings in Demand under the selected programme (Ml/d) input as +ve 2019-20: 0; Gains in Water Available For Use / Savings in Demand under the selected programme (Ml/d) input as +ve 2020-21: 0; Gains in Water Available For Use / Savings in Demand under the selected programme (Ml/d) input as +ve 2021-22: 0; Gains in Water Available For Use / Savings in Demand under the selected programme (Ml/d) input as +ve 2022-23: 0; Gains in Water Available For Use / Savings in Demand under the selected programme (Ml/d) input as +ve 2023-24: 0; Gains in Water Available For Use / Savings in Demand under the selected programme (Ml/d) input as +ve 2024-25: 0; Gains in Water Available For Use / Savings in Demand under the selected programme (Ml/d) input as +ve 2025-26: 0.052324; Gains in Water Available For Use / Savings in Demand under the selected programme (Ml/d) input as +ve 2026-27: 0.10041; Gains in Water Available For Use / Savings in Demand under the selected programme (Ml/d) input as +ve 2027-28: 0.15681; Gains in Water Available For Use / Savings in Demand under the selected programme (Ml/d) input as +ve 2028-29: 0.20875; Gains in Water Available For Use / Savings in Demand under the selected programme (Ml/d) input as +ve 2029-30: 0.25906; Gains in Water Available For Use / Savings in Demand under the selected programme (Ml/d) input as +ve 2030-31: 0.30948; Gains in Water Available For Use / Savings in Demand under the selected programme (Ml/d) input as +ve 2031-32: 0.36; Gains in Water Available For Use / Savings in Demand under the selected programme (Ml/d) input as +ve 2032-33: 0.41063; Gains in Water Available For Use / Savings in Demand under the selected programme (Ml/d) input as +ve 2033-34: 0.46139; Gains in Water Available For Use / Savings in Demand under the selected programme (Ml/d) input as +ve 2034-35: 0.51225; Gains in Water Available For Use / Savings in Demand under the selected programme (Ml/d) input as +ve 2035-36: 0.56323; Gains in Water Available For Use / Savings in Demand under the selected programme (Ml/d) input as +ve 2036-37: 0.61431; Gains in Water Available For Use / Savings in Demand under the selected programme (Ml/d) input as +ve 2037-38: 0.6655; Gains in Water Available For Use / Savings in Demand under the selected programme (Ml/d) input as +ve 2038-39: 0.7168; Gains in Water Available For Use / Savings in Demand under the selected programme (Ml/d) input as +ve 2039-40: 0.76819; Gains in Water Available For Use / Savings in Demand under the selected programme (Ml/d) input as +ve 2040-41: 0.81969; Gains in Water Available For Use / Savings in Demand under the selected programme (Ml/d) input as +ve 2041-42: 0.87129; Gains in Water Available For Use / Savings in Demand under the selected programme (Ml/d) input as +ve 2042-43: 0.92298; Gains in Water Available For Use / Savings in Demand under the selected programme (Ml/d) input as +ve 2043-44: 0.97477; Gains in Water Available For Use / Savings in Demand under the selected programme (Ml/d) input as +ve 2044-45: 1.0266; Gains in Water Available For Use / Savings in Demand under the selected programme (Ml/d) input as +ve 2045-46: 1.0786; Gains in Water Available For Use / Savings in Demand under the selected programme (Ml/d) input as +ve 2046-47: 1.1307; Gains in Water Available For Use / Savings in Demand under the selected programme (Ml/d) input as +ve 2047-48: 1.1828; Gains in Water Available For Use / Savings in Demand under the selected programme (Ml/d) input as +ve 2048-49: 1.235; Gains in Water Available For Use / Savings in Demand under the selected programme (Ml/d) input as +ve 2049-50: 1.2873
51dF | NHH. WEF Visit Lower.AWSLNC | NHH. WEF Visit Lower.AWSLNC | Non-household water audit | Customer Options | N | Ofwat Core | AWSLNC | Ml/d | 2 | Gains in Water Available For Use / Savings in Demand under the selected programme (Ml/d) input as +ve 2019-20: 0; Gains in Water Available For Use / Savings in Demand under the selected programme (Ml/d) input as +ve 2020-21: 0; Gains in Water Available For Use / Savings in Demand under the selected programme (Ml/d) input as +ve 2021-22: 0; Gains in Water Available For Use / Savings in Demand under the selected programme (Ml/d) input as +ve 2022-23: 0; Gains in Water Available For Use / Savings in Demand under the selected programme (Ml/d) input as +ve 2023-24: 0; Gains in Water Available For Use / Savings in Demand under the selected programme (Ml/d) input as +ve 2024-25: 0; Gains in Water Available For Use / Savings in Demand under the selected programme (Ml/d) input as +ve 2025-26: 0.052324; Gains in Water Available For Use / Savings in Demand under the selected programme (Ml/d) input as +ve 2026-27: 0.10041; Gains in Water Available For Use / Savings in Demand under the selected programme (Ml/d) input as +ve 2027-28: 0.15681; Gains in Water Available For Use / Savings in Demand under the selected programme (Ml/d) input as +ve 2028-29: 0.20875; Gains in Water Available For Use / Savings in Demand under the selected programme (Ml/d) input as +ve 2029-30: 0.25906; Gains in Water Available For Use / Savings in Demand under the selected programme (Ml/d) input as +ve 2030-31: 0.30948; Gains in Water Available For Use / Savings in Demand under the selected programme (Ml/d) input as +ve 2031-32: 0.36; Gains in Water Available For Use / Savings in Demand under the selected programme (Ml/d) input as +ve 2032-33: 0.41063; Gains in Water Available For Use / Savings in Demand under the selected programme (Ml/d) input as +ve 2033-34: 0.46139; Gains in Water Available For Use / Savings in Demand under the selected programme (Ml/d) input as +ve 2034-35: 0.51225; Gains in Water Available For Use / Savings in Demand under the selected programme (Ml/d) input as +ve 2035-36: 0.56323; Gains in Water Available For Use / Savings in Demand under the selected programme (Ml/d) input as +ve 2036-37: 0.61431; Gains in Water Available For Use / Savings in Demand under the selected programme (Ml/d) input as +ve 2037-38: 0.6655; Gains in Water Available For Use / Savings in Demand under the selected programme (Ml/d) input as +ve 2038-39: 0.7168; Gains in Water Available For Use / Savings in Demand under the selected programme (Ml/d) input as +ve 2039-40: 0.76819; Gains in Water Available For Use / Savings in Demand under the selected programme (Ml/d) input as +ve 2040-41: 0.81969; Gains in Water Available For Use / Savings in Demand under the selected programme (Ml/d) input as +ve 2041-42: 0.87129; Gains in Water Available For Use / Savings in Demand under the selected programme (Ml/d) input as +ve 2042-43: 0.92298; Gains in Water Available For Use / Savings in Demand under the selected programme (Ml/d) input as +ve 2043-44: 0.97477; Gains in Water Available For Use / Savings in Demand under the selected programme (Ml/d) input as +ve 2044-45: 1.0266; Gains in Water Available For Use / Savings in Demand under the selected programme (Ml/d) input as +ve 2045-46: 1.0786; Gains in Water Available For Use / Savings in Demand under the selected programme (Ml/d) input as +ve 2046-47: 1.1307; Gains in Water Available For Use / Savings in Demand under the selected programme (Ml/d) input as +ve 2047-48: 1.1828; Gains in Water Available For Use / Savings in Demand under the selected programme (Ml/d) input as +ve 2048-49: 1.235; Gains in Water Available For Use / Savings in Demand under the selected programme (Ml/d) input as +ve 2049-50: 1.2873
51dP | NHH. WEF Visit Lower.AWSLNC | NHH. WEF Visit Lower.AWSLNC | Non-household water audit | Customer Options | N | Preferred | AWSLNC | Ml/d | 2 | Gains in Water Available For Use / Savings in Demand under the selected programme (Ml/d) input as +ve 2019-20: 0; Gains in Water Available For Use / Savings in Demand under the selected programme (Ml/d) input as +ve 2020-21: 0; Gains in Water Available For Use / Savings in Demand under the selected programme (Ml/d) input as +ve 2021-22: 0; Gains in Water Available For Use / Savings in Demand under the selected programme (Ml/d) input as +ve 2022-23: 0; Gains in Water Available For Use / Savings in Demand under the selected programme (Ml/d) input as +ve 2023-24: 0; Gains in Water Available For Use / Savings in Demand under the selected programme (Ml/d) input as +ve 2024-25: 0; Gains in Water Available For Use / Savings in Demand under the selected programme (Ml/d) input as +ve 2025-26: 0.052324; Gains in Water Available For Use / Savings in Demand under the selected programme (Ml/d) input as +ve 2026-27: 0.10041; Gains in Water Available For Use / Savings in Demand under the selected programme (Ml/d) input as +ve 2027-28: 0.15681; Gains in Water Available For Use / Savings in Demand under the selected programme (Ml/d) input as +ve 2028-29: 0.20875; Gains in Water Available For Use / Savings in Demand under the selected programme (Ml/d) input as +ve 2029-30: 0.25906; Gains in Water Available For Use / Savings in Demand under the selected programme (Ml/d) input as +ve 2030-31: 0.30948; Gains in Water Available For Use / Savings in Demand under the selected programme (Ml/d) input as +ve 2031-32: 0.36; Gains in Water Available For Use / Savings in Demand under the selected programme (Ml/d) input as +ve 2032-33: 0.41063; Gains in Water Available For Use / Savings in Demand under the selected programme (Ml/d) input as +ve 2033-34: 0.46139; Gains in Water Available For Use / Savings in Demand under the selected programme (Ml/d) input as +ve 2034-35: 0.51225; Gains in Water Available For Use / Savings in Demand under the selected programme (Ml/d) input as +ve 2035-36: 0.56323; Gains in Water Available For Use / Savings in Demand under the selected programme (Ml/d) input as +ve 2036-37: 0.61431; Gains in Water Available For Use / Savings in Demand under the selected programme (Ml/d) input as +ve 2037-38: 0.6655; Gains in Water Available For Use / Savings in Demand under the selected programme (Ml/d) input as +ve 2038-39: 0.7168; Gains in Water Available For Use / Savings in Demand under the selected programme (Ml/d) input as +ve 2039-40: 0.76819; Gains in Water Available For Use / Savings in Demand under the selected programme (Ml/d) input as +ve 2040-41: 0.81969; Gains in Water Available For Use / Savings in Demand under the selected programme (Ml/d) input as +ve 2041-42: 0.87129; Gains in Water Available For Use / Savings in Demand under the selected programme (Ml/d) input as +ve 2042-43: 0.92298; Gains in Water Available For Use / Savings in Demand under the selected programme (Ml/d) input as +ve 2043-44: 0.97477; Gains in Water Available For Use / Savings in Demand under the selected programme (Ml/d) input as +ve 2044-45: 1.0266; Gains in Water Available For Use / Savings in Demand under the selected programme (Ml/d) input as +ve 2045-46: 1.0786; Gains in Water Available For Use / Savings in Demand under the selected programme (Ml/d) input as +ve 2046-47: 1.1307; Gains in Water Available For Use / Savings in Demand under the selected programme (Ml/d) input as +ve 2047-48: 1.1828; Gains in Water Available For Use / Savings in Demand under the selected programme (Ml/d) input as +ve 2048-49: 1.235; Gains in Water Available For Use / Savings in Demand under the selected programme (Ml/d) input as +ve 2049-50: 1.2873
51dF | NHH. WEF Visit Super High.AWSLNC | NHH. WEF Visit Super High.AWSLNC | Non-household water audit | Customer Options | N | Least Cost | AWSLNC | Ml/d | 2 | Gains in Water Available For Use / Savings in Demand under the selected programme (Ml/d) input as +ve 2019-20: 0; Gains in Water Available For Use / Savings in Demand under the selected programme (Ml/d) input as +ve 2020-21: 0; Gains in Water Available For Use / Savings in Demand under the selected programme (Ml/d) input as +ve 2021-22: 0; Gains in Water Available For Use / Savings in Demand under the selected programme (Ml/d) input as +ve 2022-23: 0; Gains in Water Available For Use / Savings in Demand under the selected programme (Ml/d) input as +ve 2023-24: 0; Gains in Water Available For Use / Savings in Demand under the selected programme (Ml/d) input as +ve 2024-25: 0; Gains in Water Available For Use / Savings in Demand under the selected programme (Ml/d) input as +ve 2025-26: 0.053861; Gains in Water Available For Use / Savings in Demand under the selected programme (Ml/d) input as +ve 2026-27: 0.10336; Gains in Water Available For Use / Savings in Demand under the selected programme (Ml/d) input as +ve 2027-28: 0.16141; Gains in Water Available For Use / Savings in Demand under the selected programme (Ml/d) input as +ve 2028-29: 0.21489; Gains in Water Available For Use / Savings in Demand under the selected programme (Ml/d) input as +ve 2029-30: 0.26667; Gains in Water Available For Use / Savings in Demand under the selected programme (Ml/d) input as +ve 2030-31: 0.31857; Gains in Water Available For Use / Savings in Demand under the selected programme (Ml/d) input as +ve 2031-32: 0.37057; Gains in Water Available For Use / Savings in Demand under the selected programme (Ml/d) input as +ve 2032-33: 0.42269; Gains in Water Available For Use / Savings in Demand under the selected programme (Ml/d) input as +ve 2033-34: 0.47494; Gains in Water Available For Use / Savings in Demand under the selected programme (Ml/d) input as +ve 2034-35: 0.52729; Gains in Water Available For Use / Savings in Demand under the selected programme (Ml/d) input as +ve 2035-36: 0.57977; Gains in Water Available For Use / Savings in Demand under the selected programme (Ml/d) input as +ve 2036-37: 0.63235; Gains in Water Available For Use / Savings in Demand under the selected programme (Ml/d) input as +ve 2037-38: 0.68504; Gains in Water Available For Use / Savings in Demand under the selected programme (Ml/d) input as +ve 2038-39: 0.73784; Gains in Water Available For Use / Savings in Demand under the selected programme (Ml/d) input as +ve 2039-40: 0.79075; Gains in Water Available For Use / Savings in Demand under the selected programme (Ml/d) input as +ve 2040-41: 0.84376; Gains in Water Available For Use / Savings in Demand under the selected programme (Ml/d) input as +ve 2041-42: 0.89688; Gains in Water Available For Use / Savings in Demand under the selected programme (Ml/d) input as +ve 2042-43: 0.95009; Gains in Water Available For Use / Savings in Demand under the selected programme (Ml/d) input as +ve 2043-44: 1.0034; Gains in Water Available For Use / Savings in Demand under the selected programme (Ml/d) input as +ve 2044-45: 1.0568; Gains in Water Available For Use / Savings in Demand under the selected programme (Ml/d) input as +ve 2045-46: 1.1103; Gains in Water Available For Use / Savings in Demand under the selected programme (Ml/d) input as +ve 2046-47: 1.1639; Gains in Water Available For Use / Savings in Demand under the selected programme (Ml/d) input as +ve 2047-48: 1.2175; Gains in Water Available For Use / Savings in Demand under the selected programme (Ml/d) input as +ve 2048-49: 1.2713; Gains in Water Available For Use / Savings in Demand under the selected programme (Ml/d) input as +ve 2049-50: 1.3251
51dF | NHH. WEF Visit Super High.AWSLNC | NHH. WEF Visit Super High.AWSLNC | Non-household water audit | Customer Options | N | Ofwat Core | AWSLNC | Ml/d | 2 | Gains in Water Available For Use / Savings in Demand under the selected programme (Ml/d) input as +ve 2019-20: 0; Gains in Water Available For Use / Savings in Demand under the selected programme (Ml/d) input as +ve 2020-21: 0; Gains in Water Available For Use / Savings in Demand under the selected programme (Ml/d) input as +ve 2021-22: 0; Gains in Water Available For Use / Savings in Demand under the selected programme (Ml/d) input as +ve 2022-23: 0; Gains in Water Available For Use / Savings in Demand under the selected programme (Ml/d) input as +ve 2023-24: 0; Gains in Water Available For Use / Savings in Demand under the selected programme (Ml/d) input as +ve 2024-25: 0; Gains in Water Available For Use / Savings in Demand under the selected programme (Ml/d) input as +ve 2025-26: 0.053861; Gains in Water Available For Use / Savings in Demand under the selected programme (Ml/d) input as +ve 2026-27: 0.10336; Gains in Water Available For Use / Savings in Demand under the selected programme (Ml/d) input as +ve 2027-28: 0.16141; Gains in Water Available For Use / Savings in Demand under the selected programme (Ml/d) input as +ve 2028-29: 0.21489; Gains in Water Available For Use / Savings in Demand under the selected programme (Ml/d) input as +ve 2029-30: 0.26667; Gains in Water Available For Use / Savings in Demand under the selected programme (Ml/d) input as +ve 2030-31: 0.31857; Gains in Water Available For Use / Savings in Demand under the selected programme (Ml/d) input as +ve 2031-32: 0.37057; Gains in Water Available For Use / Savings in Demand under the selected programme (Ml/d) input as +ve 2032-33: 0.42269; Gains in Water Available For Use / Savings in Demand under the selected programme (Ml/d) input as +ve 2033-34: 0.47494; Gains in Water Available For Use / Savings in Demand under the selected programme (Ml/d) input as +ve 2034-35: 0.52729; Gains in Water Available For Use / Savings in Demand under the selected programme (Ml/d) input as +ve 2035-36: 0.57977; Gains in Water Available For Use / Savings in Demand under the selected programme (Ml/d) input as +ve 2036-37: 0.63235; Gains in Water Available For Use / Savings in Demand under the selected programme (Ml/d) input as +ve 2037-38: 0.68504; Gains in Water Available For Use / Savings in Demand under the selected programme (Ml/d) input as +ve 2038-39: 0.73784; Gains in Water Available For Use / Savings in Demand under the selected programme (Ml/d) input as +ve 2039-40: 0.79075; Gains in Water Available For Use / Savings in Demand under the selected programme (Ml/d) input as +ve 2040-41: 0.84376; Gains in Water Available For Use / Savings in Demand under the selected programme (Ml/d) input as +ve 2041-42: 0.89688; Gains in Water Available For Use / Savings in Demand under the selected programme (Ml/d) input as +ve 2042-43: 0.95009; Gains in Water Available For Use / Savings in Demand under the selected programme (Ml/d) input as +ve 2043-44: 1.0034; Gains in Water Available For Use / Savings in Demand under the selected programme (Ml/d) input as +ve 2044-45: 1.0568; Gains in Water Available For Use / Savings in Demand under the selected programme (Ml/d) input as +ve 2045-46: 1.1103; Gains in Water Available For Use / Savings in Demand under the selected programme (Ml/d) input as +ve 2046-47: 1.1639; Gains in Water Available For Use / Savings in Demand under the selected programme (Ml/d) input as +ve 2047-48: 1.2175; Gains in Water Available For Use / Savings in Demand under the selected programme (Ml/d) input as +ve 2048-49: 1.2713; Gains in Water Available For Use / Savings in Demand under the selected programme (Ml/d) input as +ve 2049-50: 1.3251
51dP | NHH. WEF Visit Super High.AWSLNC | NHH. WEF Visit Super High.AWSLNC | Non-household water audit | Customer Options | N | Preferred | AWSLNC | Ml/d | 2 | Gains in Water Available For Use / Savings in Demand under the selected programme (Ml/d) input as +ve 2019-20: 0; Gains in Water Available For Use / Savings in Demand under the selected programme (Ml/d) input as +ve 2020-21: 0; Gains in Water Available For Use / Savings in Demand under the selected programme (Ml/d) input as +ve 2021-22: 0; Gains in Water Available For Use / Savings in Demand under the selected programme (Ml/d) input as +ve 2022-23: 0; Gains in Water Available For Use / Savings in Demand under the selected programme (Ml/d) input as +ve 2023-24: 0; Gains in Water Available For Use / Savings in Demand under the selected programme (Ml/d) input as +ve 2024-25: 0; Gains in Water Available For Use / Savings in Demand under the selected programme (Ml/d) input as +ve 2025-26: 0.053861; Gains in Water Available For Use / Savings in Demand under the selected programme (Ml/d) input as +ve 2026-27: 0.10336; Gains in Water Available For Use / Savings in Demand under the selected programme (Ml/d) input as +ve 2027-28: 0.16141; Gains in Water Available For Use / Savings in Demand under the selected programme (Ml/d) input as +ve 2028-29: 0.21489; Gains in Water Available For Use / Savings in Demand under the selected programme (Ml/d) input as +ve 2029-30: 0.26667; Gains in Water Available For Use / Savings in Demand under the selected programme (Ml/d) input as +ve 2030-31: 0.31857; Gains in Water Available For Use / Savings in Demand under the selected programme (Ml/d) input as +ve 2031-32: 0.37057; Gains in Water Available For Use / Savings in Demand under the selected programme (Ml/d) input as +ve 2032-33: 0.42269; Gains in Water Available For Use / Savings in Demand under the selected programme (Ml/d) input as +ve 2033-34: 0.47494; Gains in Water Available For Use / Savings in Demand under the selected programme (Ml/d) input as +ve 2034-35: 0.52729; Gains in Water Available For Use / Savings in Demand under the selected programme (Ml/d) input as +ve 2035-36: 0.57977; Gains in Water Available For Use / Savings in Demand under the selected programme (Ml/d) input as +ve 2036-37: 0.63235; Gains in Water Available For Use / Savings in Demand under the selected programme (Ml/d) input as +ve 2037-38: 0.68504; Gains in Water Available For Use / Savings in Demand under the selected programme (Ml/d) input as +ve 2038-39: 0.73784; Gains in Water Available For Use / Savings in Demand under the selected programme (Ml/d) input as +ve 2039-40: 0.79075; Gains in Water Available For Use / Savings in Demand under the selected programme (Ml/d) input as +ve 2040-41: 0.84376; Gains in Water Available For Use / Savings in Demand under the selected programme (Ml/d) input as +ve 2041-42: 0.89688; Gains in Water Available For Use / Savings in Demand under the selected programme (Ml/d) input as +ve 2042-43: 0.95009; Gains in Water Available For Use / Savings in Demand under the selected programme (Ml/d) input as +ve 2043-44: 1.0034; Gains in Water Available For Use / Savings in Demand under the selected programme (Ml/d) input as +ve 2044-45: 1.0568; Gains in Water Available For Use / Savings in Demand under the selected programme (Ml/d) input as +ve 2045-46: 1.1103; Gains in Water Available For Use / Savings in Demand under the selected programme (Ml/d) input as +ve 2046-47: 1.1639; Gains in Water Available For Use / Savings in Demand under the selected programme (Ml/d) input as +ve 2047-48: 1.2175; Gains in Water Available For Use / Savings in Demand under the selected programme (Ml/d) input as +ve 2048-49: 1.2713; Gains in Water Available For Use / Savings in Demand under the selected programme (Ml/d) input as +ve 2049-50: 1.3251
51dF | NHH. WEF Visit Upper.AWSLNC | NHH. WEF Visit Upper.AWSLNC | Non-household water audit | Customer Options | N | Least Cost | AWSLNC | Ml/d | 2 | Gains in Water Available For Use / Savings in Demand under the selected programme (Ml/d) input as +ve 2019-20: 0; Gains in Water Available For Use / Savings in Demand under the selected programme (Ml/d) input as +ve 2020-21: 0; Gains in Water Available For Use / Savings in Demand under the selected programme (Ml/d) input as +ve 2021-22: 0; Gains in Water Available For Use / Savings in Demand under the selected programme (Ml/d) input as +ve 2022-23: 0; Gains in Water Available For Use / Savings in Demand under the selected programme (Ml/d) input as +ve 2023-24: 0; Gains in Water Available For Use / Savings in Demand under the selected programme (Ml/d) input as +ve 2024-25: 0; Gains in Water Available For Use / Savings in Demand under the selected programme (Ml/d) input as +ve 2025-26: 0.028264; Gains in Water Available For Use / Savings in Demand under the selected programme (Ml/d) input as +ve 2026-27: 0.054238; Gains in Water Available For Use / Savings in Demand under the selected programme (Ml/d) input as +ve 2027-28: 0.084705; Gains in Water Available For Use / Savings in Demand under the selected programme (Ml/d) input as +ve 2028-29: 0.11276; Gains in Water Available For Use / Savings in Demand under the selected programme (Ml/d) input as +ve 2029-30: 0.13994; Gains in Water Available For Use / Savings in Demand under the selected programme (Ml/d) input as +ve 2030-31: 0.16718; Gains in Water Available For Use / Savings in Demand under the selected programme (Ml/d) input as +ve 2031-32: 0.19446; Gains in Water Available For Use / Savings in Demand under the selected programme (Ml/d) input as +ve 2032-33: 0.22181; Gains in Water Available For Use / Savings in Demand under the selected programme (Ml/d) input as +ve 2033-34: 0.24923; Gains in Water Available For Use / Savings in Demand under the selected programme (Ml/d) input as +ve 2034-35: 0.2767; Gains in Water Available For Use / Savings in Demand under the selected programme (Ml/d) input as +ve 2035-36: 0.30424; Gains in Water Available For Use / Savings in Demand under the selected programme (Ml/d) input as +ve 2036-37: 0.33184; Gains in Water Available For Use / Savings in Demand under the selected programme (Ml/d) input as +ve 2037-38: 0.35949; Gains in Water Available For Use / Savings in Demand under the selected programme (Ml/d) input as +ve 2038-39: 0.3872; Gains in Water Available For Use / Savings in Demand under the selected programme (Ml/d) input as +ve 2039-40: 0.41496; Gains in Water Available For Use / Savings in Demand under the selected programme (Ml/d) input as +ve 2040-41: 0.44278; Gains in Water Available For Use / Savings in Demand under the selected programme (Ml/d) input as +ve 2041-42: 0.47065; Gains in Water Available For Use / Savings in Demand under the selected programme (Ml/d) input as +ve 2042-43: 0.49857; Gains in Water Available For Use / Savings in Demand under the selected programme (Ml/d) input as +ve 2043-44: 0.52655; Gains in Water Available For Use / Savings in Demand under the selected programme (Ml/d) input as +ve 2044-45: 0.55457; Gains in Water Available For Use / Savings in Demand under the selected programme (Ml/d) input as +ve 2045-46: 0.58264; Gains in Water Available For Use / Savings in Demand under the selected programme (Ml/d) input as +ve 2046-47: 0.61075; Gains in Water Available For Use / Savings in Demand under the selected programme (Ml/d) input as +ve 2047-48: 0.63891; Gains in Water Available For Use / Savings in Demand under the selected programme (Ml/d) input as +ve 2048-49: 0.66712; Gains in Water Available For Use / Savings in Demand under the selected programme (Ml/d) input as +ve 2049-50: 0.69536
51dF | NHH. WEF Visit Upper.AWSLNC | NHH. WEF Visit Upper.AWSLNC | Non-household water audit | Customer Options | N | Ofwat Core | AWSLNC | Ml/d | 2 | Gains in Water Available For Use / Savings in Demand under the selected programme (Ml/d) input as +ve 2019-20: 0; Gains in Water Available For Use / Savings in Demand under the selected programme (Ml/d) input as +ve 2020-21: 0; Gains in Water Available For Use / Savings in Demand under the selected programme (Ml/d) input as +ve 2021-22: 0; Gains in Water Available For Use / Savings in Demand under the selected programme (Ml/d) input as +ve 2022-23: 0; Gains in Water Available For Use / Savings in Demand under the selected programme (Ml/d) input as +ve 2023-24: 0; Gains in Water Available For Use / Savings in Demand under the selected programme (Ml/d) input as +ve 2024-25: 0; Gains in Water Available For Use / Savings in Demand under the selected programme (Ml/d) input as +ve 2025-26: 0.028264; Gains in Water Available For Use / Savings in Demand under the selected programme (Ml/d) input as +ve 2026-27: 0.054238; Gains in Water Available For Use / Savings in Demand under the selected programme (Ml/d) input as +ve 2027-28: 0.084705; Gains in Water Available For Use / Savings in Demand under the selected programme (Ml/d) input as +ve 2028-29: 0.11276; Gains in Water Available For Use / Savings in Demand under the selected programme (Ml/d) input as +ve 2029-30: 0.13994; Gains in Water Available For Use / Savings in Demand under the selected programme (Ml/d) input as +ve 2030-31: 0.16718; Gains in Water Available For Use / Savings in Demand under the selected programme (Ml/d) input as +ve 2031-32: 0.19446; Gains in Water Available For Use / Savings in Demand under the selected programme (Ml/d) input as +ve 2032-33: 0.22181; Gains in Water Available For Use / Savings in Demand under the selected programme (Ml/d) input as +ve 2033-34: 0.24923; Gains in Water Available For Use / Savings in Demand under the selected programme (Ml/d) input as +ve 2034-35: 0.2767; Gains in Water Available For Use / Savings in Demand under the selected programme (Ml/d) input as +ve 2035-36: 0.30424; Gains in Water Available For Use / Savings in Demand under the selected programme (Ml/d) input as +ve 2036-37: 0.33184; Gains in Water Available For Use / Savings in Demand under the selected programme (Ml/d) input as +ve 2037-38: 0.35949; Gains in Water Available For Use / Savings in Demand under the selected programme (Ml/d) input as +ve 2038-39: 0.3872; Gains in Water Available For Use / Savings in Demand under the selected programme (Ml/d) input as +ve 2039-40: 0.41496; Gains in Water Available For Use / Savings in Demand under the selected programme (Ml/d) input as +ve 2040-41: 0.44278; Gains in Water Available For Use / Savings in Demand under the selected programme (Ml/d) input as +ve 2041-42: 0.47065; Gains in Water Available For Use / Savings in Demand under the selected programme (Ml/d) input as +ve 2042-43: 0.49857; Gains in Water Available For Use / Savings in Demand under the selected programme (Ml/d) input as +ve 2043-44: 0.52655; Gains in Water Available For Use / Savings in Demand under the selected programme (Ml/d) input as +ve 2044-45: 0.55457; Gains in Water Available For Use / Savings in Demand under the selected programme (Ml/d) input as +ve 2045-46: 0.58264; Gains in Water Available For Use / Savings in Demand under the selected programme (Ml/d) input as +ve 2046-47: 0.61075; Gains in Water Available For Use / Savings in Demand under the selected programme (Ml/d) input as +ve 2047-48: 0.63891; Gains in Water Available For Use / Savings in Demand under the selected programme (Ml/d) input as +ve 2048-49: 0.66712; Gains in Water Available For Use / Savings in Demand under the selected programme (Ml/d) input as +ve 2049-50: 0.69536
51dP | NHH. WEF Visit Upper.AWSLNC | NHH. WEF Visit Upper.AWSLNC | Non-household water audit | Customer Options | N | Preferred | AWSLNC | Ml/d | 2 | Gains in Water Available For Use / Savings in Demand under the selected programme (Ml/d) input as +ve 2019-20: 0; Gains in Water Available For Use / Savings in Demand under the selected programme (Ml/d) input as +ve 2020-21: 0; Gains in Water Available For Use / Savings in Demand under the selected programme (Ml/d) input as +ve 2021-22: 0; Gains in Water Available For Use / Savings in Demand under the selected programme (Ml/d) input as +ve 2022-23: 0; Gains in Water Available For Use / Savings in Demand under the selected programme (Ml/d) input as +ve 2023-24: 0; Gains in Water Available For Use / Savings in Demand under the selected programme (Ml/d) input as +ve 2024-25: 0; Gains in Water Available For Use / Savings in Demand under the selected programme (Ml/d) input as +ve 2025-26: 0.028264; Gains in Water Available For Use / Savings in Demand under the selected programme (Ml/d) input as +ve 2026-27: 0.054238; Gains in Water Available For Use / Savings in Demand under the selected programme (Ml/d) input as +ve 2027-28: 0.084705; Gains in Water Available For Use / Savings in Demand under the selected programme (Ml/d) input as +ve 2028-29: 0.11276; Gains in Water Available For Use / Savings in Demand under the selected programme (Ml/d) input as +ve 2029-30: 0.13994; Gains in Water Available For Use / Savings in Demand under the selected programme (Ml/d) input as +ve 2030-31: 0.16718; Gains in Water Available For Use / Savings in Demand under the selected programme (Ml/d) input as +ve 2031-32: 0.19446; Gains in Water Available For Use / Savings in Demand under the selected programme (Ml/d) input as +ve 2032-33: 0.22181; Gains in Water Available For Use / Savings in Demand under the selected programme (Ml/d) input as +ve 2033-34: 0.24923; Gains in Water Available For Use / Savings in Demand under the selected programme (Ml/d) input as +ve 2034-35: 0.2767; Gains in Water Available For Use / Savings in Demand under the selected programme (Ml/d) input as +ve 2035-36: 0.30424; Gains in Water Available For Use / Savings in Demand under the selected programme (Ml/d) input as +ve 2036-37: 0.33184; Gains in Water Available For Use / Savings in Demand under the selected programme (Ml/d) input as +ve 2037-38: 0.35949; Gains in Water Available For Use / Savings in Demand under the selected programme (Ml/d) input as +ve 2038-39: 0.3872; Gains in Water Available For Use / Savings in Demand under the selected programme (Ml/d) input as +ve 2039-40: 0.41496; Gains in Water Available For Use / Savings in Demand under the selected programme (Ml/d) input as +ve 2040-41: 0.44278; Gains in Water Available For Use / Savings in Demand under the selected programme (Ml/d) input as +ve 2041-42: 0.47065; Gains in Water Available For Use / Savings in Demand under the selected programme (Ml/d) input as +ve 2042-43: 0.49857; Gains in Water Available For Use / Savings in Demand under the selected programme (Ml/d) input as +ve 2043-44: 0.52655; Gains in Water Available For Use / Savings in Demand under the selected programme (Ml/d) input as +ve 2044-45: 0.55457; Gains in Water Available For Use / Savings in Demand under the selected programme (Ml/d) input as +ve 2045-46: 0.58264; Gains in Water Available For Use / Savings in Demand under the selected programme (Ml/d) input as +ve 2046-47: 0.61075; Gains in Water Available For Use / Savings in Demand under the selected programme (Ml/d) input as +ve 2047-48: 0.63891; Gains in Water Available For Use / Savings in Demand under the selected programme (Ml/d) input as +ve 2048-49: 0.66712; Gains in Water Available For Use / Savings in Demand under the selected programme (Ml/d) input as +ve 2049-50: 0.69536
51dF | Smart Metering.AWSLNC | Smart Metering.AWSLNC | Metering other selective | Customer Options | N | Least Cost | AWSLNC | Ml/d | 2 | Gains in Water Available For Use / Savings in Demand under the selected programme (Ml/d) input as +ve 2019-20: 0; Gains in Water Available For Use / Savings in Demand under the selected programme (Ml/d) input as +ve 2020-21: 0; Gains in Water Available For Use / Savings in Demand under the selected programme (Ml/d) input as +ve 2021-22: 0; Gains in Water Available For Use / Savings in Demand under the selected programme (Ml/d) input as +ve 2022-23: 0; Gains in Water Available For Use / Savings in Demand under the selected programme (Ml/d) input as +ve 2023-24: 0; Gains in Water Available For Use / Savings in Demand under the selected programme (Ml/d) input as +ve 2024-25: 0; Gains in Water Available For Use / Savings in Demand under the selected programme (Ml/d) input as +ve 2025-26: 0.4113; Gains in Water Available For Use / Savings in Demand under the selected programme (Ml/d) input as +ve 2026-27: 0.48142; Gains in Water Available For Use / Savings in Demand under the selected programme (Ml/d) input as +ve 2027-28: 1.0751; Gains in Water Available For Use / Savings in Demand under the selected programme (Ml/d) input as +ve 2028-29: 1.3167; Gains in Water Available For Use / Savings in Demand under the selected programme (Ml/d) input as +ve 2029-30: 1.473; Gains in Water Available For Use / Savings in Demand under the selected programme (Ml/d) input as +ve 2030-31: 1.6337; Gains in Water Available For Use / Savings in Demand under the selected programme (Ml/d) input as +ve 2031-32: 1.8003; Gains in Water Available For Use / Savings in Demand under the selected programme (Ml/d) input as +ve 2032-33: 1.8471; Gains in Water Available For Use / Savings in Demand under the selected programme (Ml/d) input as +ve 2033-34: 1.8902; Gains in Water Available For Use / Savings in Demand under the selected programme (Ml/d) input as +ve 2034-35: 1.9322; Gains in Water Available For Use / Savings in Demand under the selected programme (Ml/d) input as +ve 2035-36: 1.9723; Gains in Water Available For Use / Savings in Demand under the selected programme (Ml/d) input as +ve 2036-37: 2.0101; Gains in Water Available For Use / Savings in Demand under the selected programme (Ml/d) input as +ve 2037-38: 2.0461; Gains in Water Available For Use / Savings in Demand under the selected programme (Ml/d) input as +ve 2038-39: 2.0814; Gains in Water Available For Use / Savings in Demand under the selected programme (Ml/d) input as +ve 2039-40: 2.1152; Gains in Water Available For Use / Savings in Demand under the selected programme (Ml/d) input as +ve 2040-41: 2.1487; Gains in Water Available For Use / Savings in Demand under the selected programme (Ml/d) input as +ve 2041-42: 2.1809; Gains in Water Available For Use / Savings in Demand under the selected programme (Ml/d) input as +ve 2042-43: 2.2131; Gains in Water Available For Use / Savings in Demand under the selected programme (Ml/d) input as +ve 2043-44: 2.244; Gains in Water Available For Use / Savings in Demand under the selected programme (Ml/d) input as +ve 2044-45: 2.2739; Gains in Water Available For Use / Savings in Demand under the selected programme (Ml/d) input as +ve 2045-46: 2.2954; Gains in Water Available For Use / Savings in Demand under the selected programme (Ml/d) input as +ve 2046-47: 2.3165; Gains in Water Available For Use / Savings in Demand under the selected programme (Ml/d) input as +ve 2047-48: 2.3373; Gains in Water Available For Use / Savings in Demand under the selected programme (Ml/d) input as +ve 2048-49: 2.3576; Gains in Water Available For Use / Savings in Demand under the selected programme (Ml/d) input as +ve 2049-50: 2.3753
51dF | Smart Metering.AWSLNC | Smart Metering.AWSLNC | Metering other selective | Customer Options | N | Ofwat Core | AWSLNC | Ml/d | 2 | Gains in Water Available For Use / Savings in Demand under the selected programme (Ml/d) input as +ve 2019-20: 0; Gains in Water Available For Use / Savings in Demand under the selected programme (Ml/d) input as +ve 2020-21: 0; Gains in Water Available For Use / Savings in Demand under the selected programme (Ml/d) input as +ve 2021-22: 0; Gains in Water Available For Use / Savings in Demand under the selected programme (Ml/d) input as +ve 2022-23: 0; Gains in Water Available For Use / Savings in Demand under the selected programme (Ml/d) input as +ve 2023-24: 0; Gains in Water Available For Use / Savings in Demand under the selected programme (Ml/d) input as +ve 2024-25: 0; Gains in Water Available For Use / Savings in Demand under the selected programme (Ml/d) input as +ve 2025-26: 0.4113; Gains in Water Available For Use / Savings in Demand under the selected programme (Ml/d) input as +ve 2026-27: 0.48142; Gains in Water Available For Use / Savings in Demand under the selected programme (Ml/d) input as +ve 2027-28: 1.0751; Gains in Water Available For Use / Savings in Demand under the selected programme (Ml/d) input as +ve 2028-29: 1.3167; Gains in Water Available For Use / Savings in Demand under the selected programme (Ml/d) input as +ve 2029-30: 1.473; Gains in Water Available For Use / Savings in Demand under the selected programme (Ml/d) input as +ve 2030-31: 1.6337; Gains in Water Available For Use / Savings in Demand under the selected programme (Ml/d) input as +ve 2031-32: 1.8003; Gains in Water Available For Use / Savings in Demand under the selected programme (Ml/d) input as +ve 2032-33: 1.8471; Gains in Water Available For Use / Savings in Demand under the selected programme (Ml/d) input as +ve 2033-34: 1.8902; Gains in Water Available For Use / Savings in Demand under the selected programme (Ml/d) input as +ve 2034-35: 1.9322; Gains in Water Available For Use / Savings in Demand under the selected programme (Ml/d) input as +ve 2035-36: 1.9723; Gains in Water Available For Use / Savings in Demand under the selected programme (Ml/d) input as +ve 2036-37: 2.0101; Gains in Water Available For Use / Savings in Demand under the selected programme (Ml/d) input as +ve 2037-38: 2.0461; Gains in Water Available For Use / Savings in Demand under the selected programme (Ml/d) input as +ve 2038-39: 2.0814; Gains in Water Available For Use / Savings in Demand under the selected programme (Ml/d) input as +ve 2039-40: 2.1152; Gains in Water Available For Use / Savings in Demand under the selected programme (Ml/d) input as +ve 2040-41: 2.1487; Gains in Water Available For Use / Savings in Demand under the selected programme (Ml/d) input as +ve 2041-42: 2.1809; Gains in Water Available For Use / Savings in Demand under the selected programme (Ml/d) input as +ve 2042-43: 2.2131; Gains in Water Available For Use / Savings in Demand under the selected programme (Ml/d) input as +ve 2043-44: 2.244; Gains in Water Available For Use / Savings in Demand under the selected programme (Ml/d) input as +ve 2044-45: 2.2739; Gains in Water Available For Use / Savings in Demand under the selected programme (Ml/d) input as +ve 2045-46: 2.2954; Gains in Water Available For Use / Savings in Demand under the selected programme (Ml/d) input as +ve 2046-47: 2.3165; Gains in Water Available For Use / Savings in Demand under the selected programme (Ml/d) input as +ve 2047-48: 2.3373; Gains in Water Available For Use / Savings in Demand under the selected programme (Ml/d) input as +ve 2048-49: 2.3576; Gains in Water Available For Use / Savings in Demand under the selected programme (Ml/d) input as +ve 2049-50: 2.3753
51dP | Smart Metering.AWSLNC | Smart Metering.AWSLNC | Metering other selective | Customer Options | N | Preferred | AWSLNC | Ml/d | 2 | Gains in Water Available For Use / Savings in Demand under the selected programme (Ml/d) input as +ve 2019-20: 0; Gains in Water Available For Use / Savings in Demand under the selected programme (Ml/d) input as +ve 2020-21: 0; Gains in Water Available For Use / Savings in Demand under the selected programme (Ml/d) input as +ve 2021-22: 0; Gains in Water Available For Use / Savings in Demand under the selected programme (Ml/d) input as +ve 2022-23: 0; Gains in Water Available For Use / Savings in Demand under the selected programme (Ml/d) input as +ve 2023-24: 0; Gains in Water Available For Use / Savings in Demand under the selected programme (Ml/d) input as +ve 2024-25: 0; Gains in Water Available For Use / Savings in Demand under the selected programme (Ml/d) input as +ve 2025-26: 0.4113; Gains in Water Available For Use / Savings in Demand under the selected programme (Ml/d) input as +ve 2026-27: 0.48142; Gains in Water Available For Use / Savings in Demand under the selected programme (Ml/d) input as +ve 2027-28: 1.0751; Gains in Water Available For Use / Savings in Demand under the selected programme (Ml/d) input as +ve 2028-29: 1.3167; Gains in Water Available For Use / Savings in Demand under the selected programme (Ml/d) input as +ve 2029-30: 1.473; Gains in Water Available For Use / Savings in Demand under the selected programme (Ml/d) input as +ve 2030-31: 1.6337; Gains in Water Available For Use / Savings in Demand under the selected programme (Ml/d) input as +ve 2031-32: 1.8003; Gains in Water Available For Use / Savings in Demand under the selected programme (Ml/d) input as +ve 2032-33: 1.8471; Gains in Water Available For Use / Savings in Demand under the selected programme (Ml/d) input as +ve 2033-34: 1.8902; Gains in Water Available For Use / Savings in Demand under the selected programme (Ml/d) input as +ve 2034-35: 1.9322; Gains in Water Available For Use / Savings in Demand under the selected programme (Ml/d) input as +ve 2035-36: 1.9723; Gains in Water Available For Use / Savings in Demand under the selected programme (Ml/d) input as +ve 2036-37: 2.0101; Gains in Water Available For Use / Savings in Demand under the selected programme (Ml/d) input as +ve 2037-38: 2.0461; Gains in Water Available For Use / Savings in Demand under the selected programme (Ml/d) input as +ve 2038-39: 2.0814; Gains in Water Available For Use / Savings in Demand under the selected programme (Ml/d) input as +ve 2039-40: 2.1152; Gains in Water Available For Use / Savings in Demand under the selected programme (Ml/d) input as +ve 2040-41: 2.1487; Gains in Water Available For Use / Savings in Demand under the selected programme (Ml/d) input as +ve 2041-42: 2.1809; Gains in Water Available For Use / Savings in Demand under the selected programme (Ml/d) input as +ve 2042-43: 2.2131; Gains in Water Available For Use / Savings in Demand under the selected programme (Ml/d) input as +ve 2043-44: 2.244; Gains in Water Available For Use / Savings in Demand under the selected programme (Ml/d) input as +ve 2044-45: 2.2739; Gains in Water Available For Use / Savings in Demand under the selected programme (Ml/d) input as +ve 2045-46: 2.2954; Gains in Water Available For Use / Savings in Demand under the selected programme (Ml/d) input as +ve 2046-47: 2.3165; Gains in Water Available For Use / Savings in Demand under the selected programme (Ml/d) input as +ve 2047-48: 2.3373; Gains in Water Available For Use / Savings in Demand under the selected programme (Ml/d) input as +ve 2048-49: 2.3576; Gains in Water Available For Use / Savings in Demand under the selected programme (Ml/d) input as +ve 2049-50: 2.3753
51dF | USPL_HH_MET.AWSLNC | USPL_HH_MET.AWSLNC | Supply pipe repairs / replacement | Customer Options | N | Least Cost | AWSLNC | Ml/d | 2 | Gains in Water Available For Use / Savings in Demand under the selected programme (Ml/d) input as +ve 2019-20: 0; Gains in Water Available For Use / Savings in Demand under the selected programme (Ml/d) input as +ve 2020-21: 0; Gains in Water Available For Use / Savings in Demand under the selected programme (Ml/d) input as +ve 2021-22: 0; Gains in Water Available For Use / Savings in Demand under the selected programme (Ml/d) input as +ve 2022-23: 0; Gains in Water Available For Use / Savings in Demand under the selected programme (Ml/d) input as +ve 2023-24: 0; Gains in Water Available For Use / Savings in Demand under the selected programme (Ml/d) input as +ve 2024-25: 0; Gains in Water Available For Use / Savings in Demand under the selected programme (Ml/d) input as +ve 2025-26: 0.085695; Gains in Water Available For Use / Savings in Demand under the selected programme (Ml/d) input as +ve 2026-27: 0.11224; Gains in Water Available For Use / Savings in Demand under the selected programme (Ml/d) input as +ve 2027-28: 0.27565; Gains in Water Available For Use / Savings in Demand under the selected programme (Ml/d) input as +ve 2028-29: 0.3608; Gains in Water Available For Use / Savings in Demand under the selected programme (Ml/d) input as +ve 2029-30: 0.42541; Gains in Water Available For Use / Savings in Demand under the selected programme (Ml/d) input as +ve 2030-31: 0.49212; Gains in Water Available For Use / Savings in Demand under the selected programme (Ml/d) input as +ve 2031-32: 0.5614; Gains in Water Available For Use / Savings in Demand under the selected programme (Ml/d) input as +ve 2032-33: 0.57563; Gains in Water Available For Use / Savings in Demand under the selected programme (Ml/d) input as +ve 2033-34: 0.58875; Gains in Water Available For Use / Savings in Demand under the selected programme (Ml/d) input as +ve 2034-35: 0.60155; Gains in Water Available For Use / Savings in Demand under the selected programme (Ml/d) input as +ve 2035-36: 0.61374; Gains in Water Available For Use / Savings in Demand under the selected programme (Ml/d) input as +ve 2036-37: 0.62517; Gains in Water Available For Use / Savings in Demand under the selected programme (Ml/d) input as +ve 2037-38: 0.63591; Gains in Water Available For Use / Savings in Demand under the selected programme (Ml/d) input as +ve 2038-39: 0.64645; Gains in Water Available For Use / Savings in Demand under the selected programme (Ml/d) input as +ve 2039-40: 0.65637; Gains in Water Available For Use / Savings in Demand under the selected programme (Ml/d) input as +ve 2040-41: 0.6661; Gains in Water Available For Use / Savings in Demand under the selected programme (Ml/d) input as +ve 2041-42: 0.6756; Gains in Water Available For Use / Savings in Demand under the selected programme (Ml/d) input as +ve 2042-43: 0.68487; Gains in Water Available For Use / Savings in Demand under the selected programme (Ml/d) input as +ve 2043-44: 0.69392; Gains in Water Available For Use / Savings in Demand under the selected programme (Ml/d) input as +ve 2044-45: 0.70274; Gains in Water Available For Use / Savings in Demand under the selected programme (Ml/d) input as +ve 2045-46: 0.70999; Gains in Water Available For Use / Savings in Demand under the selected programme (Ml/d) input as +ve 2046-47: 0.71707; Gains in Water Available For Use / Savings in Demand under the selected programme (Ml/d) input as +ve 2047-48: 0.72397; Gains in Water Available For Use / Savings in Demand under the selected programme (Ml/d) input as +ve 2048-49: 0.7307; Gains in Water Available For Use / Savings in Demand under the selected programme (Ml/d) input as +ve 2049-50: 0.73681
51dF | USPL_HH_MET.AWSLNC | USPL_HH_MET.AWSLNC | Supply pipe repairs / replacement | Customer Options | N | Ofwat Core | AWSLNC | Ml/d | 2 | Gains in Water Available For Use / Savings in Demand under the selected programme (Ml/d) input as +ve 2019-20: 0; Gains in Water Available For Use / Savings in Demand under the selected programme (Ml/d) input as +ve 2020-21: 0; Gains in Water Available For Use / Savings in Demand under the selected programme (Ml/d) input as +ve 2021-22: 0; Gains in Water Available For Use / Savings in Demand under the selected programme (Ml/d) input as +ve 2022-23: 0; Gains in Water Available For Use / Savings in Demand under the selected programme (Ml/d) input as +ve 2023-24: 0; Gains in Water Available For Use / Savings in Demand under the selected programme (Ml/d) input as +ve 2024-25: 0; Gains in Water Available For Use / Savings in Demand under the selected programme (Ml/d) input as +ve 2025-26: 0.085695; Gains in Water Available For Use / Savings in Demand under the selected programme (Ml/d) input as +ve 2026-27: 0.11224; Gains in Water Available For Use / Savings in Demand under the selected programme (Ml/d) input as +ve 2027-28: 0.27565; Gains in Water Available For Use / Savings in Demand under the selected programme (Ml/d) input as +ve 2028-29: 0.3608; Gains in Water Available For Use / Savings in Demand under the selected programme (Ml/d) input as +ve 2029-30: 0.42541; Gains in Water Available For Use / Savings in Demand under the selected programme (Ml/d) input as +ve 2030-31: 0.49212; Gains in Water Available For Use / Savings in Demand under the selected programme (Ml/d) input as +ve 2031-32: 0.5614; Gains in Water Available For Use / Savings in Demand under the selected programme (Ml/d) input as +ve 2032-33: 0.57563; Gains in Water Available For Use / Savings in Demand under the selected programme (Ml/d) input as +ve 2033-34: 0.58875; Gains in Water Available For Use / Savings in Demand under the selected programme (Ml/d) input as +ve 2034-35: 0.60155; Gains in Water Available For Use / Savings in Demand under the selected programme (Ml/d) input as +ve 2035-36: 0.61374; Gains in Water Available For Use / Savings in Demand under the selected programme (Ml/d) input as +ve 2036-37: 0.62517; Gains in Water Available For Use / Savings in Demand under the selected programme (Ml/d) input as +ve 2037-38: 0.63591; Gains in Water Available For Use / Savings in Demand under the selected programme (Ml/d) input as +ve 2038-39: 0.64645; Gains in Water Available For Use / Savings in Demand under the selected programme (Ml/d) input as +ve 2039-40: 0.65637; Gains in Water Available For Use / Savings in Demand under the selected programme (Ml/d) input as +ve 2040-41: 0.6661; Gains in Water Available For Use / Savings in Demand under the selected programme (Ml/d) input as +ve 2041-42: 0.6756; Gains in Water Available For Use / Savings in Demand under the selected programme (Ml/d) input as +ve 2042-43: 0.68487; Gains in Water Available For Use / Savings in Demand under the selected programme (Ml/d) input as +ve 2043-44: 0.69392; Gains in Water Available For Use / Savings in Demand under the selected programme (Ml/d) input as +ve 2044-45: 0.70274; Gains in Water Available For Use / Savings in Demand under the selected programme (Ml/d) input as +ve 2045-46: 0.70999; Gains in Water Available For Use / Savings in Demand under the selected programme (Ml/d) input as +ve 2046-47: 0.71707; Gains in Water Available For Use / Savings in Demand under the selected programme (Ml/d) input as +ve 2047-48: 0.72397; Gains in Water Available For Use / Savings in Demand under the selected programme (Ml/d) input as +ve 2048-49: 0.7307; Gains in Water Available For Use / Savings in Demand under the selected programme (Ml/d) input as +ve 2049-50: 0.73681
51dP | USPL_HH_MET.AWSLNC | USPL_HH_MET.AWSLNC | Supply pipe repairs / replacement | Customer Options | N | Preferred | AWSLNC | Ml/d | 2 | Gains in Water Available For Use / Savings in Demand under the selected programme (Ml/d) input as +ve 2019-20: 0; Gains in Water Available For Use / Savings in Demand under the selected programme (Ml/d) input as +ve 2020-21: 0; Gains in Water Available For Use / Savings in Demand under the selected programme (Ml/d) input as +ve 2021-22: 0; Gains in Water Available For Use / Savings in Demand under the selected programme (Ml/d) input as +ve 2022-23: 0; Gains in Water Available For Use / Savings in Demand under the selected programme (Ml/d) input as +ve 2023-24: 0; Gains in Water Available For Use / Savings in Demand under the selected programme (Ml/d) input as +ve 2024-25: 0; Gains in Water Available For Use / Savings in Demand under the selected programme (Ml/d) input as +ve 2025-26: 0.085695; Gains in Water Available For Use / Savings in Demand under the selected programme (Ml/d) input as +ve 2026-27: 0.11224; Gains in Water Available For Use / Savings in Demand under the selected programme (Ml/d) input as +ve 2027-28: 0.27565; Gains in Water Available For Use / Savings in Demand under the selected programme (Ml/d) input as +ve 2028-29: 0.3608; Gains in Water Available For Use / Savings in Demand under the selected programme (Ml/d) input as +ve 2029-30: 0.42541; Gains in Water Available For Use / Savings in Demand under the selected programme (Ml/d) input as +ve 2030-31: 0.49212; Gains in Water Available For Use / Savings in Demand under the selected programme (Ml/d) input as +ve 2031-32: 0.5614; Gains in Water Available For Use / Savings in Demand under the selected programme (Ml/d) input as +ve 2032-33: 0.57563; Gains in Water Available For Use / Savings in Demand under the selected programme (Ml/d) input as +ve 2033-34: 0.58875; Gains in Water Available For Use / Savings in Demand under the selected programme (Ml/d) input as +ve 2034-35: 0.60155; Gains in Water Available For Use / Savings in Demand under the selected programme (Ml/d) input as +ve 2035-36: 0.61374; Gains in Water Available For Use / Savings in Demand under the selected programme (Ml/d) input as +ve 2036-37: 0.62517; Gains in Water Available For Use / Savings in Demand under the selected programme (Ml/d) input as +ve 2037-38: 0.63591; Gains in Water Available For Use / Savings in Demand under the selected programme (Ml/d) input as +ve 2038-39: 0.64645; Gains in Water Available For Use / Savings in Demand under the selected programme (Ml/d) input as +ve 2039-40: 0.65637; Gains in Water Available For Use / Savings in Demand under the selected programme (Ml/d) input as +ve 2040-41: 0.6661; Gains in Water Available For Use / Savings in Demand under the selected programme (Ml/d) input as +ve 2041-42: 0.6756; Gains in Water Available For Use / Savings in Demand under the selected programme (Ml/d) input as +ve 2042-43: 0.68487; Gains in Water Available For Use / Savings in Demand under the selected programme (Ml/d) input as +ve 2043-44: 0.69392; Gains in Water Available For Use / Savings in Demand under the selected programme (Ml/d) input as +ve 2044-45: 0.70274; Gains in Water Available For Use / Savings in Demand under the selected programme (Ml/d) input as +ve 2045-46: 0.70999; Gains in Water Available For Use / Savings in Demand under the selected programme (Ml/d) input as +ve 2046-47: 0.71707; Gains in Water Available For Use / Savings in Demand under the selected programme (Ml/d) input as +ve 2047-48: 0.72397; Gains in Water Available For Use / Savings in Demand under the selected programme (Ml/d) input as +ve 2048-49: 0.7307; Gains in Water Available For Use / Savings in Demand under the selected programme (Ml/d) input as +ve 2049-50: 0.73681
51dF | USPL_ShSupplies.AWSLNC | USPL_ShSupplies.AWSLNC | Supply pipe repairs / replacement | Customer Options | N | Least Cost | AWSLNC | Ml/d | 2 | Gains in Water Available For Use / Savings in Demand under the selected programme (Ml/d) input as +ve 2019-20: 0; Gains in Water Available For Use / Savings in Demand under the selected programme (Ml/d) input as +ve 2020-21: 0; Gains in Water Available For Use / Savings in Demand under the selected programme (Ml/d) input as +ve 2021-22: 0; Gains in Water Available For Use / Savings in Demand under the selected programme (Ml/d) input as +ve 2022-23: 0; Gains in Water Available For Use / Savings in Demand under the selected programme (Ml/d) input as +ve 2023-24: 0; Gains in Water Available For Use / Savings in Demand under the selected programme (Ml/d) input as +ve 2024-25: 0; Gains in Water Available For Use / Savings in Demand under the selected programme (Ml/d) input as +ve 2025-26: 0.24339; Gains in Water Available For Use / Savings in Demand under the selected programme (Ml/d) input as +ve 2026-27: 0.28012; Gains in Water Available For Use / Savings in Demand under the selected programme (Ml/d) input as +ve 2027-28: 0.28012; Gains in Water Available For Use / Savings in Demand under the selected programme (Ml/d) input as +ve 2028-29: 0.37224; Gains in Water Available For Use / Savings in Demand under the selected programme (Ml/d) input as +ve 2029-30: 0.37224; Gains in Water Available For Use / Savings in Demand under the selected programme (Ml/d) input as +ve 2030-31: 0.37224; Gains in Water Available For Use / Savings in Demand under the selected programme (Ml/d) input as +ve 2031-32: 0.37224; Gains in Water Available For Use / Savings in Demand under the selected programme (Ml/d) input as +ve 2032-33: 0.37224; Gains in Water Available For Use / Savings in Demand under the selected programme (Ml/d) input as +ve 2033-34: 0.37224; Gains in Water Available For Use / Savings in Demand under the selected programme (Ml/d) input as +ve 2034-35: 0.37224; Gains in Water Available For Use / Savings in Demand under the selected programme (Ml/d) input as +ve 2035-36: 0.37224; Gains in Water Available For Use / Savings in Demand under the selected programme (Ml/d) input as +ve 2036-37: 0.37224; Gains in Water Available For Use / Savings in Demand under the selected programme (Ml/d) input as +ve 2037-38: 0.37224; Gains in Water Available For Use / Savings in Demand under the selected programme (Ml/d) input as +ve 2038-39: 0.37224; Gains in Water Available For Use / Savings in Demand under the selected programme (Ml/d) input as +ve 2039-40: 0.37224; Gains in Water Available For Use / Savings in Demand under the selected programme (Ml/d) input as +ve 2040-41: 0.37224; Gains in Water Available For Use / Savings in Demand under the selected programme (Ml/d) input as +ve 2041-42: 0.37224; Gains in Water Available For Use / Savings in Demand under the selected programme (Ml/d) input as +ve 2042-43: 0.37224; Gains in Water Available For Use / Savings in Demand under the selected programme (Ml/d) input as +ve 2043-44: 0.37224; Gains in Water Available For Use / Savings in Demand under the selected programme (Ml/d) input as +ve 2044-45: 0.37224; Gains in Water Available For Use / Savings in Demand under the selected programme (Ml/d) input as +ve 2045-46: 0.37224; Gains in Water Available For Use / Savings in Demand under the selected programme (Ml/d) input as +ve 2046-47: 0.37224; Gains in Water Available For Use / Savings in Demand under the selected programme (Ml/d) input as +ve 2047-48: 0.37224; Gains in Water Available For Use / Savings in Demand under the selected programme (Ml/d) input as +ve 2048-49: 0.37224; Gains in Water Available For Use / Savings in Demand under the selected programme (Ml/d) input as +ve 2049-50: 0.37224
51dF | USPL_ShSupplies.AWSLNC | USPL_ShSupplies.AWSLNC | Supply pipe repairs / replacement | Customer Options | N | Ofwat Core | AWSLNC | Ml/d | 2 | Gains in Water Available For Use / Savings in Demand under the selected programme (Ml/d) input as +ve 2019-20: 0; Gains in Water Available For Use / Savings in Demand under the selected programme (Ml/d) input as +ve 2020-21: 0; Gains in Water Available For Use / Savings in Demand under the selected programme (Ml/d) input as +ve 2021-22: 0; Gains in Water Available For Use / Savings in Demand under the selected programme (Ml/d) input as +ve 2022-23: 0; Gains in Water Available For Use / Savings in Demand under the selected programme (Ml/d) input as +ve 2023-24: 0; Gains in Water Available For Use / Savings in Demand under the selected programme (Ml/d) input as +ve 2024-25: 0; Gains in Water Available For Use / Savings in Demand under the selected programme (Ml/d) input as +ve 2025-26: 0.24339; Gains in Water Available For Use / Savings in Demand under the selected programme (Ml/d) input as +ve 2026-27: 0.28012; Gains in Water Available For Use / Savings in Demand under the selected programme (Ml/d) input as +ve 2027-28: 0.28012; Gains in Water Available For Use / Savings in Demand under the selected programme (Ml/d) input as +ve 2028-29: 0.37224; Gains in Water Available For Use / Savings in Demand under the selected programme (Ml/d) input as +ve 2029-30: 0.37224; Gains in Water Available For Use / Savings in Demand under the selected programme (Ml/d) input as +ve 2030-31: 0.37224; Gains in Water Available For Use / Savings in Demand under the selected programme (Ml/d) input as +ve 2031-32: 0.37224; Gains in Water Available For Use / Savings in Demand under the selected programme (Ml/d) input as +ve 2032-33: 0.37224; Gains in Water Available For Use / Savings in Demand under the selected programme (Ml/d) input as +ve 2033-34: 0.37224; Gains in Water Available For Use / Savings in Demand under the selected programme (Ml/d) input as +ve 2034-35: 0.37224; Gains in Water Available For Use / Savings in Demand under the selected programme (Ml/d) input as +ve 2035-36: 0.37224; Gains in Water Available For Use / Savings in Demand under the selected programme (Ml/d) input as +ve 2036-37: 0.37224; Gains in Water Available For Use / Savings in Demand under the selected programme (Ml/d) input as +ve 2037-38: 0.37224; Gains in Water Available For Use / Savings in Demand under the selected programme (Ml/d) input as +ve 2038-39: 0.37224; Gains in Water Available For Use / Savings in Demand under the selected programme (Ml/d) input as +ve 2039-40: 0.37224; Gains in Water Available For Use / Savings in Demand under the selected programme (Ml/d) input as +ve 2040-41: 0.37224; Gains in Water Available For Use / Savings in Demand under the selected programme (Ml/d) input as +ve 2041-42: 0.37224; Gains in Water Available For Use / Savings in Demand under the selected programme (Ml/d) input as +ve 2042-43: 0.37224; Gains in Water Available For Use / Savings in Demand under the selected programme (Ml/d) input as +ve 2043-44: 0.37224; Gains in Water Available For Use / Savings in Demand under the selected programme (Ml/d) input as +ve 2044-45: 0.37224; Gains in Water Available For Use / Savings in Demand under the selected programme (Ml/d) input as +ve 2045-46: 0.37224; Gains in Water Available For Use / Savings in Demand under the selected programme (Ml/d) input as +ve 2046-47: 0.37224; Gains in Water Available For Use / Savings in Demand under the selected programme (Ml/d) input as +ve 2047-48: 0.37224; Gains in Water Available For Use / Savings in Demand under the selected programme (Ml/d) input as +ve 2048-49: 0.37224; Gains in Water Available For Use / Savings in Demand under the selected programme (Ml/d) input as +ve 2049-50: 0.37224
51dP | USPL_ShSupplies.AWSLNC | USPL_ShSupplies.AWSLNC | Supply pipe repairs / replacement | Customer Options | N | Preferred | AWSLNC | Ml/d | 2 | Gains in Water Available For Use / Savings in Demand under the selected programme (Ml/d) input as +ve 2019-20: 0; Gains in Water Available For Use / Savings in Demand under the selected programme (Ml/d) input as +ve 2020-21: 0; Gains in Water Available For Use / Savings in Demand under the selected programme (Ml/d) input as +ve 2021-22: 0; Gains in Water Available For Use / Savings in Demand under the selected programme (Ml/d) input as +ve 2022-23: 0; Gains in Water Available For Use / Savings in Demand under the selected programme (Ml/d) input as +ve 2023-24: 0; Gains in Water Available For Use / Savings in Demand under the selected programme (Ml/d) input as +ve 2024-25: 0; Gains in Water Available For Use / Savings in Demand under the selected programme (Ml/d) input as +ve 2025-26: 0.24339; Gains in Water Available For Use / Savings in Demand under the selected programme (Ml/d) input as +ve 2026-27: 0.28012; Gains in Water Available For Use / Savings in Demand under the selected programme (Ml/d) input as +ve 2027-28: 0.28012; Gains in Water Available For Use / Savings in Demand under the selected programme (Ml/d) input as +ve 2028-29: 0.37224; Gains in Water Available For Use / Savings in Demand under the selected programme (Ml/d) input as +ve 2029-30: 0.37224; Gains in Water Available For Use / Savings in Demand under the selected programme (Ml/d) input as +ve 2030-31: 0.37224; Gains in Water Available For Use / Savings in Demand under the selected programme (Ml/d) input as +ve 2031-32: 0.37224; Gains in Water Available For Use / Savings in Demand under the selected programme (Ml/d) input as +ve 2032-33: 0.37224; Gains in Water Available For Use / Savings in Demand under the selected programme (Ml/d) input as +ve 2033-34: 0.37224; Gains in Water Available For Use / Savings in Demand under the selected programme (Ml/d) input as +ve 2034-35: 0.37224; Gains in Water Available For Use / Savings in Demand under the selected programme (Ml/d) input as +ve 2035-36: 0.37224; Gains in Water Available For Use / Savings in Demand under the selected programme (Ml/d) input as +ve 2036-37: 0.37224; Gains in Water Available For Use / Savings in Demand under the selected programme (Ml/d) input as +ve 2037-38: 0.37224; Gains in Water Available For Use / Savings in Demand under the selected programme (Ml/d) input as +ve 2038-39: 0.37224; Gains in Water Available For Use / Savings in Demand under the selected programme (Ml/d) input as +ve 2039-40: 0.37224; Gains in Water Available For Use / Savings in Demand under the selected programme (Ml/d) input as +ve 2040-41: 0.37224; Gains in Water Available For Use / Savings in Demand under the selected programme (Ml/d) input as +ve 2041-42: 0.37224; Gains in Water Available For Use / Savings in Demand under the selected programme (Ml/d) input as +ve 2042-43: 0.37224; Gains in Water Available For Use / Savings in Demand under the selected programme (Ml/d) input as +ve 2043-44: 0.37224; Gains in Water Available For Use / Savings in Demand under the selected programme (Ml/d) input as +ve 2044-45: 0.37224; Gains in Water Available For Use / Savings in Demand under the selected programme (Ml/d) input as +ve 2045-46: 0.37224; Gains in Water Available For Use / Savings in Demand under the selected programme (Ml/d) input as +ve 2046-47: 0.37224; Gains in Water Available For Use / Savings in Demand under the selected programme (Ml/d) input as +ve 2047-48: 0.37224; Gains in Water Available For Use / Savings in Demand under the selected programme (Ml/d) input as +ve 2048-49: 0.37224; Gains in Water Available For Use / Savings in Demand under the selected programme (Ml/d) input as +ve 2049-50: 0.37224
52aA | Adjustment for Licence cap scenario 8 | LC05 | Other changes to DO | Resource Options | N | Ofwat Core | AWSLNC | Ml/d | 2 | Gains in Water Available For Use / Savings in Demand under the selected programme (Ml/d) input as +ve 2025-26: 6.7; Gains in Water Available For Use / Savings in Demand under the selected programme (Ml/d) input as +ve 2026-27: 6.7; Gains in Water Available For Use / Savings in Demand under the selected programme (Ml/d) input as +ve 2027-28: 6.7; Gains in Water Available For Use / Savings in Demand under the selected programme (Ml/d) input as +ve 2028-29: 6.7; Gains in Water Available For Use / Savings in Demand under the selected programme (Ml/d) input as +ve 2029-30: 6.7; Gains in Water Available For Use / Savings in Demand under the selected programme (Ml/d) input as +ve 2030-31: 6.8; Gains in Water Available For Use / Savings in Demand under the selected programme (Ml/d) input as +ve 2031-32: 6.8; Gains in Water Available For Use / Savings in Demand under the selected programme (Ml/d) input as +ve 2032-33: 5; Gains in Water Available For Use / Savings in Demand under the selected programme (Ml/d) input as +ve 2033-34: 5; Gains in Water Available For Use / Savings in Demand under the selected programme (Ml/d) input as +ve 2034-35: 5; Gains in Water Available For Use / Savings in Demand under the selected programme (Ml/d) input as +ve 2035-36: 5; Gains in Water Available For Use / Savings in Demand under the selected programme (Ml/d) input as +ve 2036-37: 0; Gains in Water Available For Use / Savings in Demand under the selected programme (Ml/d) input as +ve 2037-38: 0; Gains in Water Available For Use / Savings in Demand under the selected programme (Ml/d) input as +ve 2038-39: 0; Gains in Water Available For Use / Savings in Demand under the selected programme (Ml/d) input as +ve 2039-40: 0; Gains in Water Available For Use / Savings in Demand under the selected programme (Ml/d) input as +ve 2040-41: 0; Gains in Water Available For Use / Savings in Demand under the selected programme (Ml/d) input as +ve 2041-42: 0; Gains in Water Available For Use / Savings in Demand under the selected programme (Ml/d) input as +ve 2042-43: 0; Gains in Water Available For Use / Savings in Demand under the selected programme (Ml/d) input as +ve 2043-44: 0; Gains in Water Available For Use / Savings in Demand under the selected programme (Ml/d) input as +ve 2044-45: 0; Gains in Water Available For Use / Savings in Demand under the selected programme (Ml/d) input as +ve 2045-46: 0; Gains in Water Available For Use / Savings in Demand under the selected programme (Ml/d) input as +ve 2046-47: 0; Gains in Water Available For Use / Savings in Demand under the selected programme (Ml/d) input as +ve 2047-48: 0; Gains in Water Available For Use / Savings in Demand under the selected programme (Ml/d) input as +ve 2048-49: 0; Gains in Water Available For Use / Savings in Demand under the selected programme (Ml/d) input as +ve 2049-50: 0
52aA | Adjustment to 1:200 drought | DA03 | Other changes to DO | Resource Options | N | Ofwat Core | AWSLNC | Ml/d | 2 | Gains in Water Available For Use / Savings in Demand under the selected programme (Ml/d) input as +ve 2025-26: 4.25; Gains in Water Available For Use / Savings in Demand under the selected programme (Ml/d) input as +ve 2026-27: 4.28; Gains in Water Available For Use / Savings in Demand under the selected programme (Ml/d) input as +ve 2027-28: 4.31; Gains in Water Available For Use / Savings in Demand under the selected programme (Ml/d) input as +ve 2028-29: 4.34; Gains in Water Available For Use / Savings in Demand under the selected programme (Ml/d) input as +ve 2029-30: 4.37; Gains in Water Available For Use / Savings in Demand under the selected programme (Ml/d) input as +ve 2030-31: 3.1; Gains in Water Available For Use / Savings in Demand under the selected programme (Ml/d) input as +ve 2031-32: 3.13; Gains in Water Available For Use / Savings in Demand under the selected programme (Ml/d) input as +ve 2032-33: 3.16; Gains in Water Available For Use / Savings in Demand under the selected programme (Ml/d) input as +ve 2033-34: 3.19; Gains in Water Available For Use / Savings in Demand under the selected programme (Ml/d) input as +ve 2034-35: 3.22; Gains in Water Available For Use / Savings in Demand under the selected programme (Ml/d) input as +ve 2035-36: 3.25; Gains in Water Available For Use / Savings in Demand under the selected programme (Ml/d) input as +ve 2036-37: 3.28; Gains in Water Available For Use / Savings in Demand under the selected programme (Ml/d) input as +ve 2037-38: 3.31; Gains in Water Available For Use / Savings in Demand under the selected programme (Ml/d) input as +ve 2038-39: 3.34; Gains in Water Available For Use / Savings in Demand under the selected programme (Ml/d) input as +ve 2039-40: 0; Gains in Water Available For Use / Savings in Demand under the selected programme (Ml/d) input as +ve 2040-41: 0; Gains in Water Available For Use / Savings in Demand under the selected programme (Ml/d) input as +ve 2041-42: 0; Gains in Water Available For Use / Savings in Demand under the selected programme (Ml/d) input as +ve 2042-43: 0; Gains in Water Available For Use / Savings in Demand under the selected programme (Ml/d) input as +ve 2043-44: 0; Gains in Water Available For Use / Savings in Demand under the selected programme (Ml/d) input as +ve 2044-45: 0; Gains in Water Available For Use / Savings in Demand under the selected programme (Ml/d) input as +ve 2045-46: 0; Gains in Water Available For Use / Savings in Demand under the selected programme (Ml/d) input as +ve 2046-47: 0; Gains in Water Available For Use / Savings in Demand under the selected programme (Ml/d) input as +ve 2047-48: 0; Gains in Water Available For Use / Savings in Demand under the selected programme (Ml/d) input as +ve 2048-49: 0; Gains in Water Available For Use / Savings in Demand under the selected programme (Ml/d) input as +ve 2049-50: 0
52aA | Trent trade | LNC28 | Licence trading | Resource Options | N | Alternative | AWSLNC | Ml/d | 2 | Gains in Water Available For Use / Savings in Demand under the selected programme (Ml/d) input as +ve 2025-26: 0; Gains in Water Available For Use / Savings in Demand under the selected programme (Ml/d) input as +ve 2026-27: 0; Gains in Water Available For Use / Savings in Demand under the selected programme (Ml/d) input as +ve 2027-28: 0; Gains in Water Available For Use / Savings in Demand under the selected programme (Ml/d) input as +ve 2028-29: 0; Gains in Water Available For Use / Savings in Demand under the selected programme (Ml/d) input as +ve 2029-30: 0; Gains in Water Available For Use / Savings in Demand under the selected programme (Ml/d) input as +ve 2030-31: 0; Gains in Water Available For Use / Savings in Demand under the selected programme (Ml/d) input as +ve 2031-32: 0; Gains in Water Available For Use / Savings in Demand under the selected programme (Ml/d) input as +ve 2032-33: 0; Gains in Water Available For Use / Savings in Demand under the selected programme (Ml/d) input as +ve 2033-34: 0; Gains in Water Available For Use / Savings in Demand under the selected programme (Ml/d) input as +ve 2034-35: 0; Gains in Water Available For Use / Savings in Demand under the selected programme (Ml/d) input as +ve 2035-36: 0; Gains in Water Available For Use / Savings in Demand under the selected programme (Ml/d) input as +ve 2036-37: 0; Gains in Water Available For Use / Savings in Demand under the selected programme (Ml/d) input as +ve 2037-38: 0; Gains in Water Available For Use / Savings in Demand under the selected programme (Ml/d) input as +ve 2038-39: 0; Gains in Water Available For Use / Savings in Demand under the selected programme (Ml/d) input as +ve 2039-40: 0; Gains in Water Available For Use / Savings in Demand under the selected programme (Ml/d) input as +ve 2040-41: 7; Gains in Water Available For Use / Savings in Demand under the selected programme (Ml/d) input as +ve 2041-42: 7; Gains in Water Available For Use / Savings in Demand under the selected programme (Ml/d) input as +ve 2042-43: 7; Gains in Water Available For Use / Savings in Demand under the selected programme (Ml/d) input as +ve 2043-44: 7; Gains in Water Available For Use / Savings in Demand under the selected programme (Ml/d) input as +ve 2044-45: 7; Gains in Water Available For Use / Savings in Demand under the selected programme (Ml/d) input as +ve 2045-46: 7; Gains in Water Available For Use / Savings in Demand under the selected programme (Ml/d) input as +ve 2046-47: 7; Gains in Water Available For Use / Savings in Demand under the selected programme (Ml/d) input as +ve 2047-48: 7; Gains in Water Available For Use / Savings in Demand under the selected programme (Ml/d) input as +ve 2048-49: 7; Gains in Water Available For Use / Savings in Demand under the selected programme (Ml/d) input as +ve 2049-50: 7
52aA | Hall WTW surface water enhancement | LNC30 | Surface water enhancement | Resource Options | N | Ofwat Core | AWSLNC | Ml/d | 2 | Gains in Water Available For Use / Savings in Demand under the selected programme (Ml/d) input as +ve 2025-26: 0; Gains in Water Available For Use / Savings in Demand under the selected programme (Ml/d) input as +ve 2026-27: 0; Gains in Water Available For Use / Savings in Demand under the selected programme (Ml/d) input as +ve 2027-28: 0; Gains in Water Available For Use / Savings in Demand under the selected programme (Ml/d) input as +ve 2028-29: 0; Gains in Water Available For Use / Savings in Demand under the selected programme (Ml/d) input as +ve 2029-30: 0; Gains in Water Available For Use / Savings in Demand under the selected programme (Ml/d) input as +ve 2030-31: 3.2; Gains in Water Available For Use / Savings in Demand under the selected programme (Ml/d) input as +ve 2031-32: 3.2; Gains in Water Available For Use / Savings in Demand under the selected programme (Ml/d) input as +ve 2032-33: 3.2; Gains in Water Available For Use / Savings in Demand under the selected programme (Ml/d) input as +ve 2033-34: 3.2; Gains in Water Available For Use / Savings in Demand under the selected programme (Ml/d) input as +ve 2034-35: 3.2; Gains in Water Available For Use / Savings in Demand under the selected programme (Ml/d) input as +ve 2035-36: 0; Gains in Water Available For Use / Savings in Demand under the selected programme (Ml/d) input as +ve 2036-37: 0; Gains in Water Available For Use / Savings in Demand under the selected programme (Ml/d) input as +ve 2037-38: 0; Gains in Water Available For Use / Savings in Demand under the selected programme (Ml/d) input as +ve 2038-39: 0; Gains in Water Available For Use / Savings in Demand under the selected programme (Ml/d) input as +ve 2039-40: 0; Gains in Water Available For Use / Savings in Demand under the selected programme (Ml/d) input as +ve 2040-41: 0; Gains in Water Available For Use / Savings in Demand under the selected programme (Ml/d) input as +ve 2041-42: 0; Gains in Water Available For Use / Savings in Demand under the selected programme (Ml/d) input as +ve 2042-43: 0; Gains in Water Available For Use / Savings in Demand under the selected programme (Ml/d) input as +ve 2043-44: 0; Gains in Water Available For Use / Savings in Demand under the selected programme (Ml/d) input as +ve 2044-45: 0; Gains in Water Available For Use / Savings in Demand under the selected programme (Ml/d) input as +ve 2045-46: 0; Gains in Water Available For Use / Savings in Demand under the selected programme (Ml/d) input as +ve 2046-47: 0; Gains in Water Available For Use / Savings in Demand under the selected programme (Ml/d) input as +ve 2047-48: 0; Gains in Water Available For Use / Savings in Demand under the selected programme (Ml/d) input as +ve 2048-49: 0; Gains in Water Available For Use / Savings in Demand under the selected programme (Ml/d) input as +ve 2049-50: 0
52aA | Adjustment for Licence cap scenario 8 | LC05 | Other changes to DO | Resource Options | N | Least Cost | AWSLNC | Ml/d | 2 | Gains in Water Available For Use / Savings in Demand under the selected programme (Ml/d) input as +ve 2025-26: 6.7; Gains in Water Available For Use / Savings in Demand under the selected programme (Ml/d) input as +ve 2026-27: 6.7; Gains in Water Available For Use / Savings in Demand under the selected programme (Ml/d) input as +ve 2027-28: 6.7; Gains in Water Available For Use / Savings in Demand under the selected programme (Ml/d) input as +ve 2028-29: 6.7; Gains in Water Available For Use / Savings in Demand under the selected programme (Ml/d) input as +ve 2029-30: 6.7; Gains in Water Available For Use / Savings in Demand under the selected programme (Ml/d) input as +ve 2030-31: 6.8; Gains in Water Available For Use / Savings in Demand under the selected programme (Ml/d) input as +ve 2031-32: 6.8; Gains in Water Available For Use / Savings in Demand under the selected programme (Ml/d) input as +ve 2032-33: 5; Gains in Water Available For Use / Savings in Demand under the selected programme (Ml/d) input as +ve 2033-34: 5; Gains in Water Available For Use / Savings in Demand under the selected programme (Ml/d) input as +ve 2034-35: 5; Gains in Water Available For Use / Savings in Demand under the selected programme (Ml/d) input as +ve 2035-36: 5; Gains in Water Available For Use / Savings in Demand under the selected programme (Ml/d) input as +ve 2036-37: 0; Gains in Water Available For Use / Savings in Demand under the selected programme (Ml/d) input as +ve 2037-38: 0; Gains in Water Available For Use / Savings in Demand under the selected programme (Ml/d) input as +ve 2038-39: 0; Gains in Water Available For Use / Savings in Demand under the selected programme (Ml/d) input as +ve 2039-40: 0; Gains in Water Available For Use / Savings in Demand under the selected programme (Ml/d) input as +ve 2040-41: 0; Gains in Water Available For Use / Savings in Demand under the selected programme (Ml/d) input as +ve 2041-42: 0; Gains in Water Available For Use / Savings in Demand under the selected programme (Ml/d) input as +ve 2042-43: 0; Gains in Water Available For Use / Savings in Demand under the selected programme (Ml/d) input as +ve 2043-44: 0; Gains in Water Available For Use / Savings in Demand under the selected programme (Ml/d) input as +ve 2044-45: 0; Gains in Water Available For Use / Savings in Demand under the selected programme (Ml/d) input as +ve 2045-46: 0; Gains in Water Available For Use / Savings in Demand under the selected programme (Ml/d) input as +ve 2046-47: 0; Gains in Water Available For Use / Savings in Demand under the selected programme (Ml/d) input as +ve 2047-48: 0; Gains in Water Available For Use / Savings in Demand under the selected programme (Ml/d) input as +ve 2048-49: 0; Gains in Water Available For Use / Savings in Demand under the selected programme (Ml/d) input as +ve 2049-50: 0
52aA | Adjustment to 1:200 drought | DA03 | Other changes to DO | Resource Options | N | Least Cost | AWSLNC | Ml/d | 2 | Gains in Water Available For Use / Savings in Demand under the selected programme (Ml/d) input as +ve 2025-26: 4.25; Gains in Water Available For Use / Savings in Demand under the selected programme (Ml/d) input as +ve 2026-27: 4.28; Gains in Water Available For Use / Savings in Demand under the selected programme (Ml/d) input as +ve 2027-28: 4.31; Gains in Water Available For Use / Savings in Demand under the selected programme (Ml/d) input as +ve 2028-29: 4.34; Gains in Water Available For Use / Savings in Demand under the selected programme (Ml/d) input as +ve 2029-30: 4.37; Gains in Water Available For Use / Savings in Demand under the selected programme (Ml/d) input as +ve 2030-31: 3.1; Gains in Water Available For Use / Savings in Demand under the selected programme (Ml/d) input as +ve 2031-32: 3.13; Gains in Water Available For Use / Savings in Demand under the selected programme (Ml/d) input as +ve 2032-33: 3.16; Gains in Water Available For Use / Savings in Demand under the selected programme (Ml/d) input as +ve 2033-34: 3.19; Gains in Water Available For Use / Savings in Demand under the selected programme (Ml/d) input as +ve 2034-35: 3.22; Gains in Water Available For Use / Savings in Demand under the selected programme (Ml/d) input as +ve 2035-36: 3.25; Gains in Water Available For Use / Savings in Demand under the selected programme (Ml/d) input as +ve 2036-37: 3.28; Gains in Water Available For Use / Savings in Demand under the selected programme (Ml/d) input as +ve 2037-38: 3.31; Gains in Water Available For Use / Savings in Demand under the selected programme (Ml/d) input as +ve 2038-39: 3.34; Gains in Water Available For Use / Savings in Demand under the selected programme (Ml/d) input as +ve 2039-40: 0; Gains in Water Available For Use / Savings in Demand under the selected programme (Ml/d) input as +ve 2040-41: 0; Gains in Water Available For Use / Savings in Demand under the selected programme (Ml/d) input as +ve 2041-42: 0; Gains in Water Available For Use / Savings in Demand under the selected programme (Ml/d) input as +ve 2042-43: 0; Gains in Water Available For Use / Savings in Demand under the selected programme (Ml/d) input as +ve 2043-44: 0; Gains in Water Available For Use / Savings in Demand under the selected programme (Ml/d) input as +ve 2044-45: 0; Gains in Water Available For Use / Savings in Demand under the selected programme (Ml/d) input as +ve 2045-46: 0; Gains in Water Available For Use / Savings in Demand under the selected programme (Ml/d) input as +ve 2046-47: 0; Gains in Water Available For Use / Savings in Demand under the selected programme (Ml/d) input as +ve 2047-48: 0; Gains in Water Available For Use / Savings in Demand under the selected programme (Ml/d) input as +ve 2048-49: 0; Gains in Water Available For Use / Savings in Demand under the selected programme (Ml/d) input as +ve 2049-50: 0
52aA | Trent trade | LNC28 | Licence trading | Resource Options | N | Least Cost | AWSLNC | Ml/d | 2 | Gains in Water Available For Use / Savings in Demand under the selected programme (Ml/d) input as +ve 2025-26: 0; Gains in Water Available For Use / Savings in Demand under the selected programme (Ml/d) input as +ve 2026-27: 0; Gains in Water Available For Use / Savings in Demand under the selected programme (Ml/d) input as +ve 2027-28: 0; Gains in Water Available For Use / Savings in Demand under the selected programme (Ml/d) input as +ve 2028-29: 0; Gains in Water Available For Use / Savings in Demand under the selected programme (Ml/d) input as +ve 2029-30: 0; Gains in Water Available For Use / Savings in Demand under the selected programme (Ml/d) input as +ve 2030-31: 0; Gains in Water Available For Use / Savings in Demand under the selected programme (Ml/d) input as +ve 2031-32: 0; Gains in Water Available For Use / Savings in Demand under the selected programme (Ml/d) input as +ve 2032-33: 0; Gains in Water Available For Use / Savings in Demand under the selected programme (Ml/d) input as +ve 2033-34: 0; Gains in Water Available For Use / Savings in Demand under the selected programme (Ml/d) input as +ve 2034-35: 0; Gains in Water Available For Use / Savings in Demand under the selected programme (Ml/d) input as +ve 2035-36: 0; Gains in Water Available For Use / Savings in Demand under the selected programme (Ml/d) input as +ve 2036-37: 0; Gains in Water Available For Use / Savings in Demand under the selected programme (Ml/d) input as +ve 2037-38: 0; Gains in Water Available For Use / Savings in Demand under the selected programme (Ml/d) input as +ve 2038-39: 0; Gains in Water Available For Use / Savings in Demand under the selected programme (Ml/d) input as +ve 2039-40: 0; Gains in Water Available For Use / Savings in Demand under the selected programme (Ml/d) input as +ve 2040-41: 7; Gains in Water Available For Use / Savings in Demand under the selected programme (Ml/d) input as +ve 2041-42: 7; Gains in Water Available For Use / Savings in Demand under the selected programme (Ml/d) input as +ve 2042-43: 7; Gains in Water Available For Use / Savings in Demand under the selected programme (Ml/d) input as +ve 2043-44: 7; Gains in Water Available For Use / Savings in Demand under the selected programme (Ml/d) input as +ve 2044-45: 7; Gains in Water Available For Use / Savings in Demand under the selected programme (Ml/d) input as +ve 2045-46: 7; Gains in Water Available For Use / Savings in Demand under the selected programme (Ml/d) input as +ve 2046-47: 7; Gains in Water Available For Use / Savings in Demand under the selected programme (Ml/d) input as +ve 2047-48: 7; Gains in Water Available For Use / Savings in Demand under the selected programme (Ml/d) input as +ve 2048-49: 7; Gains in Water Available For Use / Savings in Demand under the selected programme (Ml/d) input as +ve 2049-50: 7
52aA | Hall WTW surface water enhancement | LNC30 | Surface water enhancement | Resource Options | N | Least Cost | AWSLNC | Ml/d | 2 | Gains in Water Available For Use / Savings in Demand under the selected programme (Ml/d) input as +ve 2025-26: 0; Gains in Water Available For Use / Savings in Demand under the selected programme (Ml/d) input as +ve 2026-27: 0; Gains in Water Available For Use / Savings in Demand under the selected programme (Ml/d) input as +ve 2027-28: 0; Gains in Water Available For Use / Savings in Demand under the selected programme (Ml/d) input as +ve 2028-29: 0; Gains in Water Available For Use / Savings in Demand under the selected programme (Ml/d) input as +ve 2029-30: 0; Gains in Water Available For Use / Savings in Demand under the selected programme (Ml/d) input as +ve 2030-31: 3.2; Gains in Water Available For Use / Savings in Demand under the selected programme (Ml/d) input as +ve 2031-32: 3.2; Gains in Water Available For Use / Savings in Demand under the selected programme (Ml/d) input as +ve 2032-33: 3.2; Gains in Water Available For Use / Savings in Demand under the selected programme (Ml/d) input as +ve 2033-34: 3.2; Gains in Water Available For Use / Savings in Demand under the selected programme (Ml/d) input as +ve 2034-35: 3.2; Gains in Water Available For Use / Savings in Demand under the selected programme (Ml/d) input as +ve 2035-36: 0; Gains in Water Available For Use / Savings in Demand under the selected programme (Ml/d) input as +ve 2036-37: 0; Gains in Water Available For Use / Savings in Demand under the selected programme (Ml/d) input as +ve 2037-38: 0; Gains in Water Available For Use / Savings in Demand under the selected programme (Ml/d) input as +ve 2038-39: 0; Gains in Water Available For Use / Savings in Demand under the selected programme (Ml/d) input as +ve 2039-40: 0; Gains in Water Available For Use / Savings in Demand under the selected programme (Ml/d) input as +ve 2040-41: 0; Gains in Water Available For Use / Savings in Demand under the selected programme (Ml/d) input as +ve 2041-42: 0; Gains in Water Available For Use / Savings in Demand under the selected programme (Ml/d) input as +ve 2042-43: 0; Gains in Water Available For Use / Savings in Demand under the selected programme (Ml/d) input as +ve 2043-44: 0; Gains in Water Available For Use / Savings in Demand under the selected programme (Ml/d) input as +ve 2044-45: 0; Gains in Water Available For Use / Savings in Demand under the selected programme (Ml/d) input as +ve 2045-46: 0; Gains in Water Available For Use / Savings in Demand under the selected programme (Ml/d) input as +ve 2046-47: 0; Gains in Water Available For Use / Savings in Demand under the selected programme (Ml/d) input as +ve 2047-48: 0; Gains in Water Available For Use / Savings in Demand under the selected programme (Ml/d) input as +ve 2048-49: 0; Gains in Water Available For Use / Savings in Demand under the selected programme (Ml/d) input as +ve 2049-50: 0
52aP | Adjustment for Licence cap scenario 8 | LC05 | Other changes to DO | Resource Options | N | Preferred | AWSLNC | Ml/d | 2 | Gains in Water Available For Use / Savings in Demand under the selected programme (Ml/d) input as +ve 2025-26: 6.7; Gains in Water Available For Use / Savings in Demand under the selected programme (Ml/d) input as +ve 2026-27: 6.7; Gains in Water Available For Use / Savings in Demand under the selected programme (Ml/d) input as +ve 2027-28: 6.7; Gains in Water Available For Use / Savings in Demand under the selected programme (Ml/d) input as +ve 2028-29: 6.7; Gains in Water Available For Use / Savings in Demand under the selected programme (Ml/d) input as +ve 2029-30: 6.7; Gains in Water Available For Use / Savings in Demand under the selected programme (Ml/d) input as +ve 2030-31: 6.8; Gains in Water Available For Use / Savings in Demand under the selected programme (Ml/d) input as +ve 2031-32: 6.8; Gains in Water Available For Use / Savings in Demand under the selected programme (Ml/d) input as +ve 2032-33: 5; Gains in Water Available For Use / Savings in Demand under the selected programme (Ml/d) input as +ve 2033-34: 5; Gains in Water Available For Use / Savings in Demand under the selected programme (Ml/d) input as +ve 2034-35: 5; Gains in Water Available For Use / Savings in Demand under the selected programme (Ml/d) input as +ve 2035-36: 5; Gains in Water Available For Use / Savings in Demand under the selected programme (Ml/d) input as +ve 2036-37: 0; Gains in Water Available For Use / Savings in Demand under the selected programme (Ml/d) input as +ve 2037-38: 0; Gains in Water Available For Use / Savings in Demand under the selected programme (Ml/d) input as +ve 2038-39: 0; Gains in Water Available For Use / Savings in Demand under the selected programme (Ml/d) input as +ve 2039-40: 0; Gains in Water Available For Use / Savings in Demand under the selected programme (Ml/d) input as +ve 2040-41: 0; Gains in Water Available For Use / Savings in Demand under the selected programme (Ml/d) input as +ve 2041-42: 0; Gains in Water Available For Use / Savings in Demand under the selected programme (Ml/d) input as +ve 2042-43: 0; Gains in Water Available For Use / Savings in Demand under the selected programme (Ml/d) input as +ve 2043-44: 0; Gains in Water Available For Use / Savings in Demand under the selected programme (Ml/d) input as +ve 2044-45: 0; Gains in Water Available For Use / Savings in Demand under the selected programme (Ml/d) input as +ve 2045-46: 0; Gains in Water Available For Use / Savings in Demand under the selected programme (Ml/d) input as +ve 2046-47: 0; Gains in Water Available For Use / Savings in Demand under the selected programme (Ml/d) input as +ve 2047-48: 0; Gains in Water Available For Use / Savings in Demand under the selected programme (Ml/d) input as +ve 2048-49: 0; Gains in Water Available For Use / Savings in Demand under the selected programme (Ml/d) input as +ve 2049-50: 0
52aP | Adjustment to 1:200 drought | DA03 | Other changes to DO | Resource Options | N | Preferred | AWSLNC | Ml/d | 2 | Gains in Water Available For Use / Savings in Demand under the selected programme (Ml/d) input as +ve 2025-26: 4.25; Gains in Water Available For Use / Savings in Demand under the selected programme (Ml/d) input as +ve 2026-27: 4.28; Gains in Water Available For Use / Savings in Demand under the selected programme (Ml/d) input as +ve 2027-28: 4.31; Gains in Water Available For Use / Savings in Demand under the selected programme (Ml/d) input as +ve 2028-29: 4.34; Gains in Water Available For Use / Savings in Demand under the selected programme (Ml/d) input as +ve 2029-30: 4.37; Gains in Water Available For Use / Savings in Demand under the selected programme (Ml/d) input as +ve 2030-31: 3.1; Gains in Water Available For Use / Savings in Demand under the selected programme (Ml/d) input as +ve 2031-32: 3.13; Gains in Water Available For Use / Savings in Demand under the selected programme (Ml/d) input as +ve 2032-33: 3.16; Gains in Water Available For Use / Savings in Demand under the selected programme (Ml/d) input as +ve 2033-34: 3.19; Gains in Water Available For Use / Savings in Demand under the selected programme (Ml/d) input as +ve 2034-35: 3.22; Gains in Water Available For Use / Savings in Demand under the selected programme (Ml/d) input as +ve 2035-36: 3.25; Gains in Water Available For Use / Savings in Demand under the selected programme (Ml/d) input as +ve 2036-37: 3.28; Gains in Water Available For Use / Savings in Demand under the selected programme (Ml/d) input as +ve 2037-38: 3.31; Gains in Water Available For Use / Savings in Demand under the selected programme (Ml/d) input as +ve 2038-39: 3.34; Gains in Water Available For Use / Savings in Demand under the selected programme (Ml/d) input as +ve 2039-40: 0; Gains in Water Available For Use / Savings in Demand under the selected programme (Ml/d) input as +ve 2040-41: 0; Gains in Water Available For Use / Savings in Demand under the selected programme (Ml/d) input as +ve 2041-42: 0; Gains in Water Available For Use / Savings in Demand under the selected programme (Ml/d) input as +ve 2042-43: 0; Gains in Water Available For Use / Savings in Demand under the selected programme (Ml/d) input as +ve 2043-44: 0; Gains in Water Available For Use / Savings in Demand under the selected programme (Ml/d) input as +ve 2044-45: 0; Gains in Water Available For Use / Savings in Demand under the selected programme (Ml/d) input as +ve 2045-46: 0; Gains in Water Available For Use / Savings in Demand under the selected programme (Ml/d) input as +ve 2046-47: 0; Gains in Water Available For Use / Savings in Demand under the selected programme (Ml/d) input as +ve 2047-48: 0; Gains in Water Available For Use / Savings in Demand under the selected programme (Ml/d) input as +ve 2048-49: 0; Gains in Water Available For Use / Savings in Demand under the selected programme (Ml/d) input as +ve 2049-50: 0
52aP | Trent trade | LNC28 | Licence trading | Resource Options | N | Preferred | AWSLNC | Ml/d | 2 | Gains in Water Available For Use / Savings in Demand under the selected programme (Ml/d) input as +ve 2025-26: 0; Gains in Water Available For Use / Savings in Demand under the selected programme (Ml/d) input as +ve 2026-27: 0; Gains in Water Available For Use / Savings in Demand under the selected programme (Ml/d) input as +ve 2027-28: 0; Gains in Water Available For Use / Savings in Demand under the selected programme (Ml/d) input as +ve 2028-29: 0; Gains in Water Available For Use / Savings in Demand under the selected programme (Ml/d) input as +ve 2029-30: 0; Gains in Water Available For Use / Savings in Demand under the selected programme (Ml/d) input as +ve 2030-31: 0; Gains in Water Available For Use / Savings in Demand under the selected programme (Ml/d) input as +ve 2031-32: 0; Gains in Water Available For Use / Savings in Demand under the selected programme (Ml/d) input as +ve 2032-33: 0; Gains in Water Available For Use / Savings in Demand under the selected programme (Ml/d) input as +ve 2033-34: 0; Gains in Water Available For Use / Savings in Demand under the selected programme (Ml/d) input as +ve 2034-35: 0; Gains in Water Available For Use / Savings in Demand under the selected programme (Ml/d) input as +ve 2035-36: 0; Gains in Water Available For Use / Savings in Demand under the selected programme (Ml/d) input as +ve 2036-37: 0; Gains in Water Available For Use / Savings in Demand under the selected programme (Ml/d) input as +ve 2037-38: 0; Gains in Water Available For Use / Savings in Demand under the selected programme (Ml/d) input as +ve 2038-39: 0; Gains in Water Available For Use / Savings in Demand under the selected programme (Ml/d) input as +ve 2039-40: 0; Gains in Water Available For Use / Savings in Demand under the selected programme (Ml/d) input as +ve 2040-41: 7; Gains in Water Available For Use / Savings in Demand under the selected programme (Ml/d) input as +ve 2041-42: 7; Gains in Water Available For Use / Savings in Demand under the selected programme (Ml/d) input as +ve 2042-43: 7; Gains in Water Available For Use / Savings in Demand under the selected programme (Ml/d) input as +ve 2043-44: 7; Gains in Water Available For Use / Savings in Demand under the selected programme (Ml/d) input as +ve 2044-45: 7; Gains in Water Available For Use / Savings in Demand under the selected programme (Ml/d) input as +ve 2045-46: 7; Gains in Water Available For Use / Savings in Demand under the selected programme (Ml/d) input as +ve 2046-47: 7; Gains in Water Available For Use / Savings in Demand under the selected programme (Ml/d) input as +ve 2047-48: 7; Gains in Water Available For Use / Savings in Demand under the selected programme (Ml/d) input as +ve 2048-49: 7; Gains in Water Available For Use / Savings in Demand under the selected programme (Ml/d) input as +ve 2049-50: 7
52aP | Hall WTW surface water enhancement | LNC30 | Surface water enhancement | Resource Options | N | Preferred | AWSLNC | Ml/d | 2 | Gains in Water Available For Use / Savings in Demand under the selected programme (Ml/d) input as +ve 2025-26: 0; Gains in Water Available For Use / Savings in Demand under the selected programme (Ml/d) input as +ve 2026-27: 0; Gains in Water Available For Use / Savings in Demand under the selected programme (Ml/d) input as +ve 2027-28: 0; Gains in Water Available For Use / Savings in Demand under the selected programme (Ml/d) input as +ve 2028-29: 0; Gains in Water Available For Use / Savings in Demand under the selected programme (Ml/d) input as +ve 2029-30: 0; Gains in Water Available For Use / Savings in Demand under the selected programme (Ml/d) input as +ve 2030-31: 3.2; Gains in Water Available For Use / Savings in Demand under the selected programme (Ml/d) input as +ve 2031-32: 3.2; Gains in Water Available For Use / Savings in Demand under the selected programme (Ml/d) input as +ve 2032-33: 3.2; Gains in Water Available For Use / Savings in Demand under the selected programme (Ml/d) input as +ve 2033-34: 3.2; Gains in Water Available For Use / Savings in Demand under the selected programme (Ml/d) input as +ve 2034-35: 3.2; Gains in Water Available For Use / Savings in Demand under the selected programme (Ml/d) input as +ve 2035-36: 0; Gains in Water Available For Use / Savings in Demand under the selected programme (Ml/d) input as +ve 2036-37: 0; Gains in Water Available For Use / Savings in Demand under the selected programme (Ml/d) input as +ve 2037-38: 0; Gains in Water Available For Use / Savings in Demand under the selected programme (Ml/d) input as +ve 2038-39: 0; Gains in Water Available For Use / Savings in Demand under the selected programme (Ml/d) input as +ve 2039-40: 0; Gains in Water Available For Use / Savings in Demand under the selected programme (Ml/d) input as +ve 2040-41: 0; Gains in Water Available For Use / Savings in Demand under the selected programme (Ml/d) input as +ve 2041-42: 0; Gains in Water Available For Use / Savings in Demand under the selected programme (Ml/d) input as +ve 2042-43: 0; Gains in Water Available For Use / Savings in Demand under the selected programme (Ml/d) input as +ve 2043-44: 0; Gains in Water Available For Use / Savings in Demand under the selected programme (Ml/d) input as +ve 2044-45: 0; Gains in Water Available For Use / Savings in Demand under the selected programme (Ml/d) input as +ve 2045-46: 0; Gains in Water Available For Use / Savings in Demand under the selected programme (Ml/d) input as +ve 2046-47: 0; Gains in Water Available For Use / Savings in Demand under the selected programme (Ml/d) input as +ve 2047-48: 0; Gains in Water Available For Use / Savings in Demand under the selected programme (Ml/d) input as +ve 2048-49: 0; Gains in Water Available For Use / Savings in Demand under the selected programme (Ml/d) input as +ve 2049-50: 0
52cA | Adjustment to existing potable water import | EI05 | Internal potable transfer | Distribution Options | N | Ofwat Core | AWSLNC | Ml/d | 2 | Gains in Water Available For Use / Savings in Demand under the selected programme (Ml/d) input as +ve 2025-26: 12.811; Gains in Water Available For Use / Savings in Demand under the selected programme (Ml/d) input as +ve 2026-27: 13.78; Gains in Water Available For Use / Savings in Demand under the selected programme (Ml/d) input as +ve 2027-28: 13.371; Gains in Water Available For Use / Savings in Demand under the selected programme (Ml/d) input as +ve 2028-29: 15.24; Gains in Water Available For Use / Savings in Demand under the selected programme (Ml/d) input as +ve 2029-30: 16.1; Gains in Water Available For Use / Savings in Demand under the selected programme (Ml/d) input as +ve 2030-31: 22.26; Gains in Water Available For Use / Savings in Demand under the selected programme (Ml/d) input as +ve 2031-32: 22.26; Gains in Water Available For Use / Savings in Demand under the selected programme (Ml/d) input as +ve 2032-33: 22.26; Gains in Water Available For Use / Savings in Demand under the selected programme (Ml/d) input as +ve 2033-34: 22.26; Gains in Water Available For Use / Savings in Demand under the selected programme (Ml/d) input as +ve 2034-35: 22.26; Gains in Water Available For Use / Savings in Demand under the selected programme (Ml/d) input as +ve 2035-36: 22.26; Gains in Water Available For Use / Savings in Demand under the selected programme (Ml/d) input as +ve 2036-37: 17.549; Gains in Water Available For Use / Savings in Demand under the selected programme (Ml/d) input as +ve 2037-38: 18.089; Gains in Water Available For Use / Savings in Demand under the selected programme (Ml/d) input as +ve 2038-39: 18.589; Gains in Water Available For Use / Savings in Demand under the selected programme (Ml/d) input as +ve 2039-40: 15.789; Gains in Water Available For Use / Savings in Demand under the selected programme (Ml/d) input as +ve 2040-41: 22.26; Gains in Water Available For Use / Savings in Demand under the selected programme (Ml/d) input as +ve 2041-42: 22.26; Gains in Water Available For Use / Savings in Demand under the selected programme (Ml/d) input as +ve 2042-43: 22.26; Gains in Water Available For Use / Savings in Demand under the selected programme (Ml/d) input as +ve 2043-44: 22.26; Gains in Water Available For Use / Savings in Demand under the selected programme (Ml/d) input as +ve 2044-45: 22.26; Gains in Water Available For Use / Savings in Demand under the selected programme (Ml/d) input as +ve 2045-46: 22.26; Gains in Water Available For Use / Savings in Demand under the selected programme (Ml/d) input as +ve 2046-47: 22.26; Gains in Water Available For Use / Savings in Demand under the selected programme (Ml/d) input as +ve 2047-48: 22.26; Gains in Water Available For Use / Savings in Demand under the selected programme (Ml/d) input as +ve 2048-49: 22.26; Gains in Water Available For Use / Savings in Demand under the selected programme (Ml/d) input as +ve 2049-50: 22.26
52cA | Adjustment to existing potable water export | EE04 | Internal potable transfer | Distribution Options | N | Ofwat Core | AWSLNC | Ml/d | 2 | Gains in Water Available For Use / Savings in Demand under the selected programme (Ml/d) input as +ve 2025-26: 0; Gains in Water Available For Use / Savings in Demand under the selected programme (Ml/d) input as +ve 2026-27: -0.32; Gains in Water Available For Use / Savings in Demand under the selected programme (Ml/d) input as +ve 2027-28: 0.569; Gains in Water Available For Use / Savings in Demand under the selected programme (Ml/d) input as +ve 2028-29: -1.16; Gains in Water Available For Use / Savings in Demand under the selected programme (Ml/d) input as +ve 2029-30: -1.24; Gains in Water Available For Use / Savings in Demand under the selected programme (Ml/d) input as +ve 2030-31: 0.398; Gains in Water Available For Use / Savings in Demand under the selected programme (Ml/d) input as +ve 2031-32: 0.608; Gains in Water Available For Use / Savings in Demand under the selected programme (Ml/d) input as +ve 2032-33: 1.388; Gains in Water Available For Use / Savings in Demand under the selected programme (Ml/d) input as +ve 2033-34: 0.508; Gains in Water Available For Use / Savings in Demand under the selected programme (Ml/d) input as +ve 2034-35: 0.468; Gains in Water Available For Use / Savings in Demand under the selected programme (Ml/d) input as +ve 2035-36: 0.749; Gains in Water Available For Use / Savings in Demand under the selected programme (Ml/d) input as +ve 2036-37: 22.531; Gains in Water Available For Use / Savings in Demand under the selected programme (Ml/d) input as +ve 2037-38: 21.351; Gains in Water Available For Use / Savings in Demand under the selected programme (Ml/d) input as +ve 2038-39: 20.571; Gains in Water Available For Use / Savings in Demand under the selected programme (Ml/d) input as +ve 2039-40: 23.191; Gains in Water Available For Use / Savings in Demand under the selected programme (Ml/d) input as +ve 2040-41: 29.84; Gains in Water Available For Use / Savings in Demand under the selected programme (Ml/d) input as +ve 2041-42: 29.84; Gains in Water Available For Use / Savings in Demand under the selected programme (Ml/d) input as +ve 2042-43: 29.84; Gains in Water Available For Use / Savings in Demand under the selected programme (Ml/d) input as +ve 2043-44: 29.84; Gains in Water Available For Use / Savings in Demand under the selected programme (Ml/d) input as +ve 2044-45: 29.84; Gains in Water Available For Use / Savings in Demand under the selected programme (Ml/d) input as +ve 2045-46: 29.84; Gains in Water Available For Use / Savings in Demand under the selected programme (Ml/d) input as +ve 2046-47: 29.99; Gains in Water Available For Use / Savings in Demand under the selected programme (Ml/d) input as +ve 2047-48: 30.07; Gains in Water Available For Use / Savings in Demand under the selected programme (Ml/d) input as +ve 2048-49: 30.139; Gains in Water Available For Use / Savings in Demand under the selected programme (Ml/d) input as +ve 2049-50: 30.139
52cA | Ruthamford North to Lincolnshire Central potable transfer (20 Ml/d) | LNC16 | Internal potable transfer | Distribution Options | N | Alternative | AWSLNC | Ml/d | 2 | Gains in Water Available For Use / Savings in Demand under the selected programme (Ml/d) input as +ve 2025-26: 0; Gains in Water Available For Use / Savings in Demand under the selected programme (Ml/d) input as +ve 2026-27: 0; Gains in Water Available For Use / Savings in Demand under the selected programme (Ml/d) input as +ve 2027-28: 0; Gains in Water Available For Use / Savings in Demand under the selected programme (Ml/d) input as +ve 2028-29: 0; Gains in Water Available For Use / Savings in Demand under the selected programme (Ml/d) input as +ve 2029-30: 0; Gains in Water Available For Use / Savings in Demand under the selected programme (Ml/d) input as +ve 2030-31: 0; Gains in Water Available For Use / Savings in Demand under the selected programme (Ml/d) input as +ve 2031-32: 0; Gains in Water Available For Use / Savings in Demand under the selected programme (Ml/d) input as +ve 2032-33: 0; Gains in Water Available For Use / Savings in Demand under the selected programme (Ml/d) input as +ve 2033-34: 0; Gains in Water Available For Use / Savings in Demand under the selected programme (Ml/d) input as +ve 2034-35: 0; Gains in Water Available For Use / Savings in Demand under the selected programme (Ml/d) input as +ve 2035-36: 0; Gains in Water Available For Use / Savings in Demand under the selected programme (Ml/d) input as +ve 2036-37: 0; Gains in Water Available For Use / Savings in Demand under the selected programme (Ml/d) input as +ve 2037-38: 0; Gains in Water Available For Use / Savings in Demand under the selected programme (Ml/d) input as +ve 2038-39: 0; Gains in Water Available For Use / Savings in Demand under the selected programme (Ml/d) input as +ve 2039-40: 0; Gains in Water Available For Use / Savings in Demand under the selected programme (Ml/d) input as +ve 2040-41: 20; Gains in Water Available For Use / Savings in Demand under the selected programme (Ml/d) input as +ve 2041-42: 20; Gains in Water Available For Use / Savings in Demand under the selected programme (Ml/d) input as +ve 2042-43: 20; Gains in Water Available For Use / Savings in Demand under the selected programme (Ml/d) input as +ve 2043-44: 20; Gains in Water Available For Use / Savings in Demand under the selected programme (Ml/d) input as +ve 2044-45: 18.83; Gains in Water Available For Use / Savings in Demand under the selected programme (Ml/d) input as +ve 2045-46: 20; Gains in Water Available For Use / Savings in Demand under the selected programme (Ml/d) input as +ve 2046-47: 20; Gains in Water Available For Use / Savings in Demand under the selected programme (Ml/d) input as +ve 2047-48: 19.02; Gains in Water Available For Use / Savings in Demand under the selected programme (Ml/d) input as +ve 2048-49: 15.84; Gains in Water Available For Use / Savings in Demand under the selected programme (Ml/d) input as +ve 2049-50: 12.77
52cA | Lincolnshire East to Lincolnshire Central potable transfer (29 Ml/d) | LNC25 | Internal potable transfer | Distribution Options | N | Ofwat Core | AWSLNC | Ml/d | 2 | Gains in Water Available For Use / Savings in Demand under the selected programme (Ml/d) input as +ve 2025-26: 0; Gains in Water Available For Use / Savings in Demand under the selected programme (Ml/d) input as +ve 2026-27: 0; Gains in Water Available For Use / Savings in Demand under the selected programme (Ml/d) input as +ve 2027-28: 0; Gains in Water Available For Use / Savings in Demand under the selected programme (Ml/d) input as +ve 2028-29: 0; Gains in Water Available For Use / Savings in Demand under the selected programme (Ml/d) input as +ve 2029-30: 0; Gains in Water Available For Use / Savings in Demand under the selected programme (Ml/d) input as +ve 2030-31: 9.86; Gains in Water Available For Use / Savings in Demand under the selected programme (Ml/d) input as +ve 2031-32: 10.32; Gains in Water Available For Use / Savings in Demand under the selected programme (Ml/d) input as +ve 2032-33: 10.46; Gains in Water Available For Use / Savings in Demand under the selected programme (Ml/d) input as +ve 2033-34: 11.33; Gains in Water Available For Use / Savings in Demand under the selected programme (Ml/d) input as +ve 2034-35: 11.99; Gains in Water Available For Use / Savings in Demand under the selected programme (Ml/d) input as +ve 2035-36: 13.551; Gains in Water Available For Use / Savings in Demand under the selected programme (Ml/d) input as +ve 2036-37: 0; Gains in Water Available For Use / Savings in Demand under the selected programme (Ml/d) input as +ve 2037-38: 0; Gains in Water Available For Use / Savings in Demand under the selected programme (Ml/d) input as +ve 2038-39: 0; Gains in Water Available For Use / Savings in Demand under the selected programme (Ml/d) input as +ve 2039-40: 0; Gains in Water Available For Use / Savings in Demand under the selected programme (Ml/d) input as +ve 2040-41: 26.28; Gains in Water Available For Use / Savings in Demand under the selected programme (Ml/d) input as +ve 2041-42: 26.69; Gains in Water Available For Use / Savings in Demand under the selected programme (Ml/d) input as +ve 2042-43: 27.09; Gains in Water Available For Use / Savings in Demand under the selected programme (Ml/d) input as +ve 2043-44: 27.26; Gains in Water Available For Use / Savings in Demand under the selected programme (Ml/d) input as +ve 2044-45: 26.37; Gains in Water Available For Use / Savings in Demand under the selected programme (Ml/d) input as +ve 2045-46: 27.42; Gains in Water Available For Use / Savings in Demand under the selected programme (Ml/d) input as +ve 2046-47: 27.16; Gains in Water Available For Use / Savings in Demand under the selected programme (Ml/d) input as +ve 2047-48: 27.88; Gains in Water Available For Use / Savings in Demand under the selected programme (Ml/d) input as +ve 2048-49: 28.76; Gains in Water Available For Use / Savings in Demand under the selected programme (Ml/d) input as +ve 2049-50: 28.93
52cA | Lincolnshire Central to Lincolnshire Retford and Gainsborough potable transfer (3.5 Ml/d) | LNN1 | Internal potable transfer | Distribution Options | N | Alternative | AWSLNC | Ml/d | 2 | Gains in Water Available For Use / Savings in Demand under the selected programme (Ml/d) input as +ve 2025-26: 0; Gains in Water Available For Use / Savings in Demand under the selected programme (Ml/d) input as +ve 2026-27: 0; Gains in Water Available For Use / Savings in Demand under the selected programme (Ml/d) input as +ve 2027-28: 0; Gains in Water Available For Use / Savings in Demand under the selected programme (Ml/d) input as +ve 2028-29: 0; Gains in Water Available For Use / Savings in Demand under the selected programme (Ml/d) input as +ve 2029-30: 0; Gains in Water Available For Use / Savings in Demand under the selected programme (Ml/d) input as +ve 2030-31: 0; Gains in Water Available For Use / Savings in Demand under the selected programme (Ml/d) input as +ve 2031-32: 0; Gains in Water Available For Use / Savings in Demand under the selected programme (Ml/d) input as +ve 2032-33: 0; Gains in Water Available For Use / Savings in Demand under the selected programme (Ml/d) input as +ve 2033-34: 0; Gains in Water Available For Use / Savings in Demand under the selected programme (Ml/d) input as +ve 2034-35: 0; Gains in Water Available For Use / Savings in Demand under the selected programme (Ml/d) input as +ve 2035-36: -1.86; Gains in Water Available For Use / Savings in Demand under the selected programme (Ml/d) input as +ve 2036-37: -1.63; Gains in Water Available For Use / Savings in Demand under the selected programme (Ml/d) input as +ve 2037-38: -1.54; Gains in Water Available For Use / Savings in Demand under the selected programme (Ml/d) input as +ve 2038-39: -1.46; Gains in Water Available For Use / Savings in Demand under the selected programme (Ml/d) input as +ve 2039-40: -1.14; Gains in Water Available For Use / Savings in Demand under the selected programme (Ml/d) input as +ve 2040-41: -1.01; Gains in Water Available For Use / Savings in Demand under the selected programme (Ml/d) input as +ve 2041-42: -0.86; Gains in Water Available For Use / Savings in Demand under the selected programme (Ml/d) input as +ve 2042-43: -0.77; Gains in Water Available For Use / Savings in Demand under the selected programme (Ml/d) input as +ve 2043-44: -0.62; Gains in Water Available For Use / Savings in Demand under the selected programme (Ml/d) input as +ve 2044-45: -0.5; Gains in Water Available For Use / Savings in Demand under the selected programme (Ml/d) input as +ve 2045-46: -0.25; Gains in Water Available For Use / Savings in Demand under the selected programme (Ml/d) input as +ve 2046-47: -0.24; Gains in Water Available For Use / Savings in Demand under the selected programme (Ml/d) input as +ve 2047-48: -0.24; Gains in Water Available For Use / Savings in Demand under the selected programme (Ml/d) input as +ve 2048-49: -0.24; Gains in Water Available For Use / Savings in Demand under the selected programme (Ml/d) input as +ve 2049-50: -0.24
52cA | Adjustment to existing potable water import | EI05 | Internal potable transfer | Distribution Options | N | Least Cost | AWSLNC | Ml/d | 2 | Gains in Water Available For Use / Savings in Demand under the selected programme (Ml/d) input as +ve 2025-26: 12.811; Gains in Water Available For Use / Savings in Demand under the selected programme (Ml/d) input as +ve 2026-27: 13.78; Gains in Water Available For Use / Savings in Demand under the selected programme (Ml/d) input as +ve 2027-28: 13.371; Gains in Water Available For Use / Savings in Demand under the selected programme (Ml/d) input as +ve 2028-29: 15.24; Gains in Water Available For Use / Savings in Demand under the selected programme (Ml/d) input as +ve 2029-30: 16.1; Gains in Water Available For Use / Savings in Demand under the selected programme (Ml/d) input as +ve 2030-31: 22.26; Gains in Water Available For Use / Savings in Demand under the selected programme (Ml/d) input as +ve 2031-32: 22.26; Gains in Water Available For Use / Savings in Demand under the selected programme (Ml/d) input as +ve 2032-33: 22.26; Gains in Water Available For Use / Savings in Demand under the selected programme (Ml/d) input as +ve 2033-34: 22.26; Gains in Water Available For Use / Savings in Demand under the selected programme (Ml/d) input as +ve 2034-35: 22.26; Gains in Water Available For Use / Savings in Demand under the selected programme (Ml/d) input as +ve 2035-36: 22.26; Gains in Water Available For Use / Savings in Demand under the selected programme (Ml/d) input as +ve 2036-37: 17.549; Gains in Water Available For Use / Savings in Demand under the selected programme (Ml/d) input as +ve 2037-38: 18.089; Gains in Water Available For Use / Savings in Demand under the selected programme (Ml/d) input as +ve 2038-39: 18.589; Gains in Water Available For Use / Savings in Demand under the selected programme (Ml/d) input as +ve 2039-40: 15.789; Gains in Water Available For Use / Savings in Demand under the selected programme (Ml/d) input as +ve 2040-41: 22.26; Gains in Water Available For Use / Savings in Demand under the selected programme (Ml/d) input as +ve 2041-42: 22.26; Gains in Water Available For Use / Savings in Demand under the selected programme (Ml/d) input as +ve 2042-43: 22.26; Gains in Water Available For Use / Savings in Demand under the selected programme (Ml/d) input as +ve 2043-44: 22.26; Gains in Water Available For Use / Savings in Demand under the selected programme (Ml/d) input as +ve 2044-45: 22.26; Gains in Water Available For Use / Savings in Demand under the selected programme (Ml/d) input as +ve 2045-46: 22.26; Gains in Water Available For Use / Savings in Demand under the selected programme (Ml/d) input as +ve 2046-47: 22.26; Gains in Water Available For Use / Savings in Demand under the selected programme (Ml/d) input as +ve 2047-48: 22.26; Gains in Water Available For Use / Savings in Demand under the selected programme (Ml/d) input as +ve 2048-49: 22.26; Gains in Water Available For Use / Savings in Demand under the selected programme (Ml/d) input as +ve 2049-50: 22.26
52cA | Adjustment to existing potable water export | EE04 | Internal potable transfer | Distribution Options | N | Least Cost | AWSLNC | Ml/d | 2 | Gains in Water Available For Use / Savings in Demand under the selected programme (Ml/d) input as +ve 2025-26: -0.001; Gains in Water Available For Use / Savings in Demand under the selected programme (Ml/d) input as +ve 2026-27: -0.32; Gains in Water Available For Use / Savings in Demand under the selected programme (Ml/d) input as +ve 2027-28: 0.569; Gains in Water Available For Use / Savings in Demand under the selected programme (Ml/d) input as +ve 2028-29: -1.16; Gains in Water Available For Use / Savings in Demand under the selected programme (Ml/d) input as +ve 2029-30: -1.24; Gains in Water Available For Use / Savings in Demand under the selected programme (Ml/d) input as +ve 2030-31: 0.408; Gains in Water Available For Use / Savings in Demand under the selected programme (Ml/d) input as +ve 2031-32: 0.618; Gains in Water Available For Use / Savings in Demand under the selected programme (Ml/d) input as +ve 2032-33: 1.398; Gains in Water Available For Use / Savings in Demand under the selected programme (Ml/d) input as +ve 2033-34: 0.518; Gains in Water Available For Use / Savings in Demand under the selected programme (Ml/d) input as +ve 2034-35: 0.548; Gains in Water Available For Use / Savings in Demand under the selected programme (Ml/d) input as +ve 2035-36: 0.749; Gains in Water Available For Use / Savings in Demand under the selected programme (Ml/d) input as +ve 2036-37: 24.07; Gains in Water Available For Use / Savings in Demand under the selected programme (Ml/d) input as +ve 2037-38: 23.21; Gains in Water Available For Use / Savings in Demand under the selected programme (Ml/d) input as +ve 2038-39: 22.62; Gains in Water Available For Use / Savings in Demand under the selected programme (Ml/d) input as +ve 2039-40: 23.191; Gains in Water Available For Use / Savings in Demand under the selected programme (Ml/d) input as +ve 2040-41: 29.84; Gains in Water Available For Use / Savings in Demand under the selected programme (Ml/d) input as +ve 2041-42: 29.84; Gains in Water Available For Use / Savings in Demand under the selected programme (Ml/d) input as +ve 2042-43: 29.84; Gains in Water Available For Use / Savings in Demand under the selected programme (Ml/d) input as +ve 2043-44: 29.84; Gains in Water Available For Use / Savings in Demand under the selected programme (Ml/d) input as +ve 2044-45: 29.84; Gains in Water Available For Use / Savings in Demand under the selected programme (Ml/d) input as +ve 2045-46: 29.84; Gains in Water Available For Use / Savings in Demand under the selected programme (Ml/d) input as +ve 2046-47: 29.99; Gains in Water Available For Use / Savings in Demand under the selected programme (Ml/d) input as +ve 2047-48: 30.07; Gains in Water Available For Use / Savings in Demand under the selected programme (Ml/d) input as +ve 2048-49: 30.139; Gains in Water Available For Use / Savings in Demand under the selected programme (Ml/d) input as +ve 2049-50: 30.139
52cA | Ruthamford North to Lincolnshire Central potable transfer (20 Ml/d) | LNC16 | Internal potable transfer | Distribution Options | N | Least Cost | AWSLNC | Ml/d | 2 | Gains in Water Available For Use / Savings in Demand under the selected programme (Ml/d) input as +ve 2025-26: 0; Gains in Water Available For Use / Savings in Demand under the selected programme (Ml/d) input as +ve 2026-27: 0; Gains in Water Available For Use / Savings in Demand under the selected programme (Ml/d) input as +ve 2027-28: 0; Gains in Water Available For Use / Savings in Demand under the selected programme (Ml/d) input as +ve 2028-29: 0; Gains in Water Available For Use / Savings in Demand under the selected programme (Ml/d) input as +ve 2029-30: 0; Gains in Water Available For Use / Savings in Demand under the selected programme (Ml/d) input as +ve 2030-31: 0; Gains in Water Available For Use / Savings in Demand under the selected programme (Ml/d) input as +ve 2031-32: 0; Gains in Water Available For Use / Savings in Demand under the selected programme (Ml/d) input as +ve 2032-33: 0; Gains in Water Available For Use / Savings in Demand under the selected programme (Ml/d) input as +ve 2033-34: 0; Gains in Water Available For Use / Savings in Demand under the selected programme (Ml/d) input as +ve 2034-35: 0; Gains in Water Available For Use / Savings in Demand under the selected programme (Ml/d) input as +ve 2035-36: 0; Gains in Water Available For Use / Savings in Demand under the selected programme (Ml/d) input as +ve 2036-37: 0; Gains in Water Available For Use / Savings in Demand under the selected programme (Ml/d) input as +ve 2037-38: 0; Gains in Water Available For Use / Savings in Demand under the selected programme (Ml/d) input as +ve 2038-39: 0; Gains in Water Available For Use / Savings in Demand under the selected programme (Ml/d) input as +ve 2039-40: 0; Gains in Water Available For Use / Savings in Demand under the selected programme (Ml/d) input as +ve 2040-41: 20; Gains in Water Available For Use / Savings in Demand under the selected programme (Ml/d) input as +ve 2041-42: 20; Gains in Water Available For Use / Savings in Demand under the selected programme (Ml/d) input as +ve 2042-43: 20; Gains in Water Available For Use / Savings in Demand under the selected programme (Ml/d) input as +ve 2043-44: 20; Gains in Water Available For Use / Savings in Demand under the selected programme (Ml/d) input as +ve 2044-45: 19.21; Gains in Water Available For Use / Savings in Demand under the selected programme (Ml/d) input as +ve 2045-46: 20; Gains in Water Available For Use / Savings in Demand under the selected programme (Ml/d) input as +ve 2046-47: 20; Gains in Water Available For Use / Savings in Demand under the selected programme (Ml/d) input as +ve 2047-48: 19.4; Gains in Water Available For Use / Savings in Demand under the selected programme (Ml/d) input as +ve 2048-49: 16.22; Gains in Water Available For Use / Savings in Demand under the selected programme (Ml/d) input as +ve 2049-50: 12.65
52cA | Lincolnshire East to Lincolnshire Central potable transfer (29 Ml/d) | LNC25 | Internal potable transfer | Distribution Options | N | Least Cost | AWSLNC | Ml/d | 2 | Gains in Water Available For Use / Savings in Demand under the selected programme (Ml/d) input as +ve 2025-26: 0; Gains in Water Available For Use / Savings in Demand under the selected programme (Ml/d) input as +ve 2026-27: 0; Gains in Water Available For Use / Savings in Demand under the selected programme (Ml/d) input as +ve 2027-28: 0; Gains in Water Available For Use / Savings in Demand under the selected programme (Ml/d) input as +ve 2028-29: 0; Gains in Water Available For Use / Savings in Demand under the selected programme (Ml/d) input as +ve 2029-30: 0; Gains in Water Available For Use / Savings in Demand under the selected programme (Ml/d) input as +ve 2030-31: 9.86; Gains in Water Available For Use / Savings in Demand under the selected programme (Ml/d) input as +ve 2031-32: 10.32; Gains in Water Available For Use / Savings in Demand under the selected programme (Ml/d) input as +ve 2032-33: 10.46; Gains in Water Available For Use / Savings in Demand under the selected programme (Ml/d) input as +ve 2033-34: 11.33; Gains in Water Available For Use / Savings in Demand under the selected programme (Ml/d) input as +ve 2034-35: 11.99; Gains in Water Available For Use / Savings in Demand under the selected programme (Ml/d) input as +ve 2035-36: 13.551; Gains in Water Available For Use / Savings in Demand under the selected programme (Ml/d) input as +ve 2036-37: 0; Gains in Water Available For Use / Savings in Demand under the selected programme (Ml/d) input as +ve 2037-38: 0; Gains in Water Available For Use / Savings in Demand under the selected programme (Ml/d) input as +ve 2038-39: 0; Gains in Water Available For Use / Savings in Demand under the selected programme (Ml/d) input as +ve 2039-40: 0; Gains in Water Available For Use / Savings in Demand under the selected programme (Ml/d) input as +ve 2040-41: 26.66; Gains in Water Available For Use / Savings in Demand under the selected programme (Ml/d) input as +ve 2041-42: 27.07; Gains in Water Available For Use / Savings in Demand under the selected programme (Ml/d) input as +ve 2042-43: 27.47; Gains in Water Available For Use / Savings in Demand under the selected programme (Ml/d) input as +ve 2043-44: 27.64; Gains in Water Available For Use / Savings in Demand under the selected programme (Ml/d) input as +ve 2044-45: 26.37; Gains in Water Available For Use / Savings in Demand under the selected programme (Ml/d) input as +ve 2045-46: 27.42; Gains in Water Available For Use / Savings in Demand under the selected programme (Ml/d) input as +ve 2046-47: 27.16; Gains in Water Available For Use / Savings in Demand under the selected programme (Ml/d) input as +ve 2047-48: 27.5; Gains in Water Available For Use / Savings in Demand under the selected programme (Ml/d) input as +ve 2048-49: 28.76; Gains in Water Available For Use / Savings in Demand under the selected programme (Ml/d) input as +ve 2049-50: 28.93
52cA | Lincolnshire Central to Lincolnshire Retford and Gainsborough potable transfer (3.5 Ml/d) | LNN1 | Internal potable transfer | Distribution Options | N | Least Cost | AWSLNC | Ml/d | 2 | Gains in Water Available For Use / Savings in Demand under the selected programme (Ml/d) input as +ve 2025-26: 0; Gains in Water Available For Use / Savings in Demand under the selected programme (Ml/d) input as +ve 2026-27: 0; Gains in Water Available For Use / Savings in Demand under the selected programme (Ml/d) input as +ve 2027-28: 0; Gains in Water Available For Use / Savings in Demand under the selected programme (Ml/d) input as +ve 2028-29: 0; Gains in Water Available For Use / Savings in Demand under the selected programme (Ml/d) input as +ve 2029-30: 0; Gains in Water Available For Use / Savings in Demand under the selected programme (Ml/d) input as +ve 2030-31: 0; Gains in Water Available For Use / Savings in Demand under the selected programme (Ml/d) input as +ve 2031-32: 0; Gains in Water Available For Use / Savings in Demand under the selected programme (Ml/d) input as +ve 2032-33: 0; Gains in Water Available For Use / Savings in Demand under the selected programme (Ml/d) input as +ve 2033-34: 0; Gains in Water Available For Use / Savings in Demand under the selected programme (Ml/d) input as +ve 2034-35: 0; Gains in Water Available For Use / Savings in Demand under the selected programme (Ml/d) input as +ve 2035-36: -1.86; Gains in Water Available For Use / Savings in Demand under the selected programme (Ml/d) input as +ve 2036-37: -1.63; Gains in Water Available For Use / Savings in Demand under the selected programme (Ml/d) input as +ve 2037-38: -1.54; Gains in Water Available For Use / Savings in Demand under the selected programme (Ml/d) input as +ve 2038-39: -1.46; Gains in Water Available For Use / Savings in Demand under the selected programme (Ml/d) input as +ve 2039-40: -1.14; Gains in Water Available For Use / Savings in Demand under the selected programme (Ml/d) input as +ve 2040-41: -1.01; Gains in Water Available For Use / Savings in Demand under the selected programme (Ml/d) input as +ve 2041-42: -0.86; Gains in Water Available For Use / Savings in Demand under the selected programme (Ml/d) input as +ve 2042-43: -0.77; Gains in Water Available For Use / Savings in Demand under the selected programme (Ml/d) input as +ve 2043-44: -0.62; Gains in Water Available For Use / Savings in Demand under the selected programme (Ml/d) input as +ve 2044-45: -0.5; Gains in Water Available For Use / Savings in Demand under the selected programme (Ml/d) input as +ve 2045-46: -0.25; Gains in Water Available For Use / Savings in Demand under the selected programme (Ml/d) input as +ve 2046-47: -0.24; Gains in Water Available For Use / Savings in Demand under the selected programme (Ml/d) input as +ve 2047-48: -0.24; Gains in Water Available For Use / Savings in Demand under the selected programme (Ml/d) input as +ve 2048-49: -0.24; Gains in Water Available For Use / Savings in Demand under the selected programme (Ml/d) input as +ve 2049-50: -0.24
52cP | Adjustment to existing potable water import | EI05 | Internal potable transfer | Distribution Options | N | Preferred | AWSLNC | Ml/d | 2 | Gains in Water Available For Use / Savings in Demand under the selected programme (Ml/d) input as +ve 2025-26: 12.811; Gains in Water Available For Use / Savings in Demand under the selected programme (Ml/d) input as +ve 2026-27: 13.78; Gains in Water Available For Use / Savings in Demand under the selected programme (Ml/d) input as +ve 2027-28: 13.371; Gains in Water Available For Use / Savings in Demand under the selected programme (Ml/d) input as +ve 2028-29: 15.24; Gains in Water Available For Use / Savings in Demand under the selected programme (Ml/d) input as +ve 2029-30: 16.1; Gains in Water Available For Use / Savings in Demand under the selected programme (Ml/d) input as +ve 2030-31: 22.26; Gains in Water Available For Use / Savings in Demand under the selected programme (Ml/d) input as +ve 2031-32: 22.26; Gains in Water Available For Use / Savings in Demand under the selected programme (Ml/d) input as +ve 2032-33: 22.26; Gains in Water Available For Use / Savings in Demand under the selected programme (Ml/d) input as +ve 2033-34: 22.26; Gains in Water Available For Use / Savings in Demand under the selected programme (Ml/d) input as +ve 2034-35: 22.26; Gains in Water Available For Use / Savings in Demand under the selected programme (Ml/d) input as +ve 2035-36: 22.26; Gains in Water Available For Use / Savings in Demand under the selected programme (Ml/d) input as +ve 2036-37: 17.549; Gains in Water Available For Use / Savings in Demand under the selected programme (Ml/d) input as +ve 2037-38: 18.089; Gains in Water Available For Use / Savings in Demand under the selected programme (Ml/d) input as +ve 2038-39: 18.589; Gains in Water Available For Use / Savings in Demand under the selected programme (Ml/d) input as +ve 2039-40: 15.789; Gains in Water Available For Use / Savings in Demand under the selected programme (Ml/d) input as +ve 2040-41: 22.26; Gains in Water Available For Use / Savings in Demand under the selected programme (Ml/d) input as +ve 2041-42: 22.26; Gains in Water Available For Use / Savings in Demand under the selected programme (Ml/d) input as +ve 2042-43: 22.26; Gains in Water Available For Use / Savings in Demand under the selected programme (Ml/d) input as +ve 2043-44: 22.26; Gains in Water Available For Use / Savings in Demand under the selected programme (Ml/d) input as +ve 2044-45: 22.26; Gains in Water Available For Use / Savings in Demand under the selected programme (Ml/d) input as +ve 2045-46: 22.26; Gains in Water Available For Use / Savings in Demand under the selected programme (Ml/d) input as +ve 2046-47: 22.26; Gains in Water Available For Use / Savings in Demand under the selected programme (Ml/d) input as +ve 2047-48: 22.26; Gains in Water Available For Use / Savings in Demand under the selected programme (Ml/d) input as +ve 2048-49: 22.26; Gains in Water Available For Use / Savings in Demand under the selected programme (Ml/d) input as +ve 2049-50: 22.26
52cP | Adjustment to existing potable water export | EE04 | Internal potable transfer | Distribution Options | N | Preferred | AWSLNC | Ml/d | 2 | Gains in Water Available For Use / Savings in Demand under the selected programme (Ml/d) input as +ve 2025-26: 0; Gains in Water Available For Use / Savings in Demand under the selected programme (Ml/d) input as +ve 2026-27: -0.32; Gains in Water Available For Use / Savings in Demand under the selected programme (Ml/d) input as +ve 2027-28: 0.569; Gains in Water Available For Use / Savings in Demand under the selected programme (Ml/d) input as +ve 2028-29: -1.16; Gains in Water Available For Use / Savings in Demand under the selected programme (Ml/d) input as +ve 2029-30: -1.24; Gains in Water Available For Use / Savings in Demand under the selected programme (Ml/d) input as +ve 2030-31: 0.398; Gains in Water Available For Use / Savings in Demand under the selected programme (Ml/d) input as +ve 2031-32: 0.608; Gains in Water Available For Use / Savings in Demand under the selected programme (Ml/d) input as +ve 2032-33: 1.388; Gains in Water Available For Use / Savings in Demand under the selected programme (Ml/d) input as +ve 2033-34: 0.508; Gains in Water Available For Use / Savings in Demand under the selected programme (Ml/d) input as +ve 2034-35: 0.468; Gains in Water Available For Use / Savings in Demand under the selected programme (Ml/d) input as +ve 2035-36: 0.749; Gains in Water Available For Use / Savings in Demand under the selected programme (Ml/d) input as +ve 2036-37: 22.531; Gains in Water Available For Use / Savings in Demand under the selected programme (Ml/d) input as +ve 2037-38: 21.351; Gains in Water Available For Use / Savings in Demand under the selected programme (Ml/d) input as +ve 2038-39: 20.571; Gains in Water Available For Use / Savings in Demand under the selected programme (Ml/d) input as +ve 2039-40: 23.191; Gains in Water Available For Use / Savings in Demand under the selected programme (Ml/d) input as +ve 2040-41: 29.84; Gains in Water Available For Use / Savings in Demand under the selected programme (Ml/d) input as +ve 2041-42: 29.84; Gains in Water Available For Use / Savings in Demand under the selected programme (Ml/d) input as +ve 2042-43: 29.84; Gains in Water Available For Use / Savings in Demand under the selected programme (Ml/d) input as +ve 2043-44: 29.84; Gains in Water Available For Use / Savings in Demand under the selected programme (Ml/d) input as +ve 2044-45: 29.84; Gains in Water Available For Use / Savings in Demand under the selected programme (Ml/d) input as +ve 2045-46: 29.84; Gains in Water Available For Use / Savings in Demand under the selected programme (Ml/d) input as +ve 2046-47: 29.99; Gains in Water Available For Use / Savings in Demand under the selected programme (Ml/d) input as +ve 2047-48: 30.07; Gains in Water Available For Use / Savings in Demand under the selected programme (Ml/d) input as +ve 2048-49: 30.139; Gains in Water Available For Use / Savings in Demand under the selected programme (Ml/d) input as +ve 2049-50: 30.139
52cP | Ruthamford North to Lincolnshire Central potable transfer (20 Ml/d) | LNC16 | Internal potable transfer | Distribution Options | N | Preferred | AWSLNC | Ml/d | 2 | Gains in Water Available For Use / Savings in Demand under the selected programme (Ml/d) input as +ve 2025-26: 0; Gains in Water Available For Use / Savings in Demand under the selected programme (Ml/d) input as +ve 2026-27: 0; Gains in Water Available For Use / Savings in Demand under the selected programme (Ml/d) input as +ve 2027-28: 0; Gains in Water Available For Use / Savings in Demand under the selected programme (Ml/d) input as +ve 2028-29: 0; Gains in Water Available For Use / Savings in Demand under the selected programme (Ml/d) input as +ve 2029-30: 0; Gains in Water Available For Use / Savings in Demand under the selected programme (Ml/d) input as +ve 2030-31: 0; Gains in Water Available For Use / Savings in Demand under the selected programme (Ml/d) input as +ve 2031-32: 0; Gains in Water Available For Use / Savings in Demand under the selected programme (Ml/d) input as +ve 2032-33: 0; Gains in Water Available For Use / Savings in Demand under the selected programme (Ml/d) input as +ve 2033-34: 0; Gains in Water Available For Use / Savings in Demand under the selected programme (Ml/d) input as +ve 2034-35: 0; Gains in Water Available For Use / Savings in Demand under the selected programme (Ml/d) input as +ve 2035-36: 0; Gains in Water Available For Use / Savings in Demand under the selected programme (Ml/d) input as +ve 2036-37: 0; Gains in Water Available For Use / Savings in Demand under the selected programme (Ml/d) input as +ve 2037-38: 0; Gains in Water Available For Use / Savings in Demand under the selected programme (Ml/d) input as +ve 2038-39: 0; Gains in Water Available For Use / Savings in Demand under the selected programme (Ml/d) input as +ve 2039-40: 0; Gains in Water Available For Use / Savings in Demand under the selected programme (Ml/d) input as +ve 2040-41: 20; Gains in Water Available For Use / Savings in Demand under the selected programme (Ml/d) input as +ve 2041-42: 20; Gains in Water Available For Use / Savings in Demand under the selected programme (Ml/d) input as +ve 2042-43: 20; Gains in Water Available For Use / Savings in Demand under the selected programme (Ml/d) input as +ve 2043-44: 20; Gains in Water Available For Use / Savings in Demand under the selected programme (Ml/d) input as +ve 2044-45: 18.83; Gains in Water Available For Use / Savings in Demand under the selected programme (Ml/d) input as +ve 2045-46: 20; Gains in Water Available For Use / Savings in Demand under the selected programme (Ml/d) input as +ve 2046-47: 20; Gains in Water Available For Use / Savings in Demand under the selected programme (Ml/d) input as +ve 2047-48: 19.02; Gains in Water Available For Use / Savings in Demand under the selected programme (Ml/d) input as +ve 2048-49: 15.84; Gains in Water Available For Use / Savings in Demand under the selected programme (Ml/d) input as +ve 2049-50: 12.77
52cP | Lincolnshire East to Lincolnshire Central potable transfer (29 Ml/d) | LNC25 | Internal potable transfer | Distribution Options | N | Preferred | AWSLNC | Ml/d | 2 | Gains in Water Available For Use / Savings in Demand under the selected programme (Ml/d) input as +ve 2025-26: 0; Gains in Water Available For Use / Savings in Demand under the selected programme (Ml/d) input as +ve 2026-27: 0; Gains in Water Available For Use / Savings in Demand under the selected programme (Ml/d) input as +ve 2027-28: 0; Gains in Water Available For Use / Savings in Demand under the selected programme (Ml/d) input as +ve 2028-29: 0; Gains in Water Available For Use / Savings in Demand under the selected programme (Ml/d) input as +ve 2029-30: 0; Gains in Water Available For Use / Savings in Demand under the selected programme (Ml/d) input as +ve 2030-31: 9.86; Gains in Water Available For Use / Savings in Demand under the selected programme (Ml/d) input as +ve 2031-32: 10.32; Gains in Water Available For Use / Savings in Demand under the selected programme (Ml/d) input as +ve 2032-33: 10.46; Gains in Water Available For Use / Savings in Demand under the selected programme (Ml/d) input as +ve 2033-34: 11.33; Gains in Water Available For Use / Savings in Demand under the selected programme (Ml/d) input as +ve 2034-35: 11.99; Gains in Water Available For Use / Savings in Demand under the selected programme (Ml/d) input as +ve 2035-36: 13.551; Gains in Water Available For Use / Savings in Demand under the selected programme (Ml/d) input as +ve 2036-37: 0; Gains in Water Available For Use / Savings in Demand under the selected programme (Ml/d) input as +ve 2037-38: 0; Gains in Water Available For Use / Savings in Demand under the selected programme (Ml/d) input as +ve 2038-39: 0; Gains in Water Available For Use / Savings in Demand under the selected programme (Ml/d) input as +ve 2039-40: 0; Gains in Water Available For Use / Savings in Demand under the selected programme (Ml/d) input as +ve 2040-41: 26.28; Gains in Water Available For Use / Savings in Demand under the selected programme (Ml/d) input as +ve 2041-42: 26.69; Gains in Water Available For Use / Savings in Demand under the selected programme (Ml/d) input as +ve 2042-43: 27.09; Gains in Water Available For Use / Savings in Demand under the selected programme (Ml/d) input as +ve 2043-44: 27.26; Gains in Water Available For Use / Savings in Demand under the selected programme (Ml/d) input as +ve 2044-45: 26.37; Gains in Water Available For Use / Savings in Demand under the selected programme (Ml/d) input as +ve 2045-46: 27.42; Gains in Water Available For Use / Savings in Demand under the selected programme (Ml/d) input as +ve 2046-47: 27.16; Gains in Water Available For Use / Savings in Demand under the selected programme (Ml/d) input as +ve 2047-48: 27.88; Gains in Water Available For Use / Savings in Demand under the selected programme (Ml/d) input as +ve 2048-49: 28.76; Gains in Water Available For Use / Savings in Demand under the selected programme (Ml/d) input as +ve 2049-50: 28.93
52cP | Lincolnshire Central to Lincolnshire Retford and Gainsborough potable transfer (3.5 Ml/d) | LNN1 | Internal potable transfer | Distribution Options | N | Preferred | AWSLNC | Ml/d | 2 | Gains in Water Available For Use / Savings in Demand under the selected programme (Ml/d) input as +ve 2025-26: 0; Gains in Water Available For Use / Savings in Demand under the selected programme (Ml/d) input as +ve 2026-27: 0; Gains in Water Available For Use / Savings in Demand under the selected programme (Ml/d) input as +ve 2027-28: 0; Gains in Water Available For Use / Savings in Demand under the selected programme (Ml/d) input as +ve 2028-29: 0; Gains in Water Available For Use / Savings in Demand under the selected programme (Ml/d) input as +ve 2029-30: 0; Gains in Water Available For Use / Savings in Demand under the selected programme (Ml/d) input as +ve 2030-31: 0; Gains in Water Available For Use / Savings in Demand under the selected programme (Ml/d) input as +ve 2031-32: 0; Gains in Water Available For Use / Savings in Demand under the selected programme (Ml/d) input as +ve 2032-33: 0; Gains in Water Available For Use / Savings in Demand under the selected programme (Ml/d) input as +ve 2033-34: 0; Gains in Water Available For Use / Savings in Demand under the selected programme (Ml/d) input as +ve 2034-35: 0; Gains in Water Available For Use / Savings in Demand under the selected programme (Ml/d) input as +ve 2035-36: -1.86; Gains in Water Available For Use / Savings in Demand under the selected programme (Ml/d) input as +ve 2036-37: -1.63; Gains in Water Available For Use / Savings in Demand under the selected programme (Ml/d) input as +ve 2037-38: -1.54; Gains in Water Available For Use / Savings in Demand under the selected programme (Ml/d) input as +ve 2038-39: -1.46; Gains in Water Available For Use / Savings in Demand under the selected programme (Ml/d) input as +ve 2039-40: -1.14; Gains in Water Available For Use / Savings in Demand under the selected programme (Ml/d) input as +ve 2040-41: -1.01; Gains in Water Available For Use / Savings in Demand under the selected programme (Ml/d) input as +ve 2041-42: -0.86; Gains in Water Available For Use / Savings in Demand under the selected programme (Ml/d) input as +ve 2042-43: -0.77; Gains in Water Available For Use / Savings in Demand under the selected programme (Ml/d) input as +ve 2043-44: -0.62; Gains in Water Available For Use / Savings in Demand under the selected programme (Ml/d) input as +ve 2044-45: -0.5; Gains in Water Available For Use / Savings in Demand under the selected programme (Ml/d) input as +ve 2045-46: -0.25; Gains in Water Available For Use / Savings in Demand under the selected programme (Ml/d) input as +ve 2046-47: -0.24; Gains in Water Available For Use / Savings in Demand under the selected programme (Ml/d) input as +ve 2047-48: -0.24; Gains in Water Available For Use / Savings in Demand under the selected programme (Ml/d) input as +ve 2048-49: -0.24; Gains in Water Available For Use / Savings in Demand under the selected programme (Ml/d) input as +ve 2049-50: -0.24
51cF | CC Mains Replacement.AWSLNC | CC Mains Replacement.AWSLNC | Mains replacement (not trunk mains) | Distribution Options | N | Least Cost | AWSLNC | Ml/d | 2 | 0 | 0 | 0 | 0 | 0 | 0 | 0.010526 | 0.021053 | 0.031579 | 0.042106 | 0.052632 | 0.063159 | 0.073685 | 0.084212 | 0.094738 | 0.10526 | 0.11579 | 0.12632 | 0.13684 | 0.14737 | 0.1579 | 0.16842 | 0.17895 | 0.18948 | 0.2 | 0.21053 | 0.22106 | 0.23158 | 0.24211 | 0.25264 | 0.26316 | 0.27369 | 0.28421 | 0.29474 | 0.30527 | 0.31579 | 0.32632 | 0.33685 | 0.34737 | 0.3579 | 0.36843 | 0.37895 | 0.38948 | 0.40001 | 0.41053 | 0.42106 | 0.43159 | 0.44211 | 0.45264 | 0.46316 | 0.47369 | 0.48422 | 0.49474 | 0.50527 | 0.5158 | 0.52632 | 0.53685 | 0.54738 | 0.5579 | 0.56843 | 0.57896 | 0.58948 | 0.60001 | 0.61053 | 0.62106 | 0.63159 | 0.64211 | 0.65264 | 0.66317 | 0.67369 | 0.68422 | 0.69475 | 0.70527 | 0.7158 | 0.72633 | 0.73685 | 0.74738 | 0.75791 | 0.76843 | 0.77896 | 0.78948
51cF | CC Mains Replacement.AWSLNC | CC Mains Replacement.AWSLNC | Mains replacement (not trunk mains) | Distribution Options | N | Ofwat Core | AWSLNC | Ml/d | 2 | 0 | 0 | 0 | 0 | 0 | 0 | 0.010526 | 0.021053 | 0.031579 | 0.042106 | 0.052632 | 0.063159 | 0.073685 | 0.084212 | 0.094738 | 0.10526 | 0.11579 | 0.12632 | 0.13684 | 0.14737 | 0.1579 | 0.16842 | 0.17895 | 0.18948 | 0.2 | 0.21053 | 0.22106 | 0.23158 | 0.24211 | 0.25264 | 0.26316 | 0.27369 | 0.28421 | 0.29474 | 0.30527 | 0.31579 | 0.32632 | 0.33685 | 0.34737 | 0.3579 | 0.36843 | 0.37895 | 0.38948 | 0.40001 | 0.41053 | 0.42106 | 0.43159 | 0.44211 | 0.45264 | 0.46316 | 0.47369 | 0.48422 | 0.49474 | 0.50527 | 0.5158 | 0.52632 | 0.53685 | 0.54738 | 0.5579 | 0.56843 | 0.57896 | 0.58948 | 0.60001 | 0.61053 | 0.62106 | 0.63159 | 0.64211 | 0.65264 | 0.66317 | 0.67369 | 0.68422 | 0.69475 | 0.70527 | 0.7158 | 0.72633 | 0.73685 | 0.74738 | 0.75791 | 0.76843 | 0.77896 | 0.78948
51cP | CC Mains Replacement.AWSLNC | CC Mains Replacement.AWSLNC | Mains replacement (not trunk mains) | Distribution Options | N | Preferred | AWSLNC | Ml/d | 2 | 0 | 0 | 0 | 0 | 0 | 0 | 0.010526 | 0.021053 | 0.031579 | 0.042106 | 0.052632 | 0.063159 | 0.073685 | 0.084212 | 0.094738 | 0.10526 | 0.11579 | 0.12632 | 0.13684 | 0.14737 | 0.1579 | 0.16842 | 0.17895 | 0.18948 | 0.2 | 0.21053 | 0.22106 | 0.23158 | 0.24211 | 0.25264 | 0.26316 | 0.27369 | 0.28421 | 0.29474 | 0.30527 | 0.31579 | 0.32632 | 0.33685 | 0.34737 | 0.3579 | 0.36843 | 0.37895 | 0.38948 | 0.40001 | 0.41053 | 0.42106 | 0.43159 | 0.44211 | 0.45264 | 0.46316 | 0.47369 | 0.48422 | 0.49474 | 0.50527 | 0.5158 | 0.52632 | 0.53685 | 0.54738 | 0.5579 | 0.56843 | 0.57896 | 0.58948 | 0.60001 | 0.61053 | 0.62106 | 0.63159 | 0.64211 | 0.65264 | 0.66317 | 0.67369 | 0.68422 | 0.69475 | 0.70527 | 0.7158 | 0.72633 | 0.73685 | 0.74738 | 0.75791 | 0.76843 | 0.77896 | 0.78948
51dF | 1a WRMP24. Smart Showers.AWSLNE | WEF 1a.AWSLNE | Retrofitting indoor water efficiency devices | Customer Options | N | Least Cost | AWSLNE | Ml/d | 2 | Gains in Water Available For Use / Savings in Demand under the selected programme (Ml/d) input as +ve 2019-20: 0; Gains in Water Available For Use / Savings in Demand under the selected programme (Ml/d) input as +ve 2020-21: 0; Gains in Water Available For Use / Savings in Demand under the selected programme (Ml/d) input as +ve 2021-22: 0; Gains in Water Available For Use / Savings in Demand under the selected programme (Ml/d) input as +ve 2022-23: 0; Gains in Water Available For Use / Savings in Demand under the selected programme (Ml/d) input as +ve 2023-24: 0; Gains in Water Available For Use / Savings in Demand under the selected programme (Ml/d) input as +ve 2024-25: 0; Gains in Water Available For Use / Savings in Demand under the selected programme (Ml/d) input as +ve 2025-26: 0.015641; Gains in Water Available For Use / Savings in Demand under the selected programme (Ml/d) input as +ve 2026-27: 0.039854; Gains in Water Available For Use / Savings in Demand under the selected programme (Ml/d) input as +ve 2027-28: 0.061344; Gains in Water Available For Use / Savings in Demand under the selected programme (Ml/d) input as +ve 2028-29: 0.081967; Gains in Water Available For Use / Savings in Demand under the selected programme (Ml/d) input as +ve 2029-30: 0.10093; Gains in Water Available For Use / Savings in Demand under the selected programme (Ml/d) input as +ve 2030-31: 0.10805; Gains in Water Available For Use / Savings in Demand under the selected programme (Ml/d) input as +ve 2031-32: 0.10869; Gains in Water Available For Use / Savings in Demand under the selected programme (Ml/d) input as +ve 2032-33: 0.11138; Gains in Water Available For Use / Savings in Demand under the selected programme (Ml/d) input as +ve 2033-34: 0.11474; Gains in Water Available For Use / Savings in Demand under the selected programme (Ml/d) input as +ve 2034-35: 0.11935; Gains in Water Available For Use / Savings in Demand under the selected programme (Ml/d) input as +ve 2035-36: 0.12395; Gains in Water Available For Use / Savings in Demand under the selected programme (Ml/d) input as +ve 2036-37: 0.12854; Gains in Water Available For Use / Savings in Demand under the selected programme (Ml/d) input as +ve 2037-38: 0.13311; Gains in Water Available For Use / Savings in Demand under the selected programme (Ml/d) input as +ve 2038-39: 0.13767; Gains in Water Available For Use / Savings in Demand under the selected programme (Ml/d) input as +ve 2039-40: 0.1422; Gains in Water Available For Use / Savings in Demand under the selected programme (Ml/d) input as +ve 2040-41: 0.14671; Gains in Water Available For Use / Savings in Demand under the selected programme (Ml/d) input as +ve 2041-42: 0.1512; Gains in Water Available For Use / Savings in Demand under the selected programme (Ml/d) input as +ve 2042-43: 0.15568; Gains in Water Available For Use / Savings in Demand under the selected programme (Ml/d) input as +ve 2043-44: 0.16013; Gains in Water Available For Use / Savings in Demand under the selected programme (Ml/d) input as +ve 2044-45: 0.16456; Gains in Water Available For Use / Savings in Demand under the selected programme (Ml/d) input as +ve 2045-46: 0.16894; Gains in Water Available For Use / Savings in Demand under the selected programme (Ml/d) input as +ve 2046-47: 0.17328; Gains in Water Available For Use / Savings in Demand under the selected programme (Ml/d) input as +ve 2047-48: 0.17757; Gains in Water Available For Use / Savings in Demand under the selected programme (Ml/d) input as +ve 2048-49: 0.18182; Gains in Water Available For Use / Savings in Demand under the selected programme (Ml/d) input as +ve 2049-50: 0.18602
51dF | 1a WRMP24. Smart Showers.AWSLNE | WEF 1a.AWSLNE | Retrofitting indoor water efficiency devices | Customer Options | N | Ofwat Core | AWSLNE | Ml/d | 2 | Gains in Water Available For Use / Savings in Demand under the selected programme (Ml/d) input as +ve 2019-20: 0; Gains in Water Available For Use / Savings in Demand under the selected programme (Ml/d) input as +ve 2020-21: 0; Gains in Water Available For Use / Savings in Demand under the selected programme (Ml/d) input as +ve 2021-22: 0; Gains in Water Available For Use / Savings in Demand under the selected programme (Ml/d) input as +ve 2022-23: 0; Gains in Water Available For Use / Savings in Demand under the selected programme (Ml/d) input as +ve 2023-24: 0; Gains in Water Available For Use / Savings in Demand under the selected programme (Ml/d) input as +ve 2024-25: 0; Gains in Water Available For Use / Savings in Demand under the selected programme (Ml/d) input as +ve 2025-26: 0.015641; Gains in Water Available For Use / Savings in Demand under the selected programme (Ml/d) input as +ve 2026-27: 0.039854; Gains in Water Available For Use / Savings in Demand under the selected programme (Ml/d) input as +ve 2027-28: 0.061344; Gains in Water Available For Use / Savings in Demand under the selected programme (Ml/d) input as +ve 2028-29: 0.081967; Gains in Water Available For Use / Savings in Demand under the selected programme (Ml/d) input as +ve 2029-30: 0.10093; Gains in Water Available For Use / Savings in Demand under the selected programme (Ml/d) input as +ve 2030-31: 0.10805; Gains in Water Available For Use / Savings in Demand under the selected programme (Ml/d) input as +ve 2031-32: 0.10869; Gains in Water Available For Use / Savings in Demand under the selected programme (Ml/d) input as +ve 2032-33: 0.11138; Gains in Water Available For Use / Savings in Demand under the selected programme (Ml/d) input as +ve 2033-34: 0.11474; Gains in Water Available For Use / Savings in Demand under the selected programme (Ml/d) input as +ve 2034-35: 0.11935; Gains in Water Available For Use / Savings in Demand under the selected programme (Ml/d) input as +ve 2035-36: 0.12395; Gains in Water Available For Use / Savings in Demand under the selected programme (Ml/d) input as +ve 2036-37: 0.12854; Gains in Water Available For Use / Savings in Demand under the selected programme (Ml/d) input as +ve 2037-38: 0.13311; Gains in Water Available For Use / Savings in Demand under the selected programme (Ml/d) input as +ve 2038-39: 0.13767; Gains in Water Available For Use / Savings in Demand under the selected programme (Ml/d) input as +ve 2039-40: 0.1422; Gains in Water Available For Use / Savings in Demand under the selected programme (Ml/d) input as +ve 2040-41: 0.14671; Gains in Water Available For Use / Savings in Demand under the selected programme (Ml/d) input as +ve 2041-42: 0.1512; Gains in Water Available For Use / Savings in Demand under the selected programme (Ml/d) input as +ve 2042-43: 0.15568; Gains in Water Available For Use / Savings in Demand under the selected programme (Ml/d) input as +ve 2043-44: 0.16013; Gains in Water Available For Use / Savings in Demand under the selected programme (Ml/d) input as +ve 2044-45: 0.16456; Gains in Water Available For Use / Savings in Demand under the selected programme (Ml/d) input as +ve 2045-46: 0.16894; Gains in Water Available For Use / Savings in Demand under the selected programme (Ml/d) input as +ve 2046-47: 0.17328; Gains in Water Available For Use / Savings in Demand under the selected programme (Ml/d) input as +ve 2047-48: 0.17757; Gains in Water Available For Use / Savings in Demand under the selected programme (Ml/d) input as +ve 2048-49: 0.18182; Gains in Water Available For Use / Savings in Demand under the selected programme (Ml/d) input as +ve 2049-50: 0.18602
51dP | 1a WRMP24. Smart Showers.AWSLNE | WEF 1a.AWSLNE | Retrofitting indoor water efficiency devices | Customer Options | N | Preferred | AWSLNE | Ml/d | 2 | Gains in Water Available For Use / Savings in Demand under the selected programme (Ml/d) input as +ve 2019-20: 0; Gains in Water Available For Use / Savings in Demand under the selected programme (Ml/d) input as +ve 2020-21: 0; Gains in Water Available For Use / Savings in Demand under the selected programme (Ml/d) input as +ve 2021-22: 0; Gains in Water Available For Use / Savings in Demand under the selected programme (Ml/d) input as +ve 2022-23: 0; Gains in Water Available For Use / Savings in Demand under the selected programme (Ml/d) input as +ve 2023-24: 0; Gains in Water Available For Use / Savings in Demand under the selected programme (Ml/d) input as +ve 2024-25: 0; Gains in Water Available For Use / Savings in Demand under the selected programme (Ml/d) input as +ve 2025-26: 0.015641; Gains in Water Available For Use / Savings in Demand under the selected programme (Ml/d) input as +ve 2026-27: 0.039854; Gains in Water Available For Use / Savings in Demand under the selected programme (Ml/d) input as +ve 2027-28: 0.061344; Gains in Water Available For Use / Savings in Demand under the selected programme (Ml/d) input as +ve 2028-29: 0.081967; Gains in Water Available For Use / Savings in Demand under the selected programme (Ml/d) input as +ve 2029-30: 0.10093; Gains in Water Available For Use / Savings in Demand under the selected programme (Ml/d) input as +ve 2030-31: 0.10805; Gains in Water Available For Use / Savings in Demand under the selected programme (Ml/d) input as +ve 2031-32: 0.10869; Gains in Water Available For Use / Savings in Demand under the selected programme (Ml/d) input as +ve 2032-33: 0.11138; Gains in Water Available For Use / Savings in Demand under the selected programme (Ml/d) input as +ve 2033-34: 0.11474; Gains in Water Available For Use / Savings in Demand under the selected programme (Ml/d) input as +ve 2034-35: 0.11935; Gains in Water Available For Use / Savings in Demand under the selected programme (Ml/d) input as +ve 2035-36: 0.12395; Gains in Water Available For Use / Savings in Demand under the selected programme (Ml/d) input as +ve 2036-37: 0.12854; Gains in Water Available For Use / Savings in Demand under the selected programme (Ml/d) input as +ve 2037-38: 0.13311; Gains in Water Available For Use / Savings in Demand under the selected programme (Ml/d) input as +ve 2038-39: 0.13767; Gains in Water Available For Use / Savings in Demand under the selected programme (Ml/d) input as +ve 2039-40: 0.1422; Gains in Water Available For Use / Savings in Demand under the selected programme (Ml/d) input as +ve 2040-41: 0.14671; Gains in Water Available For Use / Savings in Demand under the selected programme (Ml/d) input as +ve 2041-42: 0.1512; Gains in Water Available For Use / Savings in Demand under the selected programme (Ml/d) input as +ve 2042-43: 0.15568; Gains in Water Available For Use / Savings in Demand under the selected programme (Ml/d) input as +ve 2043-44: 0.16013; Gains in Water Available For Use / Savings in Demand under the selected programme (Ml/d) input as +ve 2044-45: 0.16456; Gains in Water Available For Use / Savings in Demand under the selected programme (Ml/d) input as +ve 2045-46: 0.16894; Gains in Water Available For Use / Savings in Demand under the selected programme (Ml/d) input as +ve 2046-47: 0.17328; Gains in Water Available For Use / Savings in Demand under the selected programme (Ml/d) input as +ve 2047-48: 0.17757; Gains in Water Available For Use / Savings in Demand under the selected programme (Ml/d) input as +ve 2048-49: 0.18182; Gains in Water Available For Use / Savings in Demand under the selected programme (Ml/d) input as +ve 2049-50: 0.18602
51dF | 2c WRMP24. Garden Advice.AWSLNE | WEF 2c.AWSLNE | Water efficiency customer education / awareness | Customer Options | N | Least Cost | AWSLNE | Ml/d | 2 | Gains in Water Available For Use / Savings in Demand under the selected programme (Ml/d) input as +ve 2019-20: 0; Gains in Water Available For Use / Savings in Demand under the selected programme (Ml/d) input as +ve 2020-21: 0; Gains in Water Available For Use / Savings in Demand under the selected programme (Ml/d) input as +ve 2021-22: 0; Gains in Water Available For Use / Savings in Demand under the selected programme (Ml/d) input as +ve 2022-23: 0; Gains in Water Available For Use / Savings in Demand under the selected programme (Ml/d) input as +ve 2023-24: 0; Gains in Water Available For Use / Savings in Demand under the selected programme (Ml/d) input as +ve 2024-25: 0; Gains in Water Available For Use / Savings in Demand under the selected programme (Ml/d) input as +ve 2025-26: 0.0048428; Gains in Water Available For Use / Savings in Demand under the selected programme (Ml/d) input as +ve 2026-27: 0.0096778; Gains in Water Available For Use / Savings in Demand under the selected programme (Ml/d) input as +ve 2027-28: 0.014505; Gains in Water Available For Use / Savings in Demand under the selected programme (Ml/d) input as +ve 2028-29: 0.019324; Gains in Water Available For Use / Savings in Demand under the selected programme (Ml/d) input as +ve 2029-30: 0.024138; Gains in Water Available For Use / Savings in Demand under the selected programme (Ml/d) input as +ve 2030-31: 0.028948; Gains in Water Available For Use / Savings in Demand under the selected programme (Ml/d) input as +ve 2031-32: 0.033752; Gains in Water Available For Use / Savings in Demand under the selected programme (Ml/d) input as +ve 2032-33: 0.038548; Gains in Water Available For Use / Savings in Demand under the selected programme (Ml/d) input as +ve 2033-34: 0.043338; Gains in Water Available For Use / Savings in Demand under the selected programme (Ml/d) input as +ve 2034-35: 0.048124; Gains in Water Available For Use / Savings in Demand under the selected programme (Ml/d) input as +ve 2035-36: 0.052903; Gains in Water Available For Use / Savings in Demand under the selected programme (Ml/d) input as +ve 2036-37: 0.057675; Gains in Water Available For Use / Savings in Demand under the selected programme (Ml/d) input as +ve 2037-38: 0.062438; Gains in Water Available For Use / Savings in Demand under the selected programme (Ml/d) input as +ve 2038-39: 0.067192; Gains in Water Available For Use / Savings in Demand under the selected programme (Ml/d) input as +ve 2039-40: 0.071936; Gains in Water Available For Use / Savings in Demand under the selected programme (Ml/d) input as +ve 2040-41: 0.076672; Gains in Water Available For Use / Savings in Demand under the selected programme (Ml/d) input as +ve 2041-42: 0.081396; Gains in Water Available For Use / Savings in Demand under the selected programme (Ml/d) input as +ve 2042-43: 0.08611; Gains in Water Available For Use / Savings in Demand under the selected programme (Ml/d) input as +ve 2043-44: 0.090811; Gains in Water Available For Use / Savings in Demand under the selected programme (Ml/d) input as +ve 2044-45: 0.0955; Gains in Water Available For Use / Savings in Demand under the selected programme (Ml/d) input as +ve 2045-46: 0.10017; Gains in Water Available For Use / Savings in Demand under the selected programme (Ml/d) input as +ve 2046-47: 0.10482; Gains in Water Available For Use / Savings in Demand under the selected programme (Ml/d) input as +ve 2047-48: 0.10946; Gains in Water Available For Use / Savings in Demand under the selected programme (Ml/d) input as +ve 2048-49: 0.11407; Gains in Water Available For Use / Savings in Demand under the selected programme (Ml/d) input as +ve 2049-50: 0.11867
51dF | 2c WRMP24. Garden Advice.AWSLNE | WEF 2c.AWSLNE | Water efficiency customer education / awareness | Customer Options | N | Ofwat Core | AWSLNE | Ml/d | 2 | Gains in Water Available For Use / Savings in Demand under the selected programme (Ml/d) input as +ve 2019-20: 0; Gains in Water Available For Use / Savings in Demand under the selected programme (Ml/d) input as +ve 2020-21: 0; Gains in Water Available For Use / Savings in Demand under the selected programme (Ml/d) input as +ve 2021-22: 0; Gains in Water Available For Use / Savings in Demand under the selected programme (Ml/d) input as +ve 2022-23: 0; Gains in Water Available For Use / Savings in Demand under the selected programme (Ml/d) input as +ve 2023-24: 0; Gains in Water Available For Use / Savings in Demand under the selected programme (Ml/d) input as +ve 2024-25: 0; Gains in Water Available For Use / Savings in Demand under the selected programme (Ml/d) input as +ve 2025-26: 0.0048428; Gains in Water Available For Use / Savings in Demand under the selected programme (Ml/d) input as +ve 2026-27: 0.0096778; Gains in Water Available For Use / Savings in Demand under the selected programme (Ml/d) input as +ve 2027-28: 0.014505; Gains in Water Available For Use / Savings in Demand under the selected programme (Ml/d) input as +ve 2028-29: 0.019324; Gains in Water Available For Use / Savings in Demand under the selected programme (Ml/d) input as +ve 2029-30: 0.024138; Gains in Water Available For Use / Savings in Demand under the selected programme (Ml/d) input as +ve 2030-31: 0.028948; Gains in Water Available For Use / Savings in Demand under the selected programme (Ml/d) input as +ve 2031-32: 0.033752; Gains in Water Available For Use / Savings in Demand under the selected programme (Ml/d) input as +ve 2032-33: 0.038548; Gains in Water Available For Use / Savings in Demand under the selected programme (Ml/d) input as +ve 2033-34: 0.043338; Gains in Water Available For Use / Savings in Demand under the selected programme (Ml/d) input as +ve 2034-35: 0.048124; Gains in Water Available For Use / Savings in Demand under the selected programme (Ml/d) input as +ve 2035-36: 0.052903; Gains in Water Available For Use / Savings in Demand under the selected programme (Ml/d) input as +ve 2036-37: 0.057675; Gains in Water Available For Use / Savings in Demand under the selected programme (Ml/d) input as +ve 2037-38: 0.062438; Gains in Water Available For Use / Savings in Demand under the selected programme (Ml/d) input as +ve 2038-39: 0.067192; Gains in Water Available For Use / Savings in Demand under the selected programme (Ml/d) input as +ve 2039-40: 0.071936; Gains in Water Available For Use / Savings in Demand under the selected programme (Ml/d) input as +ve 2040-41: 0.076672; Gains in Water Available For Use / Savings in Demand under the selected programme (Ml/d) input as +ve 2041-42: 0.081396; Gains in Water Available For Use / Savings in Demand under the selected programme (Ml/d) input as +ve 2042-43: 0.08611; Gains in Water Available For Use / Savings in Demand under the selected programme (Ml/d) input as +ve 2043-44: 0.090811; Gains in Water Available For Use / Savings in Demand under the selected programme (Ml/d) input as +ve 2044-45: 0.0955; Gains in Water Available For Use / Savings in Demand under the selected programme (Ml/d) input as +ve 2045-46: 0.10017; Gains in Water Available For Use / Savings in Demand under the selected programme (Ml/d) input as +ve 2046-47: 0.10482; Gains in Water Available For Use / Savings in Demand under the selected programme (Ml/d) input as +ve 2047-48: 0.10946; Gains in Water Available For Use / Savings in Demand under the selected programme (Ml/d) input as +ve 2048-49: 0.11407; Gains in Water Available For Use / Savings in Demand under the selected programme (Ml/d) input as +ve 2049-50: 0.11867
51dP | 2c WRMP24. Garden Advice.AWSLNE | WEF 2c.AWSLNE | Water efficiency customer education / awareness | Customer Options | N | Preferred | AWSLNE | Ml/d | 2 | Gains in Water Available For Use / Savings in Demand under the selected programme (Ml/d) input as +ve 2019-20: 0; Gains in Water Available For Use / Savings in Demand under the selected programme (Ml/d) input as +ve 2020-21: 0; Gains in Water Available For Use / Savings in Demand under the selected programme (Ml/d) input as +ve 2021-22: 0; Gains in Water Available For Use / Savings in Demand under the selected programme (Ml/d) input as +ve 2022-23: 0; Gains in Water Available For Use / Savings in Demand under the selected programme (Ml/d) input as +ve 2023-24: 0; Gains in Water Available For Use / Savings in Demand under the selected programme (Ml/d) input as +ve 2024-25: 0; Gains in Water Available For Use / Savings in Demand under the selected programme (Ml/d) input as +ve 2025-26: 0.0048428; Gains in Water Available For Use / Savings in Demand under the selected programme (Ml/d) input as +ve 2026-27: 0.0096778; Gains in Water Available For Use / Savings in Demand under the selected programme (Ml/d) input as +ve 2027-28: 0.014505; Gains in Water Available For Use / Savings in Demand under the selected programme (Ml/d) input as +ve 2028-29: 0.019324; Gains in Water Available For Use / Savings in Demand under the selected programme (Ml/d) input as +ve 2029-30: 0.024138; Gains in Water Available For Use / Savings in Demand under the selected programme (Ml/d) input as +ve 2030-31: 0.028948; Gains in Water Available For Use / Savings in Demand under the selected programme (Ml/d) input as +ve 2031-32: 0.033752; Gains in Water Available For Use / Savings in Demand under the selected programme (Ml/d) input as +ve 2032-33: 0.038548; Gains in Water Available For Use / Savings in Demand under the selected programme (Ml/d) input as +ve 2033-34: 0.043338; Gains in Water Available For Use / Savings in Demand under the selected programme (Ml/d) input as +ve 2034-35: 0.048124; Gains in Water Available For Use / Savings in Demand under the selected programme (Ml/d) input as +ve 2035-36: 0.052903; Gains in Water Available For Use / Savings in Demand under the selected programme (Ml/d) input as +ve 2036-37: 0.057675; Gains in Water Available For Use / Savings in Demand under the selected programme (Ml/d) input as +ve 2037-38: 0.062438; Gains in Water Available For Use / Savings in Demand under the selected programme (Ml/d) input as +ve 2038-39: 0.067192; Gains in Water Available For Use / Savings in Demand under the selected programme (Ml/d) input as +ve 2039-40: 0.071936; Gains in Water Available For Use / Savings in Demand under the selected programme (Ml/d) input as +ve 2040-41: 0.076672; Gains in Water Available For Use / Savings in Demand under the selected programme (Ml/d) input as +ve 2041-42: 0.081396; Gains in Water Available For Use / Savings in Demand under the selected programme (Ml/d) input as +ve 2042-43: 0.08611; Gains in Water Available For Use / Savings in Demand under the selected programme (Ml/d) input as +ve 2043-44: 0.090811; Gains in Water Available For Use / Savings in Demand under the selected programme (Ml/d) input as +ve 2044-45: 0.0955; Gains in Water Available For Use / Savings in Demand under the selected programme (Ml/d) input as +ve 2045-46: 0.10017; Gains in Water Available For Use / Savings in Demand under the selected programme (Ml/d) input as +ve 2046-47: 0.10482; Gains in Water Available For Use / Savings in Demand under the selected programme (Ml/d) input as +ve 2047-48: 0.10946; Gains in Water Available For Use / Savings in Demand under the selected programme (Ml/d) input as +ve 2048-49: 0.11407; Gains in Water Available For Use / Savings in Demand under the selected programme (Ml/d) input as +ve 2049-50: 0.11867
51dF | 3a WRMP24. Community Reward.AWSLNE | WEF 3a.AWSLNE | Water efficiency customer education / awareness | Customer Options | N | Least Cost | AWSLNE | Ml/d | 2 | Gains in Water Available For Use / Savings in Demand under the selected programme (Ml/d) input as +ve 2019-20: 0; Gains in Water Available For Use / Savings in Demand under the selected programme (Ml/d) input as +ve 2020-21: 0; Gains in Water Available For Use / Savings in Demand under the selected programme (Ml/d) input as +ve 2021-22: 0; Gains in Water Available For Use / Savings in Demand under the selected programme (Ml/d) input as +ve 2022-23: 0; Gains in Water Available For Use / Savings in Demand under the selected programme (Ml/d) input as +ve 2023-24: 0; Gains in Water Available For Use / Savings in Demand under the selected programme (Ml/d) input as +ve 2024-25: 0; Gains in Water Available For Use / Savings in Demand under the selected programme (Ml/d) input as +ve 2025-26: 0.0046359; Gains in Water Available For Use / Savings in Demand under the selected programme (Ml/d) input as +ve 2026-27: 0.011424; Gains in Water Available For Use / Savings in Demand under the selected programme (Ml/d) input as +ve 2027-28: 0.017394; Gains in Water Available For Use / Savings in Demand under the selected programme (Ml/d) input as +ve 2028-29: 0.023102; Gains in Water Available For Use / Savings in Demand under the selected programme (Ml/d) input as +ve 2029-30: 0.028295; Gains in Water Available For Use / Savings in Demand under the selected programme (Ml/d) input as +ve 2030-31: 0.033447; Gains in Water Available For Use / Savings in Demand under the selected programme (Ml/d) input as +ve 2031-32: 0.038563; Gains in Water Available For Use / Savings in Demand under the selected programme (Ml/d) input as +ve 2032-33: 0.043657; Gains in Water Available For Use / Savings in Demand under the selected programme (Ml/d) input as +ve 2033-34: 0.048734; Gains in Water Available For Use / Savings in Demand under the selected programme (Ml/d) input as +ve 2034-35: 0.053794; Gains in Water Available For Use / Savings in Demand under the selected programme (Ml/d) input as +ve 2035-36: 0.058837; Gains in Water Available For Use / Savings in Demand under the selected programme (Ml/d) input as +ve 2036-37: 0.063859; Gains in Water Available For Use / Savings in Demand under the selected programme (Ml/d) input as +ve 2037-38: 0.068861; Gains in Water Available For Use / Savings in Demand under the selected programme (Ml/d) input as +ve 2038-39: 0.073844; Gains in Water Available For Use / Savings in Demand under the selected programme (Ml/d) input as +ve 2039-40: 0.078812; Gains in Water Available For Use / Savings in Demand under the selected programme (Ml/d) input as +ve 2040-41: 0.080908; Gains in Water Available For Use / Savings in Demand under the selected programme (Ml/d) input as +ve 2041-42: 0.081811; Gains in Water Available For Use / Savings in Demand under the selected programme (Ml/d) input as +ve 2042-43: 0.083209; Gains in Water Available For Use / Savings in Demand under the selected programme (Ml/d) input as +ve 2043-44: 0.084757; Gains in Water Available For Use / Savings in Demand under the selected programme (Ml/d) input as +ve 2044-45: 0.086617; Gains in Water Available For Use / Savings in Demand under the selected programme (Ml/d) input as +ve 2045-46: 0.088498; Gains in Water Available For Use / Savings in Demand under the selected programme (Ml/d) input as +ve 2046-47: 0.090395; Gains in Water Available For Use / Savings in Demand under the selected programme (Ml/d) input as +ve 2047-48: 0.092291; Gains in Water Available For Use / Savings in Demand under the selected programme (Ml/d) input as +ve 2048-49: 0.094186; Gains in Water Available For Use / Savings in Demand under the selected programme (Ml/d) input as +ve 2049-50: 0.096079
51dF | 3a WRMP24. Community Reward.AWSLNE | WEF 3a.AWSLNE | Water efficiency customer education / awareness | Customer Options | N | Ofwat Core | AWSLNE | Ml/d | 2 | Gains in Water Available For Use / Savings in Demand under the selected programme (Ml/d) input as +ve 2019-20: 0; Gains in Water Available For Use / Savings in Demand under the selected programme (Ml/d) input as +ve 2020-21: 0; Gains in Water Available For Use / Savings in Demand under the selected programme (Ml/d) input as +ve 2021-22: 0; Gains in Water Available For Use / Savings in Demand under the selected programme (Ml/d) input as +ve 2022-23: 0; Gains in Water Available For Use / Savings in Demand under the selected programme (Ml/d) input as +ve 2023-24: 0; Gains in Water Available For Use / Savings in Demand under the selected programme (Ml/d) input as +ve 2024-25: 0; Gains in Water Available For Use / Savings in Demand under the selected programme (Ml/d) input as +ve 2025-26: 0.0046359; Gains in Water Available For Use / Savings in Demand under the selected programme (Ml/d) input as +ve 2026-27: 0.011424; Gains in Water Available For Use / Savings in Demand under the selected programme (Ml/d) input as +ve 2027-28: 0.017394; Gains in Water Available For Use / Savings in Demand under the selected programme (Ml/d) input as +ve 2028-29: 0.023102; Gains in Water Available For Use / Savings in Demand under the selected programme (Ml/d) input as +ve 2029-30: 0.028295; Gains in Water Available For Use / Savings in Demand under the selected programme (Ml/d) input as +ve 2030-31: 0.033447; Gains in Water Available For Use / Savings in Demand under the selected programme (Ml/d) input as +ve 2031-32: 0.038563; Gains in Water Available For Use / Savings in Demand under the selected programme (Ml/d) input as +ve 2032-33: 0.043657; Gains in Water Available For Use / Savings in Demand under the selected programme (Ml/d) input as +ve 2033-34: 0.048734; Gains in Water Available For Use / Savings in Demand under the selected programme (Ml/d) input as +ve 2034-35: 0.053794; Gains in Water Available For Use / Savings in Demand under the selected programme (Ml/d) input as +ve 2035-36: 0.058837; Gains in Water Available For Use / Savings in Demand under the selected programme (Ml/d) input as +ve 2036-37: 0.063859; Gains in Water Available For Use / Savings in Demand under the selected programme (Ml/d) input as +ve 2037-38: 0.068861; Gains in Water Available For Use / Savings in Demand under the selected programme (Ml/d) input as +ve 2038-39: 0.073844; Gains in Water Available For Use / Savings in Demand under the selected programme (Ml/d) input as +ve 2039-40: 0.078812; Gains in Water Available For Use / Savings in Demand under the selected programme (Ml/d) input as +ve 2040-41: 0.080908; Gains in Water Available For Use / Savings in Demand under the selected programme (Ml/d) input as +ve 2041-42: 0.081811; Gains in Water Available For Use / Savings in Demand under the selected programme (Ml/d) input as +ve 2042-43: 0.083209; Gains in Water Available For Use / Savings in Demand under the selected programme (Ml/d) input as +ve 2043-44: 0.084757; Gains in Water Available For Use / Savings in Demand under the selected programme (Ml/d) input as +ve 2044-45: 0.086617; Gains in Water Available For Use / Savings in Demand under the selected programme (Ml/d) input as +ve 2045-46: 0.088498; Gains in Water Available For Use / Savings in Demand under the selected programme (Ml/d) input as +ve 2046-47: 0.090395; Gains in Water Available For Use / Savings in Demand under the selected programme (Ml/d) input as +ve 2047-48: 0.092291; Gains in Water Available For Use / Savings in Demand under the selected programme (Ml/d) input as +ve 2048-49: 0.094186; Gains in Water Available For Use / Savings in Demand under the selected programme (Ml/d) input as +ve 2049-50: 0.096079
51dP | 3a WRMP24. Community Reward.AWSLNE | WEF 3a.AWSLNE | Water efficiency customer education / awareness | Customer Options | N | Preferred | AWSLNE | Ml/d | 2 | Gains in Water Available For Use / Savings in Demand under the selected programme (Ml/d) input as +ve 2019-20: 0; Gains in Water Available For Use / Savings in Demand under the selected programme (Ml/d) input as +ve 2020-21: 0; Gains in Water Available For Use / Savings in Demand under the selected programme (Ml/d) input as +ve 2021-22: 0; Gains in Water Available For Use / Savings in Demand under the selected programme (Ml/d) input as +ve 2022-23: 0; Gains in Water Available For Use / Savings in Demand under the selected programme (Ml/d) input as +ve 2023-24: 0; Gains in Water Available For Use / Savings in Demand under the selected programme (Ml/d) input as +ve 2024-25: 0; Gains in Water Available For Use / Savings in Demand under the selected programme (Ml/d) input as +ve 2025-26: 0.0046359; Gains in Water Available For Use / Savings in Demand under the selected programme (Ml/d) input as +ve 2026-27: 0.011424; Gains in Water Available For Use / Savings in Demand under the selected programme (Ml/d) input as +ve 2027-28: 0.017394; Gains in Water Available For Use / Savings in Demand under the selected programme (Ml/d) input as +ve 2028-29: 0.023102; Gains in Water Available For Use / Savings in Demand under the selected programme (Ml/d) input as +ve 2029-30: 0.028295; Gains in Water Available For Use / Savings in Demand under the selected programme (Ml/d) input as +ve 2030-31: 0.033447; Gains in Water Available For Use / Savings in Demand under the selected programme (Ml/d) input as +ve 2031-32: 0.038563; Gains in Water Available For Use / Savings in Demand under the selected programme (Ml/d) input as +ve 2032-33: 0.043657; Gains in Water Available For Use / Savings in Demand under the selected programme (Ml/d) input as +ve 2033-34: 0.048734; Gains in Water Available For Use / Savings in Demand under the selected programme (Ml/d) input as +ve 2034-35: 0.053794; Gains in Water Available For Use / Savings in Demand under the selected programme (Ml/d) input as +ve 2035-36: 0.058837; Gains in Water Available For Use / Savings in Demand under the selected programme (Ml/d) input as +ve 2036-37: 0.063859; Gains in Water Available For Use / Savings in Demand under the selected programme (Ml/d) input as +ve 2037-38: 0.068861; Gains in Water Available For Use / Savings in Demand under the selected programme (Ml/d) input as +ve 2038-39: 0.073844; Gains in Water Available For Use / Savings in Demand under the selected programme (Ml/d) input as +ve 2039-40: 0.078812; Gains in Water Available For Use / Savings in Demand under the selected programme (Ml/d) input as +ve 2040-41: 0.080908; Gains in Water Available For Use / Savings in Demand under the selected programme (Ml/d) input as +ve 2041-42: 0.081811; Gains in Water Available For Use / Savings in Demand under the selected programme (Ml/d) input as +ve 2042-43: 0.083209; Gains in Water Available For Use / Savings in Demand under the selected programme (Ml/d) input as +ve 2043-44: 0.084757; Gains in Water Available For Use / Savings in Demand under the selected programme (Ml/d) input as +ve 2044-45: 0.086617; Gains in Water Available For Use / Savings in Demand under the selected programme (Ml/d) input as +ve 2045-46: 0.088498; Gains in Water Available For Use / Savings in Demand under the selected programme (Ml/d) input as +ve 2046-47: 0.090395; Gains in Water Available For Use / Savings in Demand under the selected programme (Ml/d) input as +ve 2047-48: 0.092291; Gains in Water Available For Use / Savings in Demand under the selected programme (Ml/d) input as +ve 2048-49: 0.094186; Gains in Water Available For Use / Savings in Demand under the selected programme (Ml/d) input as +ve 2049-50: 0.096079
51dF | 4a WRMP24. PL Uplift - Vulnerable Customers.AWSLNE | WEF 4a.AWSLNE | Other water efficiency | Customer Options | N | Least Cost | AWSLNE | Ml/d | 2 | Gains in Water Available For Use / Savings in Demand under the selected programme (Ml/d) input as +ve 2019-20: 0; Gains in Water Available For Use / Savings in Demand under the selected programme (Ml/d) input as +ve 2020-21: 0; Gains in Water Available For Use / Savings in Demand under the selected programme (Ml/d) input as +ve 2021-22: 0; Gains in Water Available For Use / Savings in Demand under the selected programme (Ml/d) input as +ve 2022-23: 0; Gains in Water Available For Use / Savings in Demand under the selected programme (Ml/d) input as +ve 2023-24: 0; Gains in Water Available For Use / Savings in Demand under the selected programme (Ml/d) input as +ve 2024-25: 0; Gains in Water Available For Use / Savings in Demand under the selected programme (Ml/d) input as +ve 2025-26: 0.010909; Gains in Water Available For Use / Savings in Demand under the selected programme (Ml/d) input as +ve 2026-27: 0.024324; Gains in Water Available For Use / Savings in Demand under the selected programme (Ml/d) input as +ve 2027-28: 0.029771; Gains in Water Available For Use / Savings in Demand under the selected programme (Ml/d) input as +ve 2028-29: 0.037345; Gains in Water Available For Use / Savings in Demand under the selected programme (Ml/d) input as +ve 2029-30: 0.043416; Gains in Water Available For Use / Savings in Demand under the selected programme (Ml/d) input as +ve 2030-31: 0.049623; Gains in Water Available For Use / Savings in Demand under the selected programme (Ml/d) input as +ve 2031-32: 0.055965; Gains in Water Available For Use / Savings in Demand under the selected programme (Ml/d) input as +ve 2032-33: 0.056742; Gains in Water Available For Use / Savings in Demand under the selected programme (Ml/d) input as +ve 2033-34: 0.057487; Gains in Water Available For Use / Savings in Demand under the selected programme (Ml/d) input as +ve 2034-35: 0.058206; Gains in Water Available For Use / Savings in Demand under the selected programme (Ml/d) input as +ve 2035-36: 0.058891; Gains in Water Available For Use / Savings in Demand under the selected programme (Ml/d) input as +ve 2036-37: 0.059552; Gains in Water Available For Use / Savings in Demand under the selected programme (Ml/d) input as +ve 2037-38: 0.060188; Gains in Water Available For Use / Savings in Demand under the selected programme (Ml/d) input as +ve 2038-39: 0.060801; Gains in Water Available For Use / Savings in Demand under the selected programme (Ml/d) input as +ve 2039-40: 0.061391; Gains in Water Available For Use / Savings in Demand under the selected programme (Ml/d) input as +ve 2040-41: 0.061969; Gains in Water Available For Use / Savings in Demand under the selected programme (Ml/d) input as +ve 2041-42: 0.062524; Gains in Water Available For Use / Savings in Demand under the selected programme (Ml/d) input as +ve 2042-43: 0.063056; Gains in Water Available For Use / Savings in Demand under the selected programme (Ml/d) input as +ve 2043-44: 0.063567; Gains in Water Available For Use / Savings in Demand under the selected programme (Ml/d) input as +ve 2044-45: 0.064056; Gains in Water Available For Use / Savings in Demand under the selected programme (Ml/d) input as +ve 2045-46: 0.064385; Gains in Water Available For Use / Savings in Demand under the selected programme (Ml/d) input as +ve 2046-47: 0.064696; Gains in Water Available For Use / Savings in Demand under the selected programme (Ml/d) input as +ve 2047-48: 0.064992; Gains in Water Available For Use / Savings in Demand under the selected programme (Ml/d) input as +ve 2048-49: 0.065271; Gains in Water Available For Use / Savings in Demand under the selected programme (Ml/d) input as +ve 2049-50: 0.065505
51dF | 4a WRMP24. PL Uplift - Vulnerable Customers.AWSLNE | WEF 4a.AWSLNE | Other water efficiency | Customer Options | N | Ofwat Core | AWSLNE | Ml/d | 2 | Gains in Water Available For Use / Savings in Demand under the selected programme (Ml/d) input as +ve 2019-20: 0; Gains in Water Available For Use / Savings in Demand under the selected programme (Ml/d) input as +ve 2020-21: 0; Gains in Water Available For Use / Savings in Demand under the selected programme (Ml/d) input as +ve 2021-22: 0; Gains in Water Available For Use / Savings in Demand under the selected programme (Ml/d) input as +ve 2022-23: 0; Gains in Water Available For Use / Savings in Demand under the selected programme (Ml/d) input as +ve 2023-24: 0; Gains in Water Available For Use / Savings in Demand under the selected programme (Ml/d) input as +ve 2024-25: 0; Gains in Water Available For Use / Savings in Demand under the selected programme (Ml/d) input as +ve 2025-26: 0.010909; Gains in Water Available For Use / Savings in Demand under the selected programme (Ml/d) input as +ve 2026-27: 0.024324; Gains in Water Available For Use / Savings in Demand under the selected programme (Ml/d) input as +ve 2027-28: 0.029771; Gains in Water Available For Use / Savings in Demand under the selected programme (Ml/d) input as +ve 2028-29: 0.037345; Gains in Water Available For Use / Savings in Demand under the selected programme (Ml/d) input as +ve 2029-30: 0.043416; Gains in Water Available For Use / Savings in Demand under the selected programme (Ml/d) input as +ve 2030-31: 0.049623; Gains in Water Available For Use / Savings in Demand under the selected programme (Ml/d) input as +ve 2031-32: 0.055965; Gains in Water Available For Use / Savings in Demand under the selected programme (Ml/d) input as +ve 2032-33: 0.056742; Gains in Water Available For Use / Savings in Demand under the selected programme (Ml/d) input as +ve 2033-34: 0.057487; Gains in Water Available For Use / Savings in Demand under the selected programme (Ml/d) input as +ve 2034-35: 0.058206; Gains in Water Available For Use / Savings in Demand under the selected programme (Ml/d) input as +ve 2035-36: 0.058891; Gains in Water Available For Use / Savings in Demand under the selected programme (Ml/d) input as +ve 2036-37: 0.059552; Gains in Water Available For Use / Savings in Demand under the selected programme (Ml/d) input as +ve 2037-38: 0.060188; Gains in Water Available For Use / Savings in Demand under the selected programme (Ml/d) input as +ve 2038-39: 0.060801; Gains in Water Available For Use / Savings in Demand under the selected programme (Ml/d) input as +ve 2039-40: 0.061391; Gains in Water Available For Use / Savings in Demand under the selected programme (Ml/d) input as +ve 2040-41: 0.061969; Gains in Water Available For Use / Savings in Demand under the selected programme (Ml/d) input as +ve 2041-42: 0.062524; Gains in Water Available For Use / Savings in Demand under the selected programme (Ml/d) input as +ve 2042-43: 0.063056; Gains in Water Available For Use / Savings in Demand under the selected programme (Ml/d) input as +ve 2043-44: 0.063567; Gains in Water Available For Use / Savings in Demand under the selected programme (Ml/d) input as +ve 2044-45: 0.064056; Gains in Water Available For Use / Savings in Demand under the selected programme (Ml/d) input as +ve 2045-46: 0.064385; Gains in Water Available For Use / Savings in Demand under the selected programme (Ml/d) input as +ve 2046-47: 0.064696; Gains in Water Available For Use / Savings in Demand under the selected programme (Ml/d) input as +ve 2047-48: 0.064992; Gains in Water Available For Use / Savings in Demand under the selected programme (Ml/d) input as +ve 2048-49: 0.065271; Gains in Water Available For Use / Savings in Demand under the selected programme (Ml/d) input as +ve 2049-50: 0.065505
51dP | 4a WRMP24. PL Uplift - Vulnerable Customers.AWSLNE | WEF 4a.AWSLNE | Other water efficiency | Customer Options | N | Preferred | AWSLNE | Ml/d | 2 | Gains in Water Available For Use / Savings in Demand under the selected programme (Ml/d) input as +ve 2019-20: 0; Gains in Water Available For Use / Savings in Demand under the selected programme (Ml/d) input as +ve 2020-21: 0; Gains in Water Available For Use / Savings in Demand under the selected programme (Ml/d) input as +ve 2021-22: 0; Gains in Water Available For Use / Savings in Demand under the selected programme (Ml/d) input as +ve 2022-23: 0; Gains in Water Available For Use / Savings in Demand under the selected programme (Ml/d) input as +ve 2023-24: 0; Gains in Water Available For Use / Savings in Demand under the selected programme (Ml/d) input as +ve 2024-25: 0; Gains in Water Available For Use / Savings in Demand under the selected programme (Ml/d) input as +ve 2025-26: 0.010909; Gains in Water Available For Use / Savings in Demand under the selected programme (Ml/d) input as +ve 2026-27: 0.024324; Gains in Water Available For Use / Savings in Demand under the selected programme (Ml/d) input as +ve 2027-28: 0.029771; Gains in Water Available For Use / Savings in Demand under the selected programme (Ml/d) input as +ve 2028-29: 0.037345; Gains in Water Available For Use / Savings in Demand under the selected programme (Ml/d) input as +ve 2029-30: 0.043416; Gains in Water Available For Use / Savings in Demand under the selected programme (Ml/d) input as +ve 2030-31: 0.049623; Gains in Water Available For Use / Savings in Demand under the selected programme (Ml/d) input as +ve 2031-32: 0.055965; Gains in Water Available For Use / Savings in Demand under the selected programme (Ml/d) input as +ve 2032-33: 0.056742; Gains in Water Available For Use / Savings in Demand under the selected programme (Ml/d) input as +ve 2033-34: 0.057487; Gains in Water Available For Use / Savings in Demand under the selected programme (Ml/d) input as +ve 2034-35: 0.058206; Gains in Water Available For Use / Savings in Demand under the selected programme (Ml/d) input as +ve 2035-36: 0.058891; Gains in Water Available For Use / Savings in Demand under the selected programme (Ml/d) input as +ve 2036-37: 0.059552; Gains in Water Available For Use / Savings in Demand under the selected programme (Ml/d) input as +ve 2037-38: 0.060188; Gains in Water Available For Use / Savings in Demand under the selected programme (Ml/d) input as +ve 2038-39: 0.060801; Gains in Water Available For Use / Savings in Demand under the selected programme (Ml/d) input as +ve 2039-40: 0.061391; Gains in Water Available For Use / Savings in Demand under the selected programme (Ml/d) input as +ve 2040-41: 0.061969; Gains in Water Available For Use / Savings in Demand under the selected programme (Ml/d) input as +ve 2041-42: 0.062524; Gains in Water Available For Use / Savings in Demand under the selected programme (Ml/d) input as +ve 2042-43: 0.063056; Gains in Water Available For Use / Savings in Demand under the selected programme (Ml/d) input as +ve 2043-44: 0.063567; Gains in Water Available For Use / Savings in Demand under the selected programme (Ml/d) input as +ve 2044-45: 0.064056; Gains in Water Available For Use / Savings in Demand under the selected programme (Ml/d) input as +ve 2045-46: 0.064385; Gains in Water Available For Use / Savings in Demand under the selected programme (Ml/d) input as +ve 2046-47: 0.064696; Gains in Water Available For Use / Savings in Demand under the selected programme (Ml/d) input as +ve 2047-48: 0.064992; Gains in Water Available For Use / Savings in Demand under the selected programme (Ml/d) input as +ve 2048-49: 0.065271; Gains in Water Available For Use / Savings in Demand under the selected programme (Ml/d) input as +ve 2049-50: 0.065505
51dF | 4c-PL WRMP24. PL uplift - Non-Vulnerable Customers.AWSLNE | WEF 4c-PL.AWSLNE | Other water efficiency | Customer Options | N | Least Cost | AWSLNE | Ml/d | 2 | Gains in Water Available For Use / Savings in Demand under the selected programme (Ml/d) input as +ve 2019-20: 0; Gains in Water Available For Use / Savings in Demand under the selected programme (Ml/d) input as +ve 2020-21: 0; Gains in Water Available For Use / Savings in Demand under the selected programme (Ml/d) input as +ve 2021-22: 0; Gains in Water Available For Use / Savings in Demand under the selected programme (Ml/d) input as +ve 2022-23: 0; Gains in Water Available For Use / Savings in Demand under the selected programme (Ml/d) input as +ve 2023-24: 0; Gains in Water Available For Use / Savings in Demand under the selected programme (Ml/d) input as +ve 2024-25: 0; Gains in Water Available For Use / Savings in Demand under the selected programme (Ml/d) input as +ve 2025-26: 0.094192; Gains in Water Available For Use / Savings in Demand under the selected programme (Ml/d) input as +ve 2026-27: 0.21002; Gains in Water Available For Use / Savings in Demand under the selected programme (Ml/d) input as +ve 2027-28: 0.25705; Gains in Water Available For Use / Savings in Demand under the selected programme (Ml/d) input as +ve 2028-29: 0.32244; Gains in Water Available For Use / Savings in Demand under the selected programme (Ml/d) input as +ve 2029-30: 0.37485; Gains in Water Available For Use / Savings in Demand under the selected programme (Ml/d) input as +ve 2030-31: 0.42845; Gains in Water Available For Use / Savings in Demand under the selected programme (Ml/d) input as +ve 2031-32: 0.48321; Gains in Water Available For Use / Savings in Demand under the selected programme (Ml/d) input as +ve 2032-33: 0.48991; Gains in Water Available For Use / Savings in Demand under the selected programme (Ml/d) input as +ve 2033-34: 0.49635; Gains in Water Available For Use / Savings in Demand under the selected programme (Ml/d) input as +ve 2034-35: 0.50255; Gains in Water Available For Use / Savings in Demand under the selected programme (Ml/d) input as +ve 2035-36: 0.50847; Gains in Water Available For Use / Savings in Demand under the selected programme (Ml/d) input as +ve 2036-37: 0.51417; Gains in Water Available For Use / Savings in Demand under the selected programme (Ml/d) input as +ve 2037-38: 0.51967; Gains in Water Available For Use / Savings in Demand under the selected programme (Ml/d) input as +ve 2038-39: 0.52496; Gains in Water Available For Use / Savings in Demand under the selected programme (Ml/d) input as +ve 2039-40: 0.53005; Gains in Water Available For Use / Savings in Demand under the selected programme (Ml/d) input as +ve 2040-41: 0.53504; Gains in Water Available For Use / Savings in Demand under the selected programme (Ml/d) input as +ve 2041-42: 0.53983; Gains in Water Available For Use / Savings in Demand under the selected programme (Ml/d) input as +ve 2042-43: 0.54443; Gains in Water Available For Use / Savings in Demand under the selected programme (Ml/d) input as +ve 2043-44: 0.54884; Gains in Water Available For Use / Savings in Demand under the selected programme (Ml/d) input as +ve 2044-45: 0.55306; Gains in Water Available For Use / Savings in Demand under the selected programme (Ml/d) input as +ve 2045-46: 0.5559; Gains in Water Available For Use / Savings in Demand under the selected programme (Ml/d) input as +ve 2046-47: 0.55859; Gains in Water Available For Use / Savings in Demand under the selected programme (Ml/d) input as +ve 2047-48: 0.56114; Gains in Water Available For Use / Savings in Demand under the selected programme (Ml/d) input as +ve 2048-49: 0.56355; Gains in Water Available For Use / Savings in Demand under the selected programme (Ml/d) input as +ve 2049-50: 0.56558
51dF | 4c-PL WRMP24. PL uplift - Non-Vulnerable Customers.AWSLNE | WEF 4c-PL.AWSLNE | Other water efficiency | Customer Options | N | Ofwat Core | AWSLNE | Ml/d | 2 | Gains in Water Available For Use / Savings in Demand under the selected programme (Ml/d) input as +ve 2019-20: 0; Gains in Water Available For Use / Savings in Demand under the selected programme (Ml/d) input as +ve 2020-21: 0; Gains in Water Available For Use / Savings in Demand under the selected programme (Ml/d) input as +ve 2021-22: 0; Gains in Water Available For Use / Savings in Demand under the selected programme (Ml/d) input as +ve 2022-23: 0; Gains in Water Available For Use / Savings in Demand under the selected programme (Ml/d) input as +ve 2023-24: 0; Gains in Water Available For Use / Savings in Demand under the selected programme (Ml/d) input as +ve 2024-25: 0; Gains in Water Available For Use / Savings in Demand under the selected programme (Ml/d) input as +ve 2025-26: 0.094192; Gains in Water Available For Use / Savings in Demand under the selected programme (Ml/d) input as +ve 2026-27: 0.21002; Gains in Water Available For Use / Savings in Demand under the selected programme (Ml/d) input as +ve 2027-28: 0.25705; Gains in Water Available For Use / Savings in Demand under the selected programme (Ml/d) input as +ve 2028-29: 0.32244; Gains in Water Available For Use / Savings in Demand under the selected programme (Ml/d) input as +ve 2029-30: 0.37485; Gains in Water Available For Use / Savings in Demand under the selected programme (Ml/d) input as +ve 2030-31: 0.42845; Gains in Water Available For Use / Savings in Demand under the selected programme (Ml/d) input as +ve 2031-32: 0.48321; Gains in Water Available For Use / Savings in Demand under the selected programme (Ml/d) input as +ve 2032-33: 0.48991; Gains in Water Available For Use / Savings in Demand under the selected programme (Ml/d) input as +ve 2033-34: 0.49635; Gains in Water Available For Use / Savings in Demand under the selected programme (Ml/d) input as +ve 2034-35: 0.50255; Gains in Water Available For Use / Savings in Demand under the selected programme (Ml/d) input as +ve 2035-36: 0.50847; Gains in Water Available For Use / Savings in Demand under the selected programme (Ml/d) input as +ve 2036-37: 0.51417; Gains in Water Available For Use / Savings in Demand under the selected programme (Ml/d) input as +ve 2037-38: 0.51967; Gains in Water Available For Use / Savings in Demand under the selected programme (Ml/d) input as +ve 2038-39: 0.52496; Gains in Water Available For Use / Savings in Demand under the selected programme (Ml/d) input as +ve 2039-40: 0.53005; Gains in Water Available For Use / Savings in Demand under the selected programme (Ml/d) input as +ve 2040-41: 0.53504; Gains in Water Available For Use / Savings in Demand under the selected programme (Ml/d) input as +ve 2041-42: 0.53983; Gains in Water Available For Use / Savings in Demand under the selected programme (Ml/d) input as +ve 2042-43: 0.54443; Gains in Water Available For Use / Savings in Demand under the selected programme (Ml/d) input as +ve 2043-44: 0.54884; Gains in Water Available For Use / Savings in Demand under the selected programme (Ml/d) input as +ve 2044-45: 0.55306; Gains in Water Available For Use / Savings in Demand under the selected programme (Ml/d) input as +ve 2045-46: 0.5559; Gains in Water Available For Use / Savings in Demand under the selected programme (Ml/d) input as +ve 2046-47: 0.55859; Gains in Water Available For Use / Savings in Demand under the selected programme (Ml/d) input as +ve 2047-48: 0.56114; Gains in Water Available For Use / Savings in Demand under the selected programme (Ml/d) input as +ve 2048-49: 0.56355; Gains in Water Available For Use / Savings in Demand under the selected programme (Ml/d) input as +ve 2049-50: 0.56558
51dP | 4c-PL WRMP24. PL uplift - Non-Vulnerable Customers.AWSLNE | WEF 4c-PL.AWSLNE | Other water efficiency | Customer Options | N | Preferred | AWSLNE | Ml/d | 2 | Gains in Water Available For Use / Savings in Demand under the selected programme (Ml/d) input as +ve 2019-20: 0; Gains in Water Available For Use / Savings in Demand under the selected programme (Ml/d) input as +ve 2020-21: 0; Gains in Water Available For Use / Savings in Demand under the selected programme (Ml/d) input as +ve 2021-22: 0; Gains in Water Available For Use / Savings in Demand under the selected programme (Ml/d) input as +ve 2022-23: 0; Gains in Water Available For Use / Savings in Demand under the selected programme (Ml/d) input as +ve 2023-24: 0; Gains in Water Available For Use / Savings in Demand under the selected programme (Ml/d) input as +ve 2024-25: 0; Gains in Water Available For Use / Savings in Demand under the selected programme (Ml/d) input as +ve 2025-26: 0.094192; Gains in Water Available For Use / Savings in Demand under the selected programme (Ml/d) input as +ve 2026-27: 0.21002; Gains in Water Available For Use / Savings in Demand under the selected programme (Ml/d) input as +ve 2027-28: 0.25705; Gains in Water Available For Use / Savings in Demand under the selected programme (Ml/d) input as +ve 2028-29: 0.32244; Gains in Water Available For Use / Savings in Demand under the selected programme (Ml/d) input as +ve 2029-30: 0.37485; Gains in Water Available For Use / Savings in Demand under the selected programme (Ml/d) input as +ve 2030-31: 0.42845; Gains in Water Available For Use / Savings in Demand under the selected programme (Ml/d) input as +ve 2031-32: 0.48321; Gains in Water Available For Use / Savings in Demand under the selected programme (Ml/d) input as +ve 2032-33: 0.48991; Gains in Water Available For Use / Savings in Demand under the selected programme (Ml/d) input as +ve 2033-34: 0.49635; Gains in Water Available For Use / Savings in Demand under the selected programme (Ml/d) input as +ve 2034-35: 0.50255; Gains in Water Available For Use / Savings in Demand under the selected programme (Ml/d) input as +ve 2035-36: 0.50847; Gains in Water Available For Use / Savings in Demand under the selected programme (Ml/d) input as +ve 2036-37: 0.51417; Gains in Water Available For Use / Savings in Demand under the selected programme (Ml/d) input as +ve 2037-38: 0.51967; Gains in Water Available For Use / Savings in Demand under the selected programme (Ml/d) input as +ve 2038-39: 0.52496; Gains in Water Available For Use / Savings in Demand under the selected programme (Ml/d) input as +ve 2039-40: 0.53005; Gains in Water Available For Use / Savings in Demand under the selected programme (Ml/d) input as +ve 2040-41: 0.53504; Gains in Water Available For Use / Savings in Demand under the selected programme (Ml/d) input as +ve 2041-42: 0.53983; Gains in Water Available For Use / Savings in Demand under the selected programme (Ml/d) input as +ve 2042-43: 0.54443; Gains in Water Available For Use / Savings in Demand under the selected programme (Ml/d) input as +ve 2043-44: 0.54884; Gains in Water Available For Use / Savings in Demand under the selected programme (Ml/d) input as +ve 2044-45: 0.55306; Gains in Water Available For Use / Savings in Demand under the selected programme (Ml/d) input as +ve 2045-46: 0.5559; Gains in Water Available For Use / Savings in Demand under the selected programme (Ml/d) input as +ve 2046-47: 0.55859; Gains in Water Available For Use / Savings in Demand under the selected programme (Ml/d) input as +ve 2047-48: 0.56114; Gains in Water Available For Use / Savings in Demand under the selected programme (Ml/d) input as +ve 2048-49: 0.56355; Gains in Water Available For Use / Savings in Demand under the selected programme (Ml/d) input as +ve 2049-50: 0.56558
51dF | 4d WRMP24. Leaky Loos Campaign.AWSLNE | WEF 4d.AWSLNE | Other water efficiency | Customer Options | N | Least Cost | AWSLNE | Ml/d | 2 | Gains in Water Available For Use / Savings in Demand under the selected programme (Ml/d) input as +ve 2019-20: 0; Gains in Water Available For Use / Savings in Demand under the selected programme (Ml/d) input as +ve 2020-21: 0; Gains in Water Available For Use / Savings in Demand under the selected programme (Ml/d) input as +ve 2021-22: 0; Gains in Water Available For Use / Savings in Demand under the selected programme (Ml/d) input as +ve 2022-23: 0; Gains in Water Available For Use / Savings in Demand under the selected programme (Ml/d) input as +ve 2023-24: 0; Gains in Water Available For Use / Savings in Demand under the selected programme (Ml/d) input as +ve 2024-25: 0; Gains in Water Available For Use / Savings in Demand under the selected programme (Ml/d) input as +ve 2025-26: 0.066455; Gains in Water Available For Use / Savings in Demand under the selected programme (Ml/d) input as +ve 2026-27: 0.089942; Gains in Water Available For Use / Savings in Demand under the selected programme (Ml/d) input as +ve 2027-28: 0.11354; Gains in Water Available For Use / Savings in Demand under the selected programme (Ml/d) input as +ve 2028-29: 0.1313; Gains in Water Available For Use / Savings in Demand under the selected programme (Ml/d) input as +ve 2029-30: 0.14906; Gains in Water Available For Use / Savings in Demand under the selected programme (Ml/d) input as +ve 2030-31: 0.14906; Gains in Water Available For Use / Savings in Demand under the selected programme (Ml/d) input as +ve 2031-32: 0.14906; Gains in Water Available For Use / Savings in Demand under the selected programme (Ml/d) input as +ve 2032-33: 0.14906; Gains in Water Available For Use / Savings in Demand under the selected programme (Ml/d) input as +ve 2033-34: 0.14906; Gains in Water Available For Use / Savings in Demand under the selected programme (Ml/d) input as +ve 2034-35: 0.14906; Gains in Water Available For Use / Savings in Demand under the selected programme (Ml/d) input as +ve 2035-36: 0.14906; Gains in Water Available For Use / Savings in Demand under the selected programme (Ml/d) input as +ve 2036-37: 0.14906; Gains in Water Available For Use / Savings in Demand under the selected programme (Ml/d) input as +ve 2037-38: 0.14906; Gains in Water Available For Use / Savings in Demand under the selected programme (Ml/d) input as +ve 2038-39: 0.14906; Gains in Water Available For Use / Savings in Demand under the selected programme (Ml/d) input as +ve 2039-40: 0.14906; Gains in Water Available For Use / Savings in Demand under the selected programme (Ml/d) input as +ve 2040-41: 0.082602; Gains in Water Available For Use / Savings in Demand under the selected programme (Ml/d) input as +ve 2041-42: 0.059115; Gains in Water Available For Use / Savings in Demand under the selected programme (Ml/d) input as +ve 2042-43: 0.035515; Gains in Water Available For Use / Savings in Demand under the selected programme (Ml/d) input as +ve 2043-44: 0.017757; Gains in Water Available For Use / Savings in Demand under the selected programme (Ml/d) input as +ve 2044-45: 0; Gains in Water Available For Use / Savings in Demand under the selected programme (Ml/d) input as +ve 2045-46: 0; Gains in Water Available For Use / Savings in Demand under the selected programme (Ml/d) input as +ve 2046-47: 0; Gains in Water Available For Use / Savings in Demand under the selected programme (Ml/d) input as +ve 2047-48: 0; Gains in Water Available For Use / Savings in Demand under the selected programme (Ml/d) input as +ve 2048-49: 0; Gains in Water Available For Use / Savings in Demand under the selected programme (Ml/d) input as +ve 2049-50: 0
51dF | 4d WRMP24. Leaky Loos Campaign.AWSLNE | WEF 4d.AWSLNE | Other water efficiency | Customer Options | N | Ofwat Core | AWSLNE | Ml/d | 2 | Gains in Water Available For Use / Savings in Demand under the selected programme (Ml/d) input as +ve 2019-20: 0; Gains in Water Available For Use / Savings in Demand under the selected programme (Ml/d) input as +ve 2020-21: 0; Gains in Water Available For Use / Savings in Demand under the selected programme (Ml/d) input as +ve 2021-22: 0; Gains in Water Available For Use / Savings in Demand under the selected programme (Ml/d) input as +ve 2022-23: 0; Gains in Water Available For Use / Savings in Demand under the selected programme (Ml/d) input as +ve 2023-24: 0; Gains in Water Available For Use / Savings in Demand under the selected programme (Ml/d) input as +ve 2024-25: 0; Gains in Water Available For Use / Savings in Demand under the selected programme (Ml/d) input as +ve 2025-26: 0.066455; Gains in Water Available For Use / Savings in Demand under the selected programme (Ml/d) input as +ve 2026-27: 0.089942; Gains in Water Available For Use / Savings in Demand under the selected programme (Ml/d) input as +ve 2027-28: 0.11354; Gains in Water Available For Use / Savings in Demand under the selected programme (Ml/d) input as +ve 2028-29: 0.1313; Gains in Water Available For Use / Savings in Demand under the selected programme (Ml/d) input as +ve 2029-30: 0.14906; Gains in Water Available For Use / Savings in Demand under the selected programme (Ml/d) input as +ve 2030-31: 0.14906; Gains in Water Available For Use / Savings in Demand under the selected programme (Ml/d) input as +ve 2031-32: 0.14906; Gains in Water Available For Use / Savings in Demand under the selected programme (Ml/d) input as +ve 2032-33: 0.14906; Gains in Water Available For Use / Savings in Demand under the selected programme (Ml/d) input as +ve 2033-34: 0.14906; Gains in Water Available For Use / Savings in Demand under the selected programme (Ml/d) input as +ve 2034-35: 0.14906; Gains in Water Available For Use / Savings in Demand under the selected programme (Ml/d) input as +ve 2035-36: 0.14906; Gains in Water Available For Use / Savings in Demand under the selected programme (Ml/d) input as +ve 2036-37: 0.14906; Gains in Water Available For Use / Savings in Demand under the selected programme (Ml/d) input as +ve 2037-38: 0.14906; Gains in Water Available For Use / Savings in Demand under the selected programme (Ml/d) input as +ve 2038-39: 0.14906; Gains in Water Available For Use / Savings in Demand under the selected programme (Ml/d) input as +ve 2039-40: 0.14906; Gains in Water Available For Use / Savings in Demand under the selected programme (Ml/d) input as +ve 2040-41: 0.082602; Gains in Water Available For Use / Savings in Demand under the selected programme (Ml/d) input as +ve 2041-42: 0.059115; Gains in Water Available For Use / Savings in Demand under the selected programme (Ml/d) input as +ve 2042-43: 0.035515; Gains in Water Available For Use / Savings in Demand under the selected programme (Ml/d) input as +ve 2043-44: 0.017757; Gains in Water Available For Use / Savings in Demand under the selected programme (Ml/d) input as +ve 2044-45: 0; Gains in Water Available For Use / Savings in Demand under the selected programme (Ml/d) input as +ve 2045-46: 0; Gains in Water Available For Use / Savings in Demand under the selected programme (Ml/d) input as +ve 2046-47: 0; Gains in Water Available For Use / Savings in Demand under the selected programme (Ml/d) input as +ve 2047-48: 0; Gains in Water Available For Use / Savings in Demand under the selected programme (Ml/d) input as +ve 2048-49: 0; Gains in Water Available For Use / Savings in Demand under the selected programme (Ml/d) input as +ve 2049-50: 0
51dP | 4d WRMP24. Leaky Loos Campaign.AWSLNE | WEF 4d.AWSLNE | Other water efficiency | Customer Options | N | Preferred | AWSLNE | Ml/d | 2 | Gains in Water Available For Use / Savings in Demand under the selected programme (Ml/d) input as +ve 2019-20: 0; Gains in Water Available For Use / Savings in Demand under the selected programme (Ml/d) input as +ve 2020-21: 0; Gains in Water Available For Use / Savings in Demand under the selected programme (Ml/d) input as +ve 2021-22: 0; Gains in Water Available For Use / Savings in Demand under the selected programme (Ml/d) input as +ve 2022-23: 0; Gains in Water Available For Use / Savings in Demand under the selected programme (Ml/d) input as +ve 2023-24: 0; Gains in Water Available For Use / Savings in Demand under the selected programme (Ml/d) input as +ve 2024-25: 0; Gains in Water Available For Use / Savings in Demand under the selected programme (Ml/d) input as +ve 2025-26: 0.066455; Gains in Water Available For Use / Savings in Demand under the selected programme (Ml/d) input as +ve 2026-27: 0.089942; Gains in Water Available For Use / Savings in Demand under the selected programme (Ml/d) input as +ve 2027-28: 0.11354; Gains in Water Available For Use / Savings in Demand under the selected programme (Ml/d) input as +ve 2028-29: 0.1313; Gains in Water Available For Use / Savings in Demand under the selected programme (Ml/d) input as +ve 2029-30: 0.14906; Gains in Water Available For Use / Savings in Demand under the selected programme (Ml/d) input as +ve 2030-31: 0.14906; Gains in Water Available For Use / Savings in Demand under the selected programme (Ml/d) input as +ve 2031-32: 0.14906; Gains in Water Available For Use / Savings in Demand under the selected programme (Ml/d) input as +ve 2032-33: 0.14906; Gains in Water Available For Use / Savings in Demand under the selected programme (Ml/d) input as +ve 2033-34: 0.14906; Gains in Water Available For Use / Savings in Demand under the selected programme (Ml/d) input as +ve 2034-35: 0.14906; Gains in Water Available For Use / Savings in Demand under the selected programme (Ml/d) input as +ve 2035-36: 0.14906; Gains in Water Available For Use / Savings in Demand under the selected programme (Ml/d) input as +ve 2036-37: 0.14906; Gains in Water Available For Use / Savings in Demand under the selected programme (Ml/d) input as +ve 2037-38: 0.14906; Gains in Water Available For Use / Savings in Demand under the selected programme (Ml/d) input as +ve 2038-39: 0.14906; Gains in Water Available For Use / Savings in Demand under the selected programme (Ml/d) input as +ve 2039-40: 0.14906; Gains in Water Available For Use / Savings in Demand under the selected programme (Ml/d) input as +ve 2040-41: 0.082602; Gains in Water Available For Use / Savings in Demand under the selected programme (Ml/d) input as +ve 2041-42: 0.059115; Gains in Water Available For Use / Savings in Demand under the selected programme (Ml/d) input as +ve 2042-43: 0.035515; Gains in Water Available For Use / Savings in Demand under the selected programme (Ml/d) input as +ve 2043-44: 0.017757; Gains in Water Available For Use / Savings in Demand under the selected programme (Ml/d) input as +ve 2044-45: 0; Gains in Water Available For Use / Savings in Demand under the selected programme (Ml/d) input as +ve 2045-46: 0; Gains in Water Available For Use / Savings in Demand under the selected programme (Ml/d) input as +ve 2046-47: 0; Gains in Water Available For Use / Savings in Demand under the selected programme (Ml/d) input as +ve 2047-48: 0; Gains in Water Available For Use / Savings in Demand under the selected programme (Ml/d) input as +ve 2048-49: 0; Gains in Water Available For Use / Savings in Demand under the selected programme (Ml/d) input as +ve 2049-50: 0
51cF | Find and Fix.AWSLNE | Find and Fix.AWSLNE | Active leakage management | Distribution Options | N | Least Cost | AWSLNE | Ml/d | 2 | Gains in Water Available For Use / Savings in Demand under the selected programme (Ml/d) input as +ve 2019-20: 0; Gains in Water Available For Use / Savings in Demand under the selected programme (Ml/d) input as +ve 2020-21: 0; Gains in Water Available For Use / Savings in Demand under the selected programme (Ml/d) input as +ve 2021-22: 0; Gains in Water Available For Use / Savings in Demand under the selected programme (Ml/d) input as +ve 2022-23: 0; Gains in Water Available For Use / Savings in Demand under the selected programme (Ml/d) input as +ve 2023-24: 0; Gains in Water Available For Use / Savings in Demand under the selected programme (Ml/d) input as +ve 2024-25: 0; Gains in Water Available For Use / Savings in Demand under the selected programme (Ml/d) input as +ve 2025-26: 0.029057; Gains in Water Available For Use / Savings in Demand under the selected programme (Ml/d) input as +ve 2026-27: 0.029057; Gains in Water Available For Use / Savings in Demand under the selected programme (Ml/d) input as +ve 2027-28: 0.067904; Gains in Water Available For Use / Savings in Demand under the selected programme (Ml/d) input as +ve 2028-29: 0.067904; Gains in Water Available For Use / Savings in Demand under the selected programme (Ml/d) input as +ve 2029-30: 0.1305; Gains in Water Available For Use / Savings in Demand under the selected programme (Ml/d) input as +ve 2030-31: 0.18944; Gains in Water Available For Use / Savings in Demand under the selected programme (Ml/d) input as +ve 2031-32: 0.216; Gains in Water Available For Use / Savings in Demand under the selected programme (Ml/d) input as +ve 2032-33: 0.2419; Gains in Water Available For Use / Savings in Demand under the selected programme (Ml/d) input as +ve 2033-34: 0.2869; Gains in Water Available For Use / Savings in Demand under the selected programme (Ml/d) input as +ve 2034-35: 0.30822; Gains in Water Available For Use / Savings in Demand under the selected programme (Ml/d) input as +ve 2035-36: 0.32847; Gains in Water Available For Use / Savings in Demand under the selected programme (Ml/d) input as +ve 2036-37: 0.32847; Gains in Water Available For Use / Savings in Demand under the selected programme (Ml/d) input as +ve 2037-38: 0.3634; Gains in Water Available For Use / Savings in Demand under the selected programme (Ml/d) input as +ve 2038-39: 0.41409; Gains in Water Available For Use / Savings in Demand under the selected programme (Ml/d) input as +ve 2039-40: 0.44602; Gains in Water Available For Use / Savings in Demand under the selected programme (Ml/d) input as +ve 2040-41: 0.44602; Gains in Water Available For Use / Savings in Demand under the selected programme (Ml/d) input as +ve 2041-42: 0.47302; Gains in Water Available For Use / Savings in Demand under the selected programme (Ml/d) input as +ve 2042-43: 0.51203; Gains in Water Available For Use / Savings in Demand under the selected programme (Ml/d) input as +ve 2043-44: 0.5234; Gains in Water Available For Use / Savings in Demand under the selected programme (Ml/d) input as +ve 2044-45: 0.54348; Gains in Water Available For Use / Savings in Demand under the selected programme (Ml/d) input as +ve 2045-46: 0.6106; Gains in Water Available For Use / Savings in Demand under the selected programme (Ml/d) input as +ve 2046-47: 0.63479; Gains in Water Available For Use / Savings in Demand under the selected programme (Ml/d) input as +ve 2047-48: 0.64932; Gains in Water Available For Use / Savings in Demand under the selected programme (Ml/d) input as +ve 2048-49: 0.68359; Gains in Water Available For Use / Savings in Demand under the selected programme (Ml/d) input as +ve 2049-50: 0.69622
51cF | Find and Fix.AWSLNE | Find and Fix.AWSLNE | Active leakage management | Distribution Options | N | Ofwat Core | AWSLNE | Ml/d | 2 | Gains in Water Available For Use / Savings in Demand under the selected programme (Ml/d) input as +ve 2019-20: 0; Gains in Water Available For Use / Savings in Demand under the selected programme (Ml/d) input as +ve 2020-21: 0; Gains in Water Available For Use / Savings in Demand under the selected programme (Ml/d) input as +ve 2021-22: 0; Gains in Water Available For Use / Savings in Demand under the selected programme (Ml/d) input as +ve 2022-23: 0; Gains in Water Available For Use / Savings in Demand under the selected programme (Ml/d) input as +ve 2023-24: 0; Gains in Water Available For Use / Savings in Demand under the selected programme (Ml/d) input as +ve 2024-25: 0; Gains in Water Available For Use / Savings in Demand under the selected programme (Ml/d) input as +ve 2025-26: 0.029057; Gains in Water Available For Use / Savings in Demand under the selected programme (Ml/d) input as +ve 2026-27: 0.029057; Gains in Water Available For Use / Savings in Demand under the selected programme (Ml/d) input as +ve 2027-28: 0.067904; Gains in Water Available For Use / Savings in Demand under the selected programme (Ml/d) input as +ve 2028-29: 0.067904; Gains in Water Available For Use / Savings in Demand under the selected programme (Ml/d) input as +ve 2029-30: 0.1305; Gains in Water Available For Use / Savings in Demand under the selected programme (Ml/d) input as +ve 2030-31: 0.18944; Gains in Water Available For Use / Savings in Demand under the selected programme (Ml/d) input as +ve 2031-32: 0.216; Gains in Water Available For Use / Savings in Demand under the selected programme (Ml/d) input as +ve 2032-33: 0.2419; Gains in Water Available For Use / Savings in Demand under the selected programme (Ml/d) input as +ve 2033-34: 0.2869; Gains in Water Available For Use / Savings in Demand under the selected programme (Ml/d) input as +ve 2034-35: 0.30822; Gains in Water Available For Use / Savings in Demand under the selected programme (Ml/d) input as +ve 2035-36: 0.32847; Gains in Water Available For Use / Savings in Demand under the selected programme (Ml/d) input as +ve 2036-37: 0.32847; Gains in Water Available For Use / Savings in Demand under the selected programme (Ml/d) input as +ve 2037-38: 0.3634; Gains in Water Available For Use / Savings in Demand under the selected programme (Ml/d) input as +ve 2038-39: 0.41409; Gains in Water Available For Use / Savings in Demand under the selected programme (Ml/d) input as +ve 2039-40: 0.44602; Gains in Water Available For Use / Savings in Demand under the selected programme (Ml/d) input as +ve 2040-41: 0.44602; Gains in Water Available For Use / Savings in Demand under the selected programme (Ml/d) input as +ve 2041-42: 0.47302; Gains in Water Available For Use / Savings in Demand under the selected programme (Ml/d) input as +ve 2042-43: 0.51203; Gains in Water Available For Use / Savings in Demand under the selected programme (Ml/d) input as +ve 2043-44: 0.5234; Gains in Water Available For Use / Savings in Demand under the selected programme (Ml/d) input as +ve 2044-45: 0.54348; Gains in Water Available For Use / Savings in Demand under the selected programme (Ml/d) input as +ve 2045-46: 0.6106; Gains in Water Available For Use / Savings in Demand under the selected programme (Ml/d) input as +ve 2046-47: 0.63479; Gains in Water Available For Use / Savings in Demand under the selected programme (Ml/d) input as +ve 2047-48: 0.64932; Gains in Water Available For Use / Savings in Demand under the selected programme (Ml/d) input as +ve 2048-49: 0.68359; Gains in Water Available For Use / Savings in Demand under the selected programme (Ml/d) input as +ve 2049-50: 0.69622
51cP | Find and Fix.AWSLNE | Find and Fix.AWSLNE | Active leakage management | Distribution Options | N | Preferred | AWSLNE | Ml/d | 2 | Gains in Water Available For Use / Savings in Demand under the selected programme (Ml/d) input as +ve 2019-20: 0; Gains in Water Available For Use / Savings in Demand under the selected programme (Ml/d) input as +ve 2020-21: 0; Gains in Water Available For Use / Savings in Demand under the selected programme (Ml/d) input as +ve 2021-22: 0; Gains in Water Available For Use / Savings in Demand under the selected programme (Ml/d) input as +ve 2022-23: 0; Gains in Water Available For Use / Savings in Demand under the selected programme (Ml/d) input as +ve 2023-24: 0; Gains in Water Available For Use / Savings in Demand under the selected programme (Ml/d) input as +ve 2024-25: 0; Gains in Water Available For Use / Savings in Demand under the selected programme (Ml/d) input as +ve 2025-26: 0.029057; Gains in Water Available For Use / Savings in Demand under the selected programme (Ml/d) input as +ve 2026-27: 0.029057; Gains in Water Available For Use / Savings in Demand under the selected programme (Ml/d) input as +ve 2027-28: 0.067904; Gains in Water Available For Use / Savings in Demand under the selected programme (Ml/d) input as +ve 2028-29: 0.067904; Gains in Water Available For Use / Savings in Demand under the selected programme (Ml/d) input as +ve 2029-30: 0.1305; Gains in Water Available For Use / Savings in Demand under the selected programme (Ml/d) input as +ve 2030-31: 0.18944; Gains in Water Available For Use / Savings in Demand under the selected programme (Ml/d) input as +ve 2031-32: 0.216; Gains in Water Available For Use / Savings in Demand under the selected programme (Ml/d) input as +ve 2032-33: 0.2419; Gains in Water Available For Use / Savings in Demand under the selected programme (Ml/d) input as +ve 2033-34: 0.2869; Gains in Water Available For Use / Savings in Demand under the selected programme (Ml/d) input as +ve 2034-35: 0.30822; Gains in Water Available For Use / Savings in Demand under the selected programme (Ml/d) input as +ve 2035-36: 0.32847; Gains in Water Available For Use / Savings in Demand under the selected programme (Ml/d) input as +ve 2036-37: 0.32847; Gains in Water Available For Use / Savings in Demand under the selected programme (Ml/d) input as +ve 2037-38: 0.3634; Gains in Water Available For Use / Savings in Demand under the selected programme (Ml/d) input as +ve 2038-39: 0.41409; Gains in Water Available For Use / Savings in Demand under the selected programme (Ml/d) input as +ve 2039-40: 0.44602; Gains in Water Available For Use / Savings in Demand under the selected programme (Ml/d) input as +ve 2040-41: 0.44602; Gains in Water Available For Use / Savings in Demand under the selected programme (Ml/d) input as +ve 2041-42: 0.47302; Gains in Water Available For Use / Savings in Demand under the selected programme (Ml/d) input as +ve 2042-43: 0.51203; Gains in Water Available For Use / Savings in Demand under the selected programme (Ml/d) input as +ve 2043-44: 0.5234; Gains in Water Available For Use / Savings in Demand under the selected programme (Ml/d) input as +ve 2044-45: 0.54348; Gains in Water Available For Use / Savings in Demand under the selected programme (Ml/d) input as +ve 2045-46: 0.6106; Gains in Water Available For Use / Savings in Demand under the selected programme (Ml/d) input as +ve 2046-47: 0.63479; Gains in Water Available For Use / Savings in Demand under the selected programme (Ml/d) input as +ve 2047-48: 0.64932; Gains in Water Available For Use / Savings in Demand under the selected programme (Ml/d) input as +ve 2048-49: 0.68359; Gains in Water Available For Use / Savings in Demand under the selected programme (Ml/d) input as +ve 2049-50: 0.69622
51dF | G2. Mandatory water labelling.AWSLNE | WEF g2.AWSLNE | Water efficiency customer education / awareness | Customer Options | N | Least Cost | AWSLNE | Ml/d | 2 | Gains in Water Available For Use / Savings in Demand under the selected programme (Ml/d) input as +ve 2019-20: 0; Gains in Water Available For Use / Savings in Demand under the selected programme (Ml/d) input as +ve 2020-21: 0; Gains in Water Available For Use / Savings in Demand under the selected programme (Ml/d) input as +ve 2021-22: 0; Gains in Water Available For Use / Savings in Demand under the selected programme (Ml/d) input as +ve 2022-23: 0; Gains in Water Available For Use / Savings in Demand under the selected programme (Ml/d) input as +ve 2023-24: 0; Gains in Water Available For Use / Savings in Demand under the selected programme (Ml/d) input as +ve 2024-25: 0; Gains in Water Available For Use / Savings in Demand under the selected programme (Ml/d) input as +ve 2025-26: 0; Gains in Water Available For Use / Savings in Demand under the selected programme (Ml/d) input as +ve 2026-27: 0; Gains in Water Available For Use / Savings in Demand under the selected programme (Ml/d) input as +ve 2027-28: 0; Gains in Water Available For Use / Savings in Demand under the selected programme (Ml/d) input as +ve 2028-29: 0.13842; Gains in Water Available For Use / Savings in Demand under the selected programme (Ml/d) input as +ve 2029-30: 0.27812; Gains in Water Available For Use / Savings in Demand under the selected programme (Ml/d) input as +ve 2030-31: 0.41927; Gains in Water Available For Use / Savings in Demand under the selected programme (Ml/d) input as +ve 2031-32: 0.56103; Gains in Water Available For Use / Savings in Demand under the selected programme (Ml/d) input as +ve 2032-33: 0.70355; Gains in Water Available For Use / Savings in Demand under the selected programme (Ml/d) input as +ve 2033-34: 0.84709; Gains in Water Available For Use / Savings in Demand under the selected programme (Ml/d) input as +ve 2034-35: 1.2822; Gains in Water Available For Use / Savings in Demand under the selected programme (Ml/d) input as +ve 2035-36: 1.7198; Gains in Water Available For Use / Savings in Demand under the selected programme (Ml/d) input as +ve 2036-37: 2.159; Gains in Water Available For Use / Savings in Demand under the selected programme (Ml/d) input as +ve 2037-38: 2.6006; Gains in Water Available For Use / Savings in Demand under the selected programme (Ml/d) input as +ve 2038-39: 3.0443; Gains in Water Available For Use / Savings in Demand under the selected programme (Ml/d) input as +ve 2039-40: 3.493; Gains in Water Available For Use / Savings in Demand under the selected programme (Ml/d) input as +ve 2040-41: 3.9439; Gains in Water Available For Use / Savings in Demand under the selected programme (Ml/d) input as +ve 2041-42: 4.3973; Gains in Water Available For Use / Savings in Demand under the selected programme (Ml/d) input as +ve 2042-43: 4.8534; Gains in Water Available For Use / Savings in Demand under the selected programme (Ml/d) input as +ve 2043-44: 5.3122; Gains in Water Available For Use / Savings in Demand under the selected programme (Ml/d) input as +ve 2044-45: 5.468; Gains in Water Available For Use / Savings in Demand under the selected programme (Ml/d) input as +ve 2045-46: 5.6233; Gains in Water Available For Use / Savings in Demand under the selected programme (Ml/d) input as +ve 2046-47: 5.7778; Gains in Water Available For Use / Savings in Demand under the selected programme (Ml/d) input as +ve 2047-48: 5.9345; Gains in Water Available For Use / Savings in Demand under the selected programme (Ml/d) input as +ve 2048-49: 6.0917; Gains in Water Available For Use / Savings in Demand under the selected programme (Ml/d) input as +ve 2049-50: 6.2495
51dF | G2. Mandatory water labelling.AWSLNE | WEF g2.AWSLNE | Water efficiency customer education / awareness | Customer Options | N | Ofwat Core | AWSLNE | Ml/d | 2 | Gains in Water Available For Use / Savings in Demand under the selected programme (Ml/d) input as +ve 2019-20: 0; Gains in Water Available For Use / Savings in Demand under the selected programme (Ml/d) input as +ve 2020-21: 0; Gains in Water Available For Use / Savings in Demand under the selected programme (Ml/d) input as +ve 2021-22: 0; Gains in Water Available For Use / Savings in Demand under the selected programme (Ml/d) input as +ve 2022-23: 0; Gains in Water Available For Use / Savings in Demand under the selected programme (Ml/d) input as +ve 2023-24: 0; Gains in Water Available For Use / Savings in Demand under the selected programme (Ml/d) input as +ve 2024-25: 0; Gains in Water Available For Use / Savings in Demand under the selected programme (Ml/d) input as +ve 2025-26: 0; Gains in Water Available For Use / Savings in Demand under the selected programme (Ml/d) input as +ve 2026-27: 0; Gains in Water Available For Use / Savings in Demand under the selected programme (Ml/d) input as +ve 2027-28: 0; Gains in Water Available For Use / Savings in Demand under the selected programme (Ml/d) input as +ve 2028-29: 0.13842; Gains in Water Available For Use / Savings in Demand under the selected programme (Ml/d) input as +ve 2029-30: 0.27812; Gains in Water Available For Use / Savings in Demand under the selected programme (Ml/d) input as +ve 2030-31: 0.41927; Gains in Water Available For Use / Savings in Demand under the selected programme (Ml/d) input as +ve 2031-32: 0.56103; Gains in Water Available For Use / Savings in Demand under the selected programme (Ml/d) input as +ve 2032-33: 0.70355; Gains in Water Available For Use / Savings in Demand under the selected programme (Ml/d) input as +ve 2033-34: 0.84709; Gains in Water Available For Use / Savings in Demand under the selected programme (Ml/d) input as +ve 2034-35: 1.2822; Gains in Water Available For Use / Savings in Demand under the selected programme (Ml/d) input as +ve 2035-36: 1.7198; Gains in Water Available For Use / Savings in Demand under the selected programme (Ml/d) input as +ve 2036-37: 2.159; Gains in Water Available For Use / Savings in Demand under the selected programme (Ml/d) input as +ve 2037-38: 2.6006; Gains in Water Available For Use / Savings in Demand under the selected programme (Ml/d) input as +ve 2038-39: 3.0443; Gains in Water Available For Use / Savings in Demand under the selected programme (Ml/d) input as +ve 2039-40: 3.493; Gains in Water Available For Use / Savings in Demand under the selected programme (Ml/d) input as +ve 2040-41: 3.9439; Gains in Water Available For Use / Savings in Demand under the selected programme (Ml/d) input as +ve 2041-42: 4.3973; Gains in Water Available For Use / Savings in Demand under the selected programme (Ml/d) input as +ve 2042-43: 4.8534; Gains in Water Available For Use / Savings in Demand under the selected programme (Ml/d) input as +ve 2043-44: 5.3122; Gains in Water Available For Use / Savings in Demand under the selected programme (Ml/d) input as +ve 2044-45: 5.468; Gains in Water Available For Use / Savings in Demand under the selected programme (Ml/d) input as +ve 2045-46: 5.6233; Gains in Water Available For Use / Savings in Demand under the selected programme (Ml/d) input as +ve 2046-47: 5.7778; Gains in Water Available For Use / Savings in Demand under the selected programme (Ml/d) input as +ve 2047-48: 5.9345; Gains in Water Available For Use / Savings in Demand under the selected programme (Ml/d) input as +ve 2048-49: 6.0917; Gains in Water Available For Use / Savings in Demand under the selected programme (Ml/d) input as +ve 2049-50: 6.2495
51dP | G2. Mandatory water labelling.AWSLNE | WEF g2.AWSLNE | Water efficiency customer education / awareness | Customer Options | N | Preferred | AWSLNE | Ml/d | 2 | Gains in Water Available For Use / Savings in Demand under the selected programme (Ml/d) input as +ve 2019-20: 0; Gains in Water Available For Use / Savings in Demand under the selected programme (Ml/d) input as +ve 2020-21: 0; Gains in Water Available For Use / Savings in Demand under the selected programme (Ml/d) input as +ve 2021-22: 0; Gains in Water Available For Use / Savings in Demand under the selected programme (Ml/d) input as +ve 2022-23: 0; Gains in Water Available For Use / Savings in Demand under the selected programme (Ml/d) input as +ve 2023-24: 0; Gains in Water Available For Use / Savings in Demand under the selected programme (Ml/d) input as +ve 2024-25: 0; Gains in Water Available For Use / Savings in Demand under the selected programme (Ml/d) input as +ve 2025-26: 0; Gains in Water Available For Use / Savings in Demand under the selected programme (Ml/d) input as +ve 2026-27: 0; Gains in Water Available For Use / Savings in Demand under the selected programme (Ml/d) input as +ve 2027-28: 0; Gains in Water Available For Use / Savings in Demand under the selected programme (Ml/d) input as +ve 2028-29: 0.13842; Gains in Water Available For Use / Savings in Demand under the selected programme (Ml/d) input as +ve 2029-30: 0.27812; Gains in Water Available For Use / Savings in Demand under the selected programme (Ml/d) input as +ve 2030-31: 0.41927; Gains in Water Available For Use / Savings in Demand under the selected programme (Ml/d) input as +ve 2031-32: 0.56103; Gains in Water Available For Use / Savings in Demand under the selected programme (Ml/d) input as +ve 2032-33: 0.70355; Gains in Water Available For Use / Savings in Demand under the selected programme (Ml/d) input as +ve 2033-34: 0.84709; Gains in Water Available For Use / Savings in Demand under the selected programme (Ml/d) input as +ve 2034-35: 1.2822; Gains in Water Available For Use / Savings in Demand under the selected programme (Ml/d) input as +ve 2035-36: 1.7198; Gains in Water Available For Use / Savings in Demand under the selected programme (Ml/d) input as +ve 2036-37: 2.159; Gains in Water Available For Use / Savings in Demand under the selected programme (Ml/d) input as +ve 2037-38: 2.6006; Gains in Water Available For Use / Savings in Demand under the selected programme (Ml/d) input as +ve 2038-39: 3.0443; Gains in Water Available For Use / Savings in Demand under the selected programme (Ml/d) input as +ve 2039-40: 3.493; Gains in Water Available For Use / Savings in Demand under the selected programme (Ml/d) input as +ve 2040-41: 3.9439; Gains in Water Available For Use / Savings in Demand under the selected programme (Ml/d) input as +ve 2041-42: 4.3973; Gains in Water Available For Use / Savings in Demand under the selected programme (Ml/d) input as +ve 2042-43: 4.8534; Gains in Water Available For Use / Savings in Demand under the selected programme (Ml/d) input as +ve 2043-44: 5.3122; Gains in Water Available For Use / Savings in Demand under the selected programme (Ml/d) input as +ve 2044-45: 5.468; Gains in Water Available For Use / Savings in Demand under the selected programme (Ml/d) input as +ve 2045-46: 5.6233; Gains in Water Available For Use / Savings in Demand under the selected programme (Ml/d) input as +ve 2046-47: 5.7778; Gains in Water Available For Use / Savings in Demand under the selected programme (Ml/d) input as +ve 2047-48: 5.9345; Gains in Water Available For Use / Savings in Demand under the selected programme (Ml/d) input as +ve 2048-49: 6.0917; Gains in Water Available For Use / Savings in Demand under the selected programme (Ml/d) input as +ve 2049-50: 6.2495
51dF | LEA: NHH. NHH CSPL repairs.AWSLNE | LEA: NHH. NHH CSPL repairs.AWSLNE | Supply pipe repairs / replacement | Customer Options | N | Least Cost | AWSLNE | Ml/d | 2 | Gains in Water Available For Use / Savings in Demand under the selected programme (Ml/d) input as +ve 2019-20: 0; Gains in Water Available For Use / Savings in Demand under the selected programme (Ml/d) input as +ve 2020-21: 0; Gains in Water Available For Use / Savings in Demand under the selected programme (Ml/d) input as +ve 2021-22: 0; Gains in Water Available For Use / Savings in Demand under the selected programme (Ml/d) input as +ve 2022-23: 0; Gains in Water Available For Use / Savings in Demand under the selected programme (Ml/d) input as +ve 2023-24: 0; Gains in Water Available For Use / Savings in Demand under the selected programme (Ml/d) input as +ve 2024-25: 0; Gains in Water Available For Use / Savings in Demand under the selected programme (Ml/d) input as +ve 2025-26: 0.0035524; Gains in Water Available For Use / Savings in Demand under the selected programme (Ml/d) input as +ve 2026-27: 0.0068057; Gains in Water Available For Use / Savings in Demand under the selected programme (Ml/d) input as +ve 2027-28: 0.0097447; Gains in Water Available For Use / Savings in Demand under the selected programme (Ml/d) input as +ve 2028-29: 0.012596; Gains in Water Available For Use / Savings in Demand under the selected programme (Ml/d) input as +ve 2029-30: 0.015351; Gains in Water Available For Use / Savings in Demand under the selected programme (Ml/d) input as +ve 2030-31: 0.018104; Gains in Water Available For Use / Savings in Demand under the selected programme (Ml/d) input as +ve 2031-32: 0.020855; Gains in Water Available For Use / Savings in Demand under the selected programme (Ml/d) input as +ve 2032-33: 0.023605; Gains in Water Available For Use / Savings in Demand under the selected programme (Ml/d) input as +ve 2033-34: 0.026354; Gains in Water Available For Use / Savings in Demand under the selected programme (Ml/d) input as +ve 2034-35: 0.029103; Gains in Water Available For Use / Savings in Demand under the selected programme (Ml/d) input as +ve 2035-36: 0.031851; Gains in Water Available For Use / Savings in Demand under the selected programme (Ml/d) input as +ve 2036-37: 0.034597; Gains in Water Available For Use / Savings in Demand under the selected programme (Ml/d) input as +ve 2037-38: 0.037342; Gains in Water Available For Use / Savings in Demand under the selected programme (Ml/d) input as +ve 2038-39: 0.040084; Gains in Water Available For Use / Savings in Demand under the selected programme (Ml/d) input as +ve 2039-40: 0.042824; Gains in Water Available For Use / Savings in Demand under the selected programme (Ml/d) input as +ve 2040-41: 0.045563; Gains in Water Available For Use / Savings in Demand under the selected programme (Ml/d) input as +ve 2041-42: 0.048299; Gains in Water Available For Use / Savings in Demand under the selected programme (Ml/d) input as +ve 2042-43: 0.051034; Gains in Water Available For Use / Savings in Demand under the selected programme (Ml/d) input as +ve 2043-44: 0.053768; Gains in Water Available For Use / Savings in Demand under the selected programme (Ml/d) input as +ve 2044-45: 0.056501; Gains in Water Available For Use / Savings in Demand under the selected programme (Ml/d) input as +ve 2045-46: 0.059233; Gains in Water Available For Use / Savings in Demand under the selected programme (Ml/d) input as +ve 2046-47: 0.061964; Gains in Water Available For Use / Savings in Demand under the selected programme (Ml/d) input as +ve 2047-48: 0.064695; Gains in Water Available For Use / Savings in Demand under the selected programme (Ml/d) input as +ve 2048-49: 0.067426; Gains in Water Available For Use / Savings in Demand under the selected programme (Ml/d) input as +ve 2049-50: 0.070158
51dF | LEA: NHH. NHH CSPL repairs.AWSLNE | LEA: NHH. NHH CSPL repairs.AWSLNE | Supply pipe repairs / replacement | Customer Options | N | Ofwat Core | AWSLNE | Ml/d | 2 | Gains in Water Available For Use / Savings in Demand under the selected programme (Ml/d) input as +ve 2019-20: 0; Gains in Water Available For Use / Savings in Demand under the selected programme (Ml/d) input as +ve 2020-21: 0; Gains in Water Available For Use / Savings in Demand under the selected programme (Ml/d) input as +ve 2021-22: 0; Gains in Water Available For Use / Savings in Demand under the selected programme (Ml/d) input as +ve 2022-23: 0; Gains in Water Available For Use / Savings in Demand under the selected programme (Ml/d) input as +ve 2023-24: 0; Gains in Water Available For Use / Savings in Demand under the selected programme (Ml/d) input as +ve 2024-25: 0; Gains in Water Available For Use / Savings in Demand under the selected programme (Ml/d) input as +ve 2025-26: 0.0035524; Gains in Water Available For Use / Savings in Demand under the selected programme (Ml/d) input as +ve 2026-27: 0.0068057; Gains in Water Available For Use / Savings in Demand under the selected programme (Ml/d) input as +ve 2027-28: 0.0097447; Gains in Water Available For Use / Savings in Demand under the selected programme (Ml/d) input as +ve 2028-29: 0.012596; Gains in Water Available For Use / Savings in Demand under the selected programme (Ml/d) input as +ve 2029-30: 0.015351; Gains in Water Available For Use / Savings in Demand under the selected programme (Ml/d) input as +ve 2030-31: 0.018104; Gains in Water Available For Use / Savings in Demand under the selected programme (Ml/d) input as +ve 2031-32: 0.020855; Gains in Water Available For Use / Savings in Demand under the selected programme (Ml/d) input as +ve 2032-33: 0.023605; Gains in Water Available For Use / Savings in Demand under the selected programme (Ml/d) input as +ve 2033-34: 0.026354; Gains in Water Available For Use / Savings in Demand under the selected programme (Ml/d) input as +ve 2034-35: 0.029103; Gains in Water Available For Use / Savings in Demand under the selected programme (Ml/d) input as +ve 2035-36: 0.031851; Gains in Water Available For Use / Savings in Demand under the selected programme (Ml/d) input as +ve 2036-37: 0.034597; Gains in Water Available For Use / Savings in Demand under the selected programme (Ml/d) input as +ve 2037-38: 0.037342; Gains in Water Available For Use / Savings in Demand under the selected programme (Ml/d) input as +ve 2038-39: 0.040084; Gains in Water Available For Use / Savings in Demand under the selected programme (Ml/d) input as +ve 2039-40: 0.042824; Gains in Water Available For Use / Savings in Demand under the selected programme (Ml/d) input as +ve 2040-41: 0.045563; Gains in Water Available For Use / Savings in Demand under the selected programme (Ml/d) input as +ve 2041-42: 0.048299; Gains in Water Available For Use / Savings in Demand under the selected programme (Ml/d) input as +ve 2042-43: 0.051034; Gains in Water Available For Use / Savings in Demand under the selected programme (Ml/d) input as +ve 2043-44: 0.053768; Gains in Water Available For Use / Savings in Demand under the selected programme (Ml/d) input as +ve 2044-45: 0.056501; Gains in Water Available For Use / Savings in Demand under the selected programme (Ml/d) input as +ve 2045-46: 0.059233; Gains in Water Available For Use / Savings in Demand under the selected programme (Ml/d) input as +ve 2046-47: 0.061964; Gains in Water Available For Use / Savings in Demand under the selected programme (Ml/d) input as +ve 2047-48: 0.064695; Gains in Water Available For Use / Savings in Demand under the selected programme (Ml/d) input as +ve 2048-49: 0.067426; Gains in Water Available For Use / Savings in Demand under the selected programme (Ml/d) input as +ve 2049-50: 0.070158
51dP | LEA: NHH. NHH CSPL repairs.AWSLNE | LEA: NHH. NHH CSPL repairs.AWSLNE | Supply pipe repairs / replacement | Customer Options | N | Preferred | AWSLNE | Ml/d | 2 | Gains in Water Available For Use / Savings in Demand under the selected programme (Ml/d) input as +ve 2019-20: 0; Gains in Water Available For Use / Savings in Demand under the selected programme (Ml/d) input as +ve 2020-21: 0; Gains in Water Available For Use / Savings in Demand under the selected programme (Ml/d) input as +ve 2021-22: 0; Gains in Water Available For Use / Savings in Demand under the selected programme (Ml/d) input as +ve 2022-23: 0; Gains in Water Available For Use / Savings in Demand under the selected programme (Ml/d) input as +ve 2023-24: 0; Gains in Water Available For Use / Savings in Demand under the selected programme (Ml/d) input as +ve 2024-25: 0; Gains in Water Available For Use / Savings in Demand under the selected programme (Ml/d) input as +ve 2025-26: 0.0035524; Gains in Water Available For Use / Savings in Demand under the selected programme (Ml/d) input as +ve 2026-27: 0.0068057; Gains in Water Available For Use / Savings in Demand under the selected programme (Ml/d) input as +ve 2027-28: 0.0097447; Gains in Water Available For Use / Savings in Demand under the selected programme (Ml/d) input as +ve 2028-29: 0.012596; Gains in Water Available For Use / Savings in Demand under the selected programme (Ml/d) input as +ve 2029-30: 0.015351; Gains in Water Available For Use / Savings in Demand under the selected programme (Ml/d) input as +ve 2030-31: 0.018104; Gains in Water Available For Use / Savings in Demand under the selected programme (Ml/d) input as +ve 2031-32: 0.020855; Gains in Water Available For Use / Savings in Demand under the selected programme (Ml/d) input as +ve 2032-33: 0.023605; Gains in Water Available For Use / Savings in Demand under the selected programme (Ml/d) input as +ve 2033-34: 0.026354; Gains in Water Available For Use / Savings in Demand under the selected programme (Ml/d) input as +ve 2034-35: 0.029103; Gains in Water Available For Use / Savings in Demand under the selected programme (Ml/d) input as +ve 2035-36: 0.031851; Gains in Water Available For Use / Savings in Demand under the selected programme (Ml/d) input as +ve 2036-37: 0.034597; Gains in Water Available For Use / Savings in Demand under the selected programme (Ml/d) input as +ve 2037-38: 0.037342; Gains in Water Available For Use / Savings in Demand under the selected programme (Ml/d) input as +ve 2038-39: 0.040084; Gains in Water Available For Use / Savings in Demand under the selected programme (Ml/d) input as +ve 2039-40: 0.042824; Gains in Water Available For Use / Savings in Demand under the selected programme (Ml/d) input as +ve 2040-41: 0.045563; Gains in Water Available For Use / Savings in Demand under the selected programme (Ml/d) input as +ve 2041-42: 0.048299; Gains in Water Available For Use / Savings in Demand under the selected programme (Ml/d) input as +ve 2042-43: 0.051034; Gains in Water Available For Use / Savings in Demand under the selected programme (Ml/d) input as +ve 2043-44: 0.053768; Gains in Water Available For Use / Savings in Demand under the selected programme (Ml/d) input as +ve 2044-45: 0.056501; Gains in Water Available For Use / Savings in Demand under the selected programme (Ml/d) input as +ve 2045-46: 0.059233; Gains in Water Available For Use / Savings in Demand under the selected programme (Ml/d) input as +ve 2046-47: 0.061964; Gains in Water Available For Use / Savings in Demand under the selected programme (Ml/d) input as +ve 2047-48: 0.064695; Gains in Water Available For Use / Savings in Demand under the selected programme (Ml/d) input as +ve 2048-49: 0.067426; Gains in Water Available For Use / Savings in Demand under the selected programme (Ml/d) input as +ve 2049-50: 0.070158
51cF | Mains Replacement (MR1500).AWSLNE | Mains Replacement (MR1500).AWSLNE | Mains replacement (not trunk mains) | Distribution Options | N | Ofwat Core | AWSLNE | Ml/d | 2 | Gains in Water Available For Use / Savings in Demand under the selected programme (Ml/d) input as +ve 2019-20: 0; Gains in Water Available For Use / Savings in Demand under the selected programme (Ml/d) input as +ve 2020-21: 0; Gains in Water Available For Use / Savings in Demand under the selected programme (Ml/d) input as +ve 2021-22: 0; Gains in Water Available For Use / Savings in Demand under the selected programme (Ml/d) input as +ve 2022-23: 0; Gains in Water Available For Use / Savings in Demand under the selected programme (Ml/d) input as +ve 2023-24: 0; Gains in Water Available For Use / Savings in Demand under the selected programme (Ml/d) input as +ve 2024-25: 0; Gains in Water Available For Use / Savings in Demand under the selected programme (Ml/d) input as +ve 2025-26: 0; Gains in Water Available For Use / Savings in Demand under the selected programme (Ml/d) input as +ve 2026-27: 0; Gains in Water Available For Use / Savings in Demand under the selected programme (Ml/d) input as +ve 2027-28: 0; Gains in Water Available For Use / Savings in Demand under the selected programme (Ml/d) input as +ve 2028-29: 0; Gains in Water Available For Use / Savings in Demand under the selected programme (Ml/d) input as +ve 2029-30: 0.34414; Gains in Water Available For Use / Savings in Demand under the selected programme (Ml/d) input as +ve 2030-31: 0.93196; Gains in Water Available For Use / Savings in Demand under the selected programme (Ml/d) input as +ve 2031-32: 0.93196; Gains in Water Available For Use / Savings in Demand under the selected programme (Ml/d) input as +ve 2032-33: 0.93196; Gains in Water Available For Use / Savings in Demand under the selected programme (Ml/d) input as +ve 2033-34: 0.93196; Gains in Water Available For Use / Savings in Demand under the selected programme (Ml/d) input as +ve 2034-35: 0.93196; Gains in Water Available For Use / Savings in Demand under the selected programme (Ml/d) input as +ve 2035-36: 0.88536; Gains in Water Available For Use / Savings in Demand under the selected programme (Ml/d) input as +ve 2036-37: 0.88536; Gains in Water Available For Use / Savings in Demand under the selected programme (Ml/d) input as +ve 2037-38: 0.88536; Gains in Water Available For Use / Savings in Demand under the selected programme (Ml/d) input as +ve 2038-39: 0.88536; Gains in Water Available For Use / Savings in Demand under the selected programme (Ml/d) input as +ve 2039-40: 0.88536; Gains in Water Available For Use / Savings in Demand under the selected programme (Ml/d) input as +ve 2040-41: 0.87604; Gains in Water Available For Use / Savings in Demand under the selected programme (Ml/d) input as +ve 2041-42: 1.1124; Gains in Water Available For Use / Savings in Demand under the selected programme (Ml/d) input as +ve 2042-43: 1.3052; Gains in Water Available For Use / Savings in Demand under the selected programme (Ml/d) input as +ve 2043-44: 1.3052; Gains in Water Available For Use / Savings in Demand under the selected programme (Ml/d) input as +ve 2044-45: 1.3052; Gains in Water Available For Use / Savings in Demand under the selected programme (Ml/d) input as +ve 2045-46: 1.3052; Gains in Water Available For Use / Savings in Demand under the selected programme (Ml/d) input as +ve 2046-47: 1.3052; Gains in Water Available For Use / Savings in Demand under the selected programme (Ml/d) input as +ve 2047-48: 1.3052; Gains in Water Available For Use / Savings in Demand under the selected programme (Ml/d) input as +ve 2048-49: 1.4321; Gains in Water Available For Use / Savings in Demand under the selected programme (Ml/d) input as +ve 2049-50: 1.4321
51cP | Mains Replacement (MRMax).AWSLNE | Mains Replacement (MRMax).AWSLNE | Mains replacement (not trunk mains) | Distribution Options | N | Preferred | AWSLNE | Ml/d | 2 | Gains in Water Available For Use / Savings in Demand under the selected programme (Ml/d) input as +ve 2019-20: 0; Gains in Water Available For Use / Savings in Demand under the selected programme (Ml/d) input as +ve 2020-21: 0; Gains in Water Available For Use / Savings in Demand under the selected programme (Ml/d) input as +ve 2021-22: 0; Gains in Water Available For Use / Savings in Demand under the selected programme (Ml/d) input as +ve 2022-23: 0; Gains in Water Available For Use / Savings in Demand under the selected programme (Ml/d) input as +ve 2023-24: 0; Gains in Water Available For Use / Savings in Demand under the selected programme (Ml/d) input as +ve 2024-25: 0; Gains in Water Available For Use / Savings in Demand under the selected programme (Ml/d) input as +ve 2025-26: 0; Gains in Water Available For Use / Savings in Demand under the selected programme (Ml/d) input as +ve 2026-27: 0; Gains in Water Available For Use / Savings in Demand under the selected programme (Ml/d) input as +ve 2027-28: 0; Gains in Water Available For Use / Savings in Demand under the selected programme (Ml/d) input as +ve 2028-29: 0; Gains in Water Available For Use / Savings in Demand under the selected programme (Ml/d) input as +ve 2029-30: 0.34414; Gains in Water Available For Use / Savings in Demand under the selected programme (Ml/d) input as +ve 2030-31: 0.34414; Gains in Water Available For Use / Savings in Demand under the selected programme (Ml/d) input as +ve 2031-32: 0.34414; Gains in Water Available For Use / Savings in Demand under the selected programme (Ml/d) input as +ve 2032-33: 0.34414; Gains in Water Available For Use / Savings in Demand under the selected programme (Ml/d) input as +ve 2033-34: 0.93196; Gains in Water Available For Use / Savings in Demand under the selected programme (Ml/d) input as +ve 2034-35: 1.1897; Gains in Water Available For Use / Savings in Demand under the selected programme (Ml/d) input as +ve 2035-36: 1.3261; Gains in Water Available For Use / Savings in Demand under the selected programme (Ml/d) input as +ve 2036-37: 1.3261; Gains in Water Available For Use / Savings in Demand under the selected programme (Ml/d) input as +ve 2037-38: 1.3261; Gains in Water Available For Use / Savings in Demand under the selected programme (Ml/d) input as +ve 2038-39: 1.3261; Gains in Water Available For Use / Savings in Demand under the selected programme (Ml/d) input as +ve 2039-40: 1.4551; Gains in Water Available For Use / Savings in Demand under the selected programme (Ml/d) input as +ve 2040-41: 1.5403; Gains in Water Available For Use / Savings in Demand under the selected programme (Ml/d) input as +ve 2041-42: 1.6306; Gains in Water Available For Use / Savings in Demand under the selected programme (Ml/d) input as +ve 2042-43: 1.952; Gains in Water Available For Use / Savings in Demand under the selected programme (Ml/d) input as +ve 2043-44: 2.2136; Gains in Water Available For Use / Savings in Demand under the selected programme (Ml/d) input as +ve 2044-45: 2.3756; Gains in Water Available For Use / Savings in Demand under the selected programme (Ml/d) input as +ve 2045-46: 2.5856; Gains in Water Available For Use / Savings in Demand under the selected programme (Ml/d) input as +ve 2046-47: 2.7216; Gains in Water Available For Use / Savings in Demand under the selected programme (Ml/d) input as +ve 2047-48: 3.0369; Gains in Water Available For Use / Savings in Demand under the selected programme (Ml/d) input as +ve 2048-49: 3.2711; Gains in Water Available For Use / Savings in Demand under the selected programme (Ml/d) input as +ve 2049-50: 3.2711
51dF | NHH. NHH PL repairs.AWSLNE | NHH. NHH PL repairs.AWSLNE | Non-household water audit | Customer Options | N | Least Cost | AWSLNE | Ml/d | 2 | Gains in Water Available For Use / Savings in Demand under the selected programme (Ml/d) input as +ve 2019-20: 0; Gains in Water Available For Use / Savings in Demand under the selected programme (Ml/d) input as +ve 2020-21: 0; Gains in Water Available For Use / Savings in Demand under the selected programme (Ml/d) input as +ve 2021-22: 0; Gains in Water Available For Use / Savings in Demand under the selected programme (Ml/d) input as +ve 2022-23: 0; Gains in Water Available For Use / Savings in Demand under the selected programme (Ml/d) input as +ve 2023-24: 0; Gains in Water Available For Use / Savings in Demand under the selected programme (Ml/d) input as +ve 2024-25: 0; Gains in Water Available For Use / Savings in Demand under the selected programme (Ml/d) input as +ve 2025-26: 0.1009; Gains in Water Available For Use / Savings in Demand under the selected programme (Ml/d) input as +ve 2026-27: 0.19329; Gains in Water Available For Use / Savings in Demand under the selected programme (Ml/d) input as +ve 2027-28: 0.27676; Gains in Water Available For Use / Savings in Demand under the selected programme (Ml/d) input as +ve 2028-29: 0.35757; Gains in Water Available For Use / Savings in Demand under the selected programme (Ml/d) input as +ve 2029-30: 0.43564; Gains in Water Available For Use / Savings in Demand under the selected programme (Ml/d) input as +ve 2030-31: 0.51365; Gains in Water Available For Use / Savings in Demand under the selected programme (Ml/d) input as +ve 2031-32: 0.59161; Gains in Water Available For Use / Savings in Demand under the selected programme (Ml/d) input as +ve 2032-33: 0.66956; Gains in Water Available For Use / Savings in Demand under the selected programme (Ml/d) input as +ve 2033-34: 0.74748; Gains in Water Available For Use / Savings in Demand under the selected programme (Ml/d) input as +ve 2034-35: 0.82539; Gains in Water Available For Use / Savings in Demand under the selected programme (Ml/d) input as +ve 2035-36: 0.90328; Gains in Water Available For Use / Savings in Demand under the selected programme (Ml/d) input as +ve 2036-37: 0.98111; Gains in Water Available For Use / Savings in Demand under the selected programme (Ml/d) input as +ve 2037-38: 1.0589; Gains in Water Available For Use / Savings in Demand under the selected programme (Ml/d) input as +ve 2038-39: 1.1366; Gains in Water Available For Use / Savings in Demand under the selected programme (Ml/d) input as +ve 2039-40: 1.2143; Gains in Water Available For Use / Savings in Demand under the selected programme (Ml/d) input as +ve 2040-41: 1.2919; Gains in Water Available For Use / Savings in Demand under the selected programme (Ml/d) input as +ve 2041-42: 1.3695; Gains in Water Available For Use / Savings in Demand under the selected programme (Ml/d) input as +ve 2042-43: 1.447; Gains in Water Available For Use / Savings in Demand under the selected programme (Ml/d) input as +ve 2043-44: 1.5245; Gains in Water Available For Use / Savings in Demand under the selected programme (Ml/d) input as +ve 2044-45: 1.602; Gains in Water Available For Use / Savings in Demand under the selected programme (Ml/d) input as +ve 2045-46: 1.6794; Gains in Water Available For Use / Savings in Demand under the selected programme (Ml/d) input as +ve 2046-47: 1.7568; Gains in Water Available For Use / Savings in Demand under the selected programme (Ml/d) input as +ve 2047-48: 1.8342; Gains in Water Available For Use / Savings in Demand under the selected programme (Ml/d) input as +ve 2048-49: 1.9116; Gains in Water Available For Use / Savings in Demand under the selected programme (Ml/d) input as +ve 2049-50: 1.9891
51dF | NHH. NHH PL repairs.AWSLNE | NHH. NHH PL repairs.AWSLNE | Non-household water audit | Customer Options | N | Ofwat Core | AWSLNE | Ml/d | 2 | Gains in Water Available For Use / Savings in Demand under the selected programme (Ml/d) input as +ve 2019-20: 0; Gains in Water Available For Use / Savings in Demand under the selected programme (Ml/d) input as +ve 2020-21: 0; Gains in Water Available For Use / Savings in Demand under the selected programme (Ml/d) input as +ve 2021-22: 0; Gains in Water Available For Use / Savings in Demand under the selected programme (Ml/d) input as +ve 2022-23: 0; Gains in Water Available For Use / Savings in Demand under the selected programme (Ml/d) input as +ve 2023-24: 0; Gains in Water Available For Use / Savings in Demand under the selected programme (Ml/d) input as +ve 2024-25: 0; Gains in Water Available For Use / Savings in Demand under the selected programme (Ml/d) input as +ve 2025-26: 0.1009; Gains in Water Available For Use / Savings in Demand under the selected programme (Ml/d) input as +ve 2026-27: 0.19329; Gains in Water Available For Use / Savings in Demand under the selected programme (Ml/d) input as +ve 2027-28: 0.27676; Gains in Water Available For Use / Savings in Demand under the selected programme (Ml/d) input as +ve 2028-29: 0.35757; Gains in Water Available For Use / Savings in Demand under the selected programme (Ml/d) input as +ve 2029-30: 0.43564; Gains in Water Available For Use / Savings in Demand under the selected programme (Ml/d) input as +ve 2030-31: 0.51365; Gains in Water Available For Use / Savings in Demand under the selected programme (Ml/d) input as +ve 2031-32: 0.59161; Gains in Water Available For Use / Savings in Demand under the selected programme (Ml/d) input as +ve 2032-33: 0.66956; Gains in Water Available For Use / Savings in Demand under the selected programme (Ml/d) input as +ve 2033-34: 0.74748; Gains in Water Available For Use / Savings in Demand under the selected programme (Ml/d) input as +ve 2034-35: 0.82539; Gains in Water Available For Use / Savings in Demand under the selected programme (Ml/d) input as +ve 2035-36: 0.90328; Gains in Water Available For Use / Savings in Demand under the selected programme (Ml/d) input as +ve 2036-37: 0.98111; Gains in Water Available For Use / Savings in Demand under the selected programme (Ml/d) input as +ve 2037-38: 1.0589; Gains in Water Available For Use / Savings in Demand under the selected programme (Ml/d) input as +ve 2038-39: 1.1366; Gains in Water Available For Use / Savings in Demand under the selected programme (Ml/d) input as +ve 2039-40: 1.2143; Gains in Water Available For Use / Savings in Demand under the selected programme (Ml/d) input as +ve 2040-41: 1.2919; Gains in Water Available For Use / Savings in Demand under the selected programme (Ml/d) input as +ve 2041-42: 1.3695; Gains in Water Available For Use / Savings in Demand under the selected programme (Ml/d) input as +ve 2042-43: 1.447; Gains in Water Available For Use / Savings in Demand under the selected programme (Ml/d) input as +ve 2043-44: 1.5245; Gains in Water Available For Use / Savings in Demand under the selected programme (Ml/d) input as +ve 2044-45: 1.602; Gains in Water Available For Use / Savings in Demand under the selected programme (Ml/d) input as +ve 2045-46: 1.6794; Gains in Water Available For Use / Savings in Demand under the selected programme (Ml/d) input as +ve 2046-47: 1.7568; Gains in Water Available For Use / Savings in Demand under the selected programme (Ml/d) input as +ve 2047-48: 1.8342; Gains in Water Available For Use / Savings in Demand under the selected programme (Ml/d) input as +ve 2048-49: 1.9116; Gains in Water Available For Use / Savings in Demand under the selected programme (Ml/d) input as +ve 2049-50: 1.9891
51dP | NHH. NHH PL repairs.AWSLNE | NHH. NHH PL repairs.AWSLNE | Non-household water audit | Customer Options | N | Preferred | AWSLNE | Ml/d | 2 | Gains in Water Available For Use / Savings in Demand under the selected programme (Ml/d) input as +ve 2019-20: 0; Gains in Water Available For Use / Savings in Demand under the selected programme (Ml/d) input as +ve 2020-21: 0; Gains in Water Available For Use / Savings in Demand under the selected programme (Ml/d) input as +ve 2021-22: 0; Gains in Water Available For Use / Savings in Demand under the selected programme (Ml/d) input as +ve 2022-23: 0; Gains in Water Available For Use / Savings in Demand under the selected programme (Ml/d) input as +ve 2023-24: 0; Gains in Water Available For Use / Savings in Demand under the selected programme (Ml/d) input as +ve 2024-25: 0; Gains in Water Available For Use / Savings in Demand under the selected programme (Ml/d) input as +ve 2025-26: 0.1009; Gains in Water Available For Use / Savings in Demand under the selected programme (Ml/d) input as +ve 2026-27: 0.19329; Gains in Water Available For Use / Savings in Demand under the selected programme (Ml/d) input as +ve 2027-28: 0.27676; Gains in Water Available For Use / Savings in Demand under the selected programme (Ml/d) input as +ve 2028-29: 0.35757; Gains in Water Available For Use / Savings in Demand under the selected programme (Ml/d) input as +ve 2029-30: 0.43564; Gains in Water Available For Use / Savings in Demand under the selected programme (Ml/d) input as +ve 2030-31: 0.51365; Gains in Water Available For Use / Savings in Demand under the selected programme (Ml/d) input as +ve 2031-32: 0.59161; Gains in Water Available For Use / Savings in Demand under the selected programme (Ml/d) input as +ve 2032-33: 0.66956; Gains in Water Available For Use / Savings in Demand under the selected programme (Ml/d) input as +ve 2033-34: 0.74748; Gains in Water Available For Use / Savings in Demand under the selected programme (Ml/d) input as +ve 2034-35: 0.82539; Gains in Water Available For Use / Savings in Demand under the selected programme (Ml/d) input as +ve 2035-36: 0.90328; Gains in Water Available For Use / Savings in Demand under the selected programme (Ml/d) input as +ve 2036-37: 0.98111; Gains in Water Available For Use / Savings in Demand under the selected programme (Ml/d) input as +ve 2037-38: 1.0589; Gains in Water Available For Use / Savings in Demand under the selected programme (Ml/d) input as +ve 2038-39: 1.1366; Gains in Water Available For Use / Savings in Demand under the selected programme (Ml/d) input as +ve 2039-40: 1.2143; Gains in Water Available For Use / Savings in Demand under the selected programme (Ml/d) input as +ve 2040-41: 1.2919; Gains in Water Available For Use / Savings in Demand under the selected programme (Ml/d) input as +ve 2041-42: 1.3695; Gains in Water Available For Use / Savings in Demand under the selected programme (Ml/d) input as +ve 2042-43: 1.447; Gains in Water Available For Use / Savings in Demand under the selected programme (Ml/d) input as +ve 2043-44: 1.5245; Gains in Water Available For Use / Savings in Demand under the selected programme (Ml/d) input as +ve 2044-45: 1.602; Gains in Water Available For Use / Savings in Demand under the selected programme (Ml/d) input as +ve 2045-46: 1.6794; Gains in Water Available For Use / Savings in Demand under the selected programme (Ml/d) input as +ve 2046-47: 1.7568; Gains in Water Available For Use / Savings in Demand under the selected programme (Ml/d) input as +ve 2047-48: 1.8342; Gains in Water Available For Use / Savings in Demand under the selected programme (Ml/d) input as +ve 2048-49: 1.9116; Gains in Water Available For Use / Savings in Demand under the selected programme (Ml/d) input as +ve 2049-50: 1.9891
51dF | NHH. NHH PL100 repairs.AWSLNE | NHH. NHH PL100 repairs.AWSLNE | Non-household water audit | Customer Options | N | Least Cost | AWSLNE | Ml/d | 2 | Gains in Water Available For Use / Savings in Demand under the selected programme (Ml/d) input as +ve 2019-20: 0; Gains in Water Available For Use / Savings in Demand under the selected programme (Ml/d) input as +ve 2020-21: 0; Gains in Water Available For Use / Savings in Demand under the selected programme (Ml/d) input as +ve 2021-22: 0; Gains in Water Available For Use / Savings in Demand under the selected programme (Ml/d) input as +ve 2022-23: 0; Gains in Water Available For Use / Savings in Demand under the selected programme (Ml/d) input as +ve 2023-24: 0; Gains in Water Available For Use / Savings in Demand under the selected programme (Ml/d) input as +ve 2024-25: 0; Gains in Water Available For Use / Savings in Demand under the selected programme (Ml/d) input as +ve 2025-26: 0.024804; Gains in Water Available For Use / Savings in Demand under the selected programme (Ml/d) input as +ve 2026-27: 0.047518; Gains in Water Available For Use / Savings in Demand under the selected programme (Ml/d) input as +ve 2027-28: 0.068038; Gains in Water Available For Use / Savings in Demand under the selected programme (Ml/d) input as +ve 2028-29: 0.087902; Gains in Water Available For Use / Savings in Demand under the selected programme (Ml/d) input as +ve 2029-30: 0.10709; Gains in Water Available For Use / Savings in Demand under the selected programme (Ml/d) input as +ve 2030-31: 0.12627; Gains in Water Available For Use / Savings in Demand under the selected programme (Ml/d) input as +ve 2031-32: 0.14544; Gains in Water Available For Use / Savings in Demand under the selected programme (Ml/d) input as +ve 2032-33: 0.1646; Gains in Water Available For Use / Savings in Demand under the selected programme (Ml/d) input as +ve 2033-34: 0.18376; Gains in Water Available For Use / Savings in Demand under the selected programme (Ml/d) input as +ve 2034-35: 0.20291; Gains in Water Available For Use / Savings in Demand under the selected programme (Ml/d) input as +ve 2035-36: 0.22206; Gains in Water Available For Use / Savings in Demand under the selected programme (Ml/d) input as +ve 2036-37: 0.24119; Gains in Water Available For Use / Savings in Demand under the selected programme (Ml/d) input as +ve 2037-38: 0.26032; Gains in Water Available For Use / Savings in Demand under the selected programme (Ml/d) input as +ve 2038-39: 0.27942; Gains in Water Available For Use / Savings in Demand under the selected programme (Ml/d) input as +ve 2039-40: 0.29852; Gains in Water Available For Use / Savings in Demand under the selected programme (Ml/d) input as +ve 2040-41: 0.3176; Gains in Water Available For Use / Savings in Demand under the selected programme (Ml/d) input as +ve 2041-42: 0.33667; Gains in Water Available For Use / Savings in Demand under the selected programme (Ml/d) input as +ve 2042-43: 0.35572; Gains in Water Available For Use / Savings in Demand under the selected programme (Ml/d) input as +ve 2043-44: 0.37477; Gains in Water Available For Use / Savings in Demand under the selected programme (Ml/d) input as +ve 2044-45: 0.39382; Gains in Water Available For Use / Savings in Demand under the selected programme (Ml/d) input as +ve 2045-46: 0.41285; Gains in Water Available For Use / Savings in Demand under the selected programme (Ml/d) input as +ve 2046-47: 0.43188; Gains in Water Available For Use / Savings in Demand under the selected programme (Ml/d) input as +ve 2047-48: 0.45091; Gains in Water Available For Use / Savings in Demand under the selected programme (Ml/d) input as +ve 2048-49: 0.46994; Gains in Water Available For Use / Savings in Demand under the selected programme (Ml/d) input as +ve 2049-50: 0.48898
51dF | NHH. NHH PL100 repairs.AWSLNE | NHH. NHH PL100 repairs.AWSLNE | Non-household water audit | Customer Options | N | Ofwat Core | AWSLNE | Ml/d | 2 | Gains in Water Available For Use / Savings in Demand under the selected programme (Ml/d) input as +ve 2019-20: 0; Gains in Water Available For Use / Savings in Demand under the selected programme (Ml/d) input as +ve 2020-21: 0; Gains in Water Available For Use / Savings in Demand under the selected programme (Ml/d) input as +ve 2021-22: 0; Gains in Water Available For Use / Savings in Demand under the selected programme (Ml/d) input as +ve 2022-23: 0; Gains in Water Available For Use / Savings in Demand under the selected programme (Ml/d) input as +ve 2023-24: 0; Gains in Water Available For Use / Savings in Demand under the selected programme (Ml/d) input as +ve 2024-25: 0; Gains in Water Available For Use / Savings in Demand under the selected programme (Ml/d) input as +ve 2025-26: 0.024804; Gains in Water Available For Use / Savings in Demand under the selected programme (Ml/d) input as +ve 2026-27: 0.047518; Gains in Water Available For Use / Savings in Demand under the selected programme (Ml/d) input as +ve 2027-28: 0.068038; Gains in Water Available For Use / Savings in Demand under the selected programme (Ml/d) input as +ve 2028-29: 0.087902; Gains in Water Available For Use / Savings in Demand under the selected programme (Ml/d) input as +ve 2029-30: 0.10709; Gains in Water Available For Use / Savings in Demand under the selected programme (Ml/d) input as +ve 2030-31: 0.12627; Gains in Water Available For Use / Savings in Demand under the selected programme (Ml/d) input as +ve 2031-32: 0.14544; Gains in Water Available For Use / Savings in Demand under the selected programme (Ml/d) input as +ve 2032-33: 0.1646; Gains in Water Available For Use / Savings in Demand under the selected programme (Ml/d) input as +ve 2033-34: 0.18376; Gains in Water Available For Use / Savings in Demand under the selected programme (Ml/d) input as +ve 2034-35: 0.20291; Gains in Water Available For Use / Savings in Demand under the selected programme (Ml/d) input as +ve 2035-36: 0.22206; Gains in Water Available For Use / Savings in Demand under the selected programme (Ml/d) input as +ve 2036-37: 0.24119; Gains in Water Available For Use / Savings in Demand under the selected programme (Ml/d) input as +ve 2037-38: 0.26032; Gains in Water Available For Use / Savings in Demand under the selected programme (Ml/d) input as +ve 2038-39: 0.27942; Gains in Water Available For Use / Savings in Demand under the selected programme (Ml/d) input as +ve 2039-40: 0.29852; Gains in Water Available For Use / Savings in Demand under the selected programme (Ml/d) input as +ve 2040-41: 0.3176; Gains in Water Available For Use / Savings in Demand under the selected programme (Ml/d) input as +ve 2041-42: 0.33667; Gains in Water Available For Use / Savings in Demand under the selected programme (Ml/d) input as +ve 2042-43: 0.35572; Gains in Water Available For Use / Savings in Demand under the selected programme (Ml/d) input as +ve 2043-44: 0.37477; Gains in Water Available For Use / Savings in Demand under the selected programme (Ml/d) input as +ve 2044-45: 0.39382; Gains in Water Available For Use / Savings in Demand under the selected programme (Ml/d) input as +ve 2045-46: 0.41285; Gains in Water Available For Use / Savings in Demand under the selected programme (Ml/d) input as +ve 2046-47: 0.43188; Gains in Water Available For Use / Savings in Demand under the selected programme (Ml/d) input as +ve 2047-48: 0.45091; Gains in Water Available For Use / Savings in Demand under the selected programme (Ml/d) input as +ve 2048-49: 0.46994; Gains in Water Available For Use / Savings in Demand under the selected programme (Ml/d) input as +ve 2049-50: 0.48898
51dP | NHH. NHH PL100 repairs.AWSLNE | NHH. NHH PL100 repairs.AWSLNE | Non-household water audit | Customer Options | N | Preferred | AWSLNE | Ml/d | 2 | Gains in Water Available For Use / Savings in Demand under the selected programme (Ml/d) input as +ve 2019-20: 0; Gains in Water Available For Use / Savings in Demand under the selected programme (Ml/d) input as +ve 2020-21: 0; Gains in Water Available For Use / Savings in Demand under the selected programme (Ml/d) input as +ve 2021-22: 0; Gains in Water Available For Use / Savings in Demand under the selected programme (Ml/d) input as +ve 2022-23: 0; Gains in Water Available For Use / Savings in Demand under the selected programme (Ml/d) input as +ve 2023-24: 0; Gains in Water Available For Use / Savings in Demand under the selected programme (Ml/d) input as +ve 2024-25: 0; Gains in Water Available For Use / Savings in Demand under the selected programme (Ml/d) input as +ve 2025-26: 0.024804; Gains in Water Available For Use / Savings in Demand under the selected programme (Ml/d) input as +ve 2026-27: 0.047518; Gains in Water Available For Use / Savings in Demand under the selected programme (Ml/d) input as +ve 2027-28: 0.068038; Gains in Water Available For Use / Savings in Demand under the selected programme (Ml/d) input as +ve 2028-29: 0.087902; Gains in Water Available For Use / Savings in Demand under the selected programme (Ml/d) input as +ve 2029-30: 0.10709; Gains in Water Available For Use / Savings in Demand under the selected programme (Ml/d) input as +ve 2030-31: 0.12627; Gains in Water Available For Use / Savings in Demand under the selected programme (Ml/d) input as +ve 2031-32: 0.14544; Gains in Water Available For Use / Savings in Demand under the selected programme (Ml/d) input as +ve 2032-33: 0.1646; Gains in Water Available For Use / Savings in Demand under the selected programme (Ml/d) input as +ve 2033-34: 0.18376; Gains in Water Available For Use / Savings in Demand under the selected programme (Ml/d) input as +ve 2034-35: 0.20291; Gains in Water Available For Use / Savings in Demand under the selected programme (Ml/d) input as +ve 2035-36: 0.22206; Gains in Water Available For Use / Savings in Demand under the selected programme (Ml/d) input as +ve 2036-37: 0.24119; Gains in Water Available For Use / Savings in Demand under the selected programme (Ml/d) input as +ve 2037-38: 0.26032; Gains in Water Available For Use / Savings in Demand under the selected programme (Ml/d) input as +ve 2038-39: 0.27942; Gains in Water Available For Use / Savings in Demand under the selected programme (Ml/d) input as +ve 2039-40: 0.29852; Gains in Water Available For Use / Savings in Demand under the selected programme (Ml/d) input as +ve 2040-41: 0.3176; Gains in Water Available For Use / Savings in Demand under the selected programme (Ml/d) input as +ve 2041-42: 0.33667; Gains in Water Available For Use / Savings in Demand under the selected programme (Ml/d) input as +ve 2042-43: 0.35572; Gains in Water Available For Use / Savings in Demand under the selected programme (Ml/d) input as +ve 2043-44: 0.37477; Gains in Water Available For Use / Savings in Demand under the selected programme (Ml/d) input as +ve 2044-45: 0.39382; Gains in Water Available For Use / Savings in Demand under the selected programme (Ml/d) input as +ve 2045-46: 0.41285; Gains in Water Available For Use / Savings in Demand under the selected programme (Ml/d) input as +ve 2046-47: 0.43188; Gains in Water Available For Use / Savings in Demand under the selected programme (Ml/d) input as +ve 2047-48: 0.45091; Gains in Water Available For Use / Savings in Demand under the selected programme (Ml/d) input as +ve 2048-49: 0.46994; Gains in Water Available For Use / Savings in Demand under the selected programme (Ml/d) input as +ve 2049-50: 0.48898
51dF | NHH. WEF Visit Lower.AWSLNE | NHH. WEF Visit Lower.AWSLNE | Non-household water audit | Customer Options | N | Least Cost | AWSLNE | Ml/d | 2 | Gains in Water Available For Use / Savings in Demand under the selected programme (Ml/d) input as +ve 2019-20: 0; Gains in Water Available For Use / Savings in Demand under the selected programme (Ml/d) input as +ve 2020-21: 0; Gains in Water Available For Use / Savings in Demand under the selected programme (Ml/d) input as +ve 2021-22: 0; Gains in Water Available For Use / Savings in Demand under the selected programme (Ml/d) input as +ve 2022-23: 0; Gains in Water Available For Use / Savings in Demand under the selected programme (Ml/d) input as +ve 2023-24: 0; Gains in Water Available For Use / Savings in Demand under the selected programme (Ml/d) input as +ve 2024-25: 0; Gains in Water Available For Use / Savings in Demand under the selected programme (Ml/d) input as +ve 2025-26: 0.059594; Gains in Water Available For Use / Savings in Demand under the selected programme (Ml/d) input as +ve 2026-27: 0.11417; Gains in Water Available For Use / Savings in Demand under the selected programme (Ml/d) input as +ve 2027-28: 0.16347; Gains in Water Available For Use / Savings in Demand under the selected programme (Ml/d) input as +ve 2028-29: 0.21119; Gains in Water Available For Use / Savings in Demand under the selected programme (Ml/d) input as +ve 2029-30: 0.25731; Gains in Water Available For Use / Savings in Demand under the selected programme (Ml/d) input as +ve 2030-31: 0.30338; Gains in Water Available For Use / Savings in Demand under the selected programme (Ml/d) input as +ve 2031-32: 0.34943; Gains in Water Available For Use / Savings in Demand under the selected programme (Ml/d) input as +ve 2032-33: 0.39547; Gains in Water Available For Use / Savings in Demand under the selected programme (Ml/d) input as +ve 2033-34: 0.44149; Gains in Water Available For Use / Savings in Demand under the selected programme (Ml/d) input as +ve 2034-35: 0.48751; Gains in Water Available For Use / Savings in Demand under the selected programme (Ml/d) input as +ve 2035-36: 0.53351; Gains in Water Available For Use / Savings in Demand under the selected programme (Ml/d) input as +ve 2036-37: 0.57949; Gains in Water Available For Use / Savings in Demand under the selected programme (Ml/d) input as +ve 2037-38: 0.62544; Gains in Water Available For Use / Savings in Demand under the selected programme (Ml/d) input as +ve 2038-39: 0.67135; Gains in Water Available For Use / Savings in Demand under the selected programme (Ml/d) input as +ve 2039-40: 0.71722; Gains in Water Available For Use / Savings in Demand under the selected programme (Ml/d) input as +ve 2040-41: 0.76306; Gains in Water Available For Use / Savings in Demand under the selected programme (Ml/d) input as +ve 2041-42: 0.80888; Gains in Water Available For Use / Savings in Demand under the selected programme (Ml/d) input as +ve 2042-43: 0.85467; Gains in Water Available For Use / Savings in Demand under the selected programme (Ml/d) input as +ve 2043-44: 0.90044; Gains in Water Available For Use / Savings in Demand under the selected programme (Ml/d) input as +ve 2044-45: 0.94619; Gains in Water Available For Use / Savings in Demand under the selected programme (Ml/d) input as +ve 2045-46: 0.99192; Gains in Water Available For Use / Savings in Demand under the selected programme (Ml/d) input as +ve 2046-47: 1.0376; Gains in Water Available For Use / Savings in Demand under the selected programme (Ml/d) input as +ve 2047-48: 1.0834; Gains in Water Available For Use / Savings in Demand under the selected programme (Ml/d) input as +ve 2048-49: 1.1291; Gains in Water Available For Use / Savings in Demand under the selected programme (Ml/d) input as +ve 2049-50: 1.1748
51dF | NHH. WEF Visit Lower.AWSLNE | NHH. WEF Visit Lower.AWSLNE | Non-household water audit | Customer Options | N | Ofwat Core | AWSLNE | Ml/d | 2 | Gains in Water Available For Use / Savings in Demand under the selected programme (Ml/d) input as +ve 2019-20: 0; Gains in Water Available For Use / Savings in Demand under the selected programme (Ml/d) input as +ve 2020-21: 0; Gains in Water Available For Use / Savings in Demand under the selected programme (Ml/d) input as +ve 2021-22: 0; Gains in Water Available For Use / Savings in Demand under the selected programme (Ml/d) input as +ve 2022-23: 0; Gains in Water Available For Use / Savings in Demand under the selected programme (Ml/d) input as +ve 2023-24: 0; Gains in Water Available For Use / Savings in Demand under the selected programme (Ml/d) input as +ve 2024-25: 0; Gains in Water Available For Use / Savings in Demand under the selected programme (Ml/d) input as +ve 2025-26: 0.059594; Gains in Water Available For Use / Savings in Demand under the selected programme (Ml/d) input as +ve 2026-27: 0.11417; Gains in Water Available For Use / Savings in Demand under the selected programme (Ml/d) input as +ve 2027-28: 0.16347; Gains in Water Available For Use / Savings in Demand under the selected programme (Ml/d) input as +ve 2028-29: 0.21119; Gains in Water Available For Use / Savings in Demand under the selected programme (Ml/d) input as +ve 2029-30: 0.25731; Gains in Water Available For Use / Savings in Demand under the selected programme (Ml/d) input as +ve 2030-31: 0.30338; Gains in Water Available For Use / Savings in Demand under the selected programme (Ml/d) input as +ve 2031-32: 0.34943; Gains in Water Available For Use / Savings in Demand under the selected programme (Ml/d) input as +ve 2032-33: 0.39547; Gains in Water Available For Use / Savings in Demand under the selected programme (Ml/d) input as +ve 2033-34: 0.44149; Gains in Water Available For Use / Savings in Demand under the selected programme (Ml/d) input as +ve 2034-35: 0.48751; Gains in Water Available For Use / Savings in Demand under the selected programme (Ml/d) input as +ve 2035-36: 0.53351; Gains in Water Available For Use / Savings in Demand under the selected programme (Ml/d) input as +ve 2036-37: 0.57949; Gains in Water Available For Use / Savings in Demand under the selected programme (Ml/d) input as +ve 2037-38: 0.62544; Gains in Water Available For Use / Savings in Demand under the selected programme (Ml/d) input as +ve 2038-39: 0.67135; Gains in Water Available For Use / Savings in Demand under the selected programme (Ml/d) input as +ve 2039-40: 0.71722; Gains in Water Available For Use / Savings in Demand under the selected programme (Ml/d) input as +ve 2040-41: 0.76306; Gains in Water Available For Use / Savings in Demand under the selected programme (Ml/d) input as +ve 2041-42: 0.80888; Gains in Water Available For Use / Savings in Demand under the selected programme (Ml/d) input as +ve 2042-43: 0.85467; Gains in Water Available For Use / Savings in Demand under the selected programme (Ml/d) input as +ve 2043-44: 0.90044; Gains in Water Available For Use / Savings in Demand under the selected programme (Ml/d) input as +ve 2044-45: 0.94619; Gains in Water Available For Use / Savings in Demand under the selected programme (Ml/d) input as +ve 2045-46: 0.99192; Gains in Water Available For Use / Savings in Demand under the selected programme (Ml/d) input as +ve 2046-47: 1.0376; Gains in Water Available For Use / Savings in Demand under the selected programme (Ml/d) input as +ve 2047-48: 1.0834; Gains in Water Available For Use / Savings in Demand under the selected programme (Ml/d) input as +ve 2048-49: 1.1291; Gains in Water Available For Use / Savings in Demand under the selected programme (Ml/d) input as +ve 2049-50: 1.1748
51dP | NHH. WEF Visit Lower.AWSLNE | NHH. WEF Visit Lower.AWSLNE | Non-household water audit | Customer Options | N | Preferred | AWSLNE | Ml/d | 2 | Gains in Water Available For Use / Savings in Demand under the selected programme (Ml/d) input as +ve 2019-20: 0; Gains in Water Available For Use / Savings in Demand under the selected programme (Ml/d) input as +ve 2020-21: 0; Gains in Water Available For Use / Savings in Demand under the selected programme (Ml/d) input as +ve 2021-22: 0; Gains in Water Available For Use / Savings in Demand under the selected programme (Ml/d) input as +ve 2022-23: 0; Gains in Water Available For Use / Savings in Demand under the selected programme (Ml/d) input as +ve 2023-24: 0; Gains in Water Available For Use / Savings in Demand under the selected programme (Ml/d) input as +ve 2024-25: 0; Gains in Water Available For Use / Savings in Demand under the selected programme (Ml/d) input as +ve 2025-26: 0.059594; Gains in Water Available For Use / Savings in Demand under the selected programme (Ml/d) input as +ve 2026-27: 0.11417; Gains in Water Available For Use / Savings in Demand under the selected programme (Ml/d) input as +ve 2027-28: 0.16347; Gains in Water Available For Use / Savings in Demand under the selected programme (Ml/d) input as +ve 2028-29: 0.21119; Gains in Water Available For Use / Savings in Demand under the selected programme (Ml/d) input as +ve 2029-30: 0.25731; Gains in Water Available For Use / Savings in Demand under the selected programme (Ml/d) input as +ve 2030-31: 0.30338; Gains in Water Available For Use / Savings in Demand under the selected programme (Ml/d) input as +ve 2031-32: 0.34943; Gains in Water Available For Use / Savings in Demand under the selected programme (Ml/d) input as +ve 2032-33: 0.39547; Gains in Water Available For Use / Savings in Demand under the selected programme (Ml/d) input as +ve 2033-34: 0.44149; Gains in Water Available For Use / Savings in Demand under the selected programme (Ml/d) input as +ve 2034-35: 0.48751; Gains in Water Available For Use / Savings in Demand under the selected programme (Ml/d) input as +ve 2035-36: 0.53351; Gains in Water Available For Use / Savings in Demand under the selected programme (Ml/d) input as +ve 2036-37: 0.57949; Gains in Water Available For Use / Savings in Demand under the selected programme (Ml/d) input as +ve 2037-38: 0.62544; Gains in Water Available For Use / Savings in Demand under the selected programme (Ml/d) input as +ve 2038-39: 0.67135; Gains in Water Available For Use / Savings in Demand under the selected programme (Ml/d) input as +ve 2039-40: 0.71722; Gains in Water Available For Use / Savings in Demand under the selected programme (Ml/d) input as +ve 2040-41: 0.76306; Gains in Water Available For Use / Savings in Demand under the selected programme (Ml/d) input as +ve 2041-42: 0.80888; Gains in Water Available For Use / Savings in Demand under the selected programme (Ml/d) input as +ve 2042-43: 0.85467; Gains in Water Available For Use / Savings in Demand under the selected programme (Ml/d) input as +ve 2043-44: 0.90044; Gains in Water Available For Use / Savings in Demand under the selected programme (Ml/d) input as +ve 2044-45: 0.94619; Gains in Water Available For Use / Savings in Demand under the selected programme (Ml/d) input as +ve 2045-46: 0.99192; Gains in Water Available For Use / Savings in Demand under the selected programme (Ml/d) input as +ve 2046-47: 1.0376; Gains in Water Available For Use / Savings in Demand under the selected programme (Ml/d) input as +ve 2047-48: 1.0834; Gains in Water Available For Use / Savings in Demand under the selected programme (Ml/d) input as +ve 2048-49: 1.1291; Gains in Water Available For Use / Savings in Demand under the selected programme (Ml/d) input as +ve 2049-50: 1.1748
51dF | NHH. WEF Visit Super High.AWSLNE | NHH. WEF Visit Super High.AWSLNE | Non-household water audit | Customer Options | N | Least Cost | AWSLNE | Ml/d | 2 | Gains in Water Available For Use / Savings in Demand under the selected programme (Ml/d) input as +ve 2019-20: 0; Gains in Water Available For Use / Savings in Demand under the selected programme (Ml/d) input as +ve 2020-21: 0; Gains in Water Available For Use / Savings in Demand under the selected programme (Ml/d) input as +ve 2021-22: 0; Gains in Water Available For Use / Savings in Demand under the selected programme (Ml/d) input as +ve 2022-23: 0; Gains in Water Available For Use / Savings in Demand under the selected programme (Ml/d) input as +ve 2023-24: 0; Gains in Water Available For Use / Savings in Demand under the selected programme (Ml/d) input as +ve 2024-25: 0; Gains in Water Available For Use / Savings in Demand under the selected programme (Ml/d) input as +ve 2025-26: 0.061344; Gains in Water Available For Use / Savings in Demand under the selected programme (Ml/d) input as +ve 2026-27: 0.11752; Gains in Water Available For Use / Savings in Demand under the selected programme (Ml/d) input as +ve 2027-28: 0.16827; Gains in Water Available For Use / Savings in Demand under the selected programme (Ml/d) input as +ve 2028-29: 0.2174; Gains in Water Available For Use / Savings in Demand under the selected programme (Ml/d) input as +ve 2029-30: 0.26486; Gains in Water Available For Use / Savings in Demand under the selected programme (Ml/d) input as +ve 2030-31: 0.31229; Gains in Water Available For Use / Savings in Demand under the selected programme (Ml/d) input as +ve 2031-32: 0.35969; Gains in Water Available For Use / Savings in Demand under the selected programme (Ml/d) input as +ve 2032-33: 0.40708; Gains in Water Available For Use / Savings in Demand under the selected programme (Ml/d) input as +ve 2033-34: 0.45446; Gains in Water Available For Use / Savings in Demand under the selected programme (Ml/d) input as +ve 2034-35: 0.50182; Gains in Water Available For Use / Savings in Demand under the selected programme (Ml/d) input as +ve 2035-36: 0.54918; Gains in Water Available For Use / Savings in Demand under the selected programme (Ml/d) input as +ve 2036-37: 0.5965; Gains in Water Available For Use / Savings in Demand under the selected programme (Ml/d) input as +ve 2037-38: 0.6438; Gains in Water Available For Use / Savings in Demand under the selected programme (Ml/d) input as +ve 2038-39: 0.69106; Gains in Water Available For Use / Savings in Demand under the selected programme (Ml/d) input as +ve 2039-40: 0.73828; Gains in Water Available For Use / Savings in Demand under the selected programme (Ml/d) input as +ve 2040-41: 0.78547; Gains in Water Available For Use / Savings in Demand under the selected programme (Ml/d) input as +ve 2041-42: 0.83263; Gains in Water Available For Use / Savings in Demand under the selected programme (Ml/d) input as +ve 2042-43: 0.87976; Gains in Water Available For Use / Savings in Demand under the selected programme (Ml/d) input as +ve 2043-44: 0.92688; Gains in Water Available For Use / Savings in Demand under the selected programme (Ml/d) input as +ve 2044-45: 0.97397; Gains in Water Available For Use / Savings in Demand under the selected programme (Ml/d) input as +ve 2045-46: 1.0211; Gains in Water Available For Use / Savings in Demand under the selected programme (Ml/d) input as +ve 2046-47: 1.0681; Gains in Water Available For Use / Savings in Demand under the selected programme (Ml/d) input as +ve 2047-48: 1.1152; Gains in Water Available For Use / Savings in Demand under the selected programme (Ml/d) input as +ve 2048-49: 1.1622; Gains in Water Available For Use / Savings in Demand under the selected programme (Ml/d) input as +ve 2049-50: 1.2093
51dF | NHH. WEF Visit Super High.AWSLNE | NHH. WEF Visit Super High.AWSLNE | Non-household water audit | Customer Options | N | Ofwat Core | AWSLNE | Ml/d | 2 | Gains in Water Available For Use / Savings in Demand under the selected programme (Ml/d) input as +ve 2019-20: 0; Gains in Water Available For Use / Savings in Demand under the selected programme (Ml/d) input as +ve 2020-21: 0; Gains in Water Available For Use / Savings in Demand under the selected programme (Ml/d) input as +ve 2021-22: 0; Gains in Water Available For Use / Savings in Demand under the selected programme (Ml/d) input as +ve 2022-23: 0; Gains in Water Available For Use / Savings in Demand under the selected programme (Ml/d) input as +ve 2023-24: 0; Gains in Water Available For Use / Savings in Demand under the selected programme (Ml/d) input as +ve 2024-25: 0; Gains in Water Available For Use / Savings in Demand under the selected programme (Ml/d) input as +ve 2025-26: 0.061344; Gains in Water Available For Use / Savings in Demand under the selected programme (Ml/d) input as +ve 2026-27: 0.11752; Gains in Water Available For Use / Savings in Demand under the selected programme (Ml/d) input as +ve 2027-28: 0.16827; Gains in Water Available For Use / Savings in Demand under the selected programme (Ml/d) input as +ve 2028-29: 0.2174; Gains in Water Available For Use / Savings in Demand under the selected programme (Ml/d) input as +ve 2029-30: 0.26486; Gains in Water Available For Use / Savings in Demand under the selected programme (Ml/d) input as +ve 2030-31: 0.31229; Gains in Water Available For Use / Savings in Demand under the selected programme (Ml/d) input as +ve 2031-32: 0.35969; Gains in Water Available For Use / Savings in Demand under the selected programme (Ml/d) input as +ve 2032-33: 0.40708; Gains in Water Available For Use / Savings in Demand under the selected programme (Ml/d) input as +ve 2033-34: 0.45446; Gains in Water Available For Use / Savings in Demand under the selected programme (Ml/d) input as +ve 2034-35: 0.50182; Gains in Water Available For Use / Savings in Demand under the selected programme (Ml/d) input as +ve 2035-36: 0.54918; Gains in Water Available For Use / Savings in Demand under the selected programme (Ml/d) input as +ve 2036-37: 0.5965; Gains in Water Available For Use / Savings in Demand under the selected programme (Ml/d) input as +ve 2037-38: 0.6438; Gains in Water Available For Use / Savings in Demand under the selected programme (Ml/d) input as +ve 2038-39: 0.69106; Gains in Water Available For Use / Savings in Demand under the selected programme (Ml/d) input as +ve 2039-40: 0.73828; Gains in Water Available For Use / Savings in Demand under the selected programme (Ml/d) input as +ve 2040-41: 0.78547; Gains in Water Available For Use / Savings in Demand under the selected programme (Ml/d) input as +ve 2041-42: 0.83263; Gains in Water Available For Use / Savings in Demand under the selected programme (Ml/d) input as +ve 2042-43: 0.87976; Gains in Water Available For Use / Savings in Demand under the selected programme (Ml/d) input as +ve 2043-44: 0.92688; Gains in Water Available For Use / Savings in Demand under the selected programme (Ml/d) input as +ve 2044-45: 0.97397; Gains in Water Available For Use / Savings in Demand under the selected programme (Ml/d) input as +ve 2045-46: 1.0211; Gains in Water Available For Use / Savings in Demand under the selected programme (Ml/d) input as +ve 2046-47: 1.0681; Gains in Water Available For Use / Savings in Demand under the selected programme (Ml/d) input as +ve 2047-48: 1.1152; Gains in Water Available For Use / Savings in Demand under the selected programme (Ml/d) input as +ve 2048-49: 1.1622; Gains in Water Available For Use / Savings in Demand under the selected programme (Ml/d) input as +ve 2049-50: 1.2093
51dP | NHH. WEF Visit Super High.AWSLNE | NHH. WEF Visit Super High.AWSLNE | Non-household water audit | Customer Options | N | Preferred | AWSLNE | Ml/d | 2 | Gains in Water Available For Use / Savings in Demand under the selected programme (Ml/d) input as +ve 2019-20: 0; Gains in Water Available For Use / Savings in Demand under the selected programme (Ml/d) input as +ve 2020-21: 0; Gains in Water Available For Use / Savings in Demand under the selected programme (Ml/d) input as +ve 2021-22: 0; Gains in Water Available For Use / Savings in Demand under the selected programme (Ml/d) input as +ve 2022-23: 0; Gains in Water Available For Use / Savings in Demand under the selected programme (Ml/d) input as +ve 2023-24: 0; Gains in Water Available For Use / Savings in Demand under the selected programme (Ml/d) input as +ve 2024-25: 0; Gains in Water Available For Use / Savings in Demand under the selected programme (Ml/d) input as +ve 2025-26: 0.061344; Gains in Water Available For Use / Savings in Demand under the selected programme (Ml/d) input as +ve 2026-27: 0.11752; Gains in Water Available For Use / Savings in Demand under the selected programme (Ml/d) input as +ve 2027-28: 0.16827; Gains in Water Available For Use / Savings in Demand under the selected programme (Ml/d) input as +ve 2028-29: 0.2174; Gains in Water Available For Use / Savings in Demand under the selected programme (Ml/d) input as +ve 2029-30: 0.26486; Gains in Water Available For Use / Savings in Demand under the selected programme (Ml/d) input as +ve 2030-31: 0.31229; Gains in Water Available For Use / Savings in Demand under the selected programme (Ml/d) input as +ve 2031-32: 0.35969; Gains in Water Available For Use / Savings in Demand under the selected programme (Ml/d) input as +ve 2032-33: 0.40708; Gains in Water Available For Use / Savings in Demand under the selected programme (Ml/d) input as +ve 2033-34: 0.45446; Gains in Water Available For Use / Savings in Demand under the selected programme (Ml/d) input as +ve 2034-35: 0.50182; Gains in Water Available For Use / Savings in Demand under the selected programme (Ml/d) input as +ve 2035-36: 0.54918; Gains in Water Available For Use / Savings in Demand under the selected programme (Ml/d) input as +ve 2036-37: 0.5965; Gains in Water Available For Use / Savings in Demand under the selected programme (Ml/d) input as +ve 2037-38: 0.6438; Gains in Water Available For Use / Savings in Demand under the selected programme (Ml/d) input as +ve 2038-39: 0.69106; Gains in Water Available For Use / Savings in Demand under the selected programme (Ml/d) input as +ve 2039-40: 0.73828; Gains in Water Available For Use / Savings in Demand under the selected programme (Ml/d) input as +ve 2040-41: 0.78547; Gains in Water Available For Use / Savings in Demand under the selected programme (Ml/d) input as +ve 2041-42: 0.83263; Gains in Water Available For Use / Savings in Demand under the selected programme (Ml/d) input as +ve 2042-43: 0.87976; Gains in Water Available For Use / Savings in Demand under the selected programme (Ml/d) input as +ve 2043-44: 0.92688; Gains in Water Available For Use / Savings in Demand under the selected programme (Ml/d) input as +ve 2044-45: 0.97397; Gains in Water Available For Use / Savings in Demand under the selected programme (Ml/d) input as +ve 2045-46: 1.0211; Gains in Water Available For Use / Savings in Demand under the selected programme (Ml/d) input as +ve 2046-47: 1.0681; Gains in Water Available For Use / Savings in Demand under the selected programme (Ml/d) input as +ve 2047-48: 1.1152; Gains in Water Available For Use / Savings in Demand under the selected programme (Ml/d) input as +ve 2048-49: 1.1622; Gains in Water Available For Use / Savings in Demand under the selected programme (Ml/d) input as +ve 2049-50: 1.2093
51dF | NHH. WEF Visit Upper.AWSLNE | NHH. WEF Visit Upper.AWSLNE | Non-household water audit | Customer Options | N | Least Cost | AWSLNE | Ml/d | 2 | Gains in Water Available For Use / Savings in Demand under the selected programme (Ml/d) input as +ve 2019-20: 0; Gains in Water Available For Use / Savings in Demand under the selected programme (Ml/d) input as +ve 2020-21: 0; Gains in Water Available For Use / Savings in Demand under the selected programme (Ml/d) input as +ve 2021-22: 0; Gains in Water Available For Use / Savings in Demand under the selected programme (Ml/d) input as +ve 2022-23: 0; Gains in Water Available For Use / Savings in Demand under the selected programme (Ml/d) input as +ve 2023-24: 0; Gains in Water Available For Use / Savings in Demand under the selected programme (Ml/d) input as +ve 2024-25: 0; Gains in Water Available For Use / Savings in Demand under the selected programme (Ml/d) input as +ve 2025-26: 0.032191; Gains in Water Available For Use / Savings in Demand under the selected programme (Ml/d) input as +ve 2026-27: 0.06167; Gains in Water Available For Use / Savings in Demand under the selected programme (Ml/d) input as +ve 2027-28: 0.088301; Gains in Water Available For Use / Savings in Demand under the selected programme (Ml/d) input as +ve 2028-29: 0.11408; Gains in Water Available For Use / Savings in Demand under the selected programme (Ml/d) input as +ve 2029-30: 0.13899; Gains in Water Available For Use / Savings in Demand under the selected programme (Ml/d) input as +ve 2030-31: 0.16388; Gains in Water Available For Use / Savings in Demand under the selected programme (Ml/d) input as +ve 2031-32: 0.18875; Gains in Water Available For Use / Savings in Demand under the selected programme (Ml/d) input as +ve 2032-33: 0.21362; Gains in Water Available For Use / Savings in Demand under the selected programme (Ml/d) input as +ve 2033-34: 0.23848; Gains in Water Available For Use / Savings in Demand under the selected programme (Ml/d) input as +ve 2034-35: 0.26334; Gains in Water Available For Use / Savings in Demand under the selected programme (Ml/d) input as +ve 2035-36: 0.28819; Gains in Water Available For Use / Savings in Demand under the selected programme (Ml/d) input as +ve 2036-37: 0.31302; Gains in Water Available For Use / Savings in Demand under the selected programme (Ml/d) input as +ve 2037-38: 0.33784; Gains in Water Available For Use / Savings in Demand under the selected programme (Ml/d) input as +ve 2038-39: 0.36265; Gains in Water Available For Use / Savings in Demand under the selected programme (Ml/d) input as +ve 2039-40: 0.38743; Gains in Water Available For Use / Savings in Demand under the selected programme (Ml/d) input as +ve 2040-41: 0.41219; Gains in Water Available For Use / Savings in Demand under the selected programme (Ml/d) input as +ve 2041-42: 0.43694; Gains in Water Available For Use / Savings in Demand under the selected programme (Ml/d) input as +ve 2042-43: 0.46167; Gains in Water Available For Use / Savings in Demand under the selected programme (Ml/d) input as +ve 2043-44: 0.48639; Gains in Water Available For Use / Savings in Demand under the selected programme (Ml/d) input as +ve 2044-45: 0.51111; Gains in Water Available For Use / Savings in Demand under the selected programme (Ml/d) input as +ve 2045-46: 0.53581; Gains in Water Available For Use / Savings in Demand under the selected programme (Ml/d) input as +ve 2046-47: 0.56051; Gains in Water Available For Use / Savings in Demand under the selected programme (Ml/d) input as +ve 2047-48: 0.58521; Gains in Water Available For Use / Savings in Demand under the selected programme (Ml/d) input as +ve 2048-49: 0.60991; Gains in Water Available For Use / Savings in Demand under the selected programme (Ml/d) input as +ve 2049-50: 0.63461
51dF | NHH. WEF Visit Upper.AWSLNE | NHH. WEF Visit Upper.AWSLNE | Non-household water audit | Customer Options | N | Ofwat Core | AWSLNE | Ml/d | 2 | Gains in Water Available For Use / Savings in Demand under the selected programme (Ml/d) input as +ve 2019-20: 0; Gains in Water Available For Use / Savings in Demand under the selected programme (Ml/d) input as +ve 2020-21: 0; Gains in Water Available For Use / Savings in Demand under the selected programme (Ml/d) input as +ve 2021-22: 0; Gains in Water Available For Use / Savings in Demand under the selected programme (Ml/d) input as +ve 2022-23: 0; Gains in Water Available For Use / Savings in Demand under the selected programme (Ml/d) input as +ve 2023-24: 0; Gains in Water Available For Use / Savings in Demand under the selected programme (Ml/d) input as +ve 2024-25: 0; Gains in Water Available For Use / Savings in Demand under the selected programme (Ml/d) input as +ve 2025-26: 0.032191; Gains in Water Available For Use / Savings in Demand under the selected programme (Ml/d) input as +ve 2026-27: 0.06167; Gains in Water Available For Use / Savings in Demand under the selected programme (Ml/d) input as +ve 2027-28: 0.088301; Gains in Water Available For Use / Savings in Demand under the selected programme (Ml/d) input as +ve 2028-29: 0.11408; Gains in Water Available For Use / Savings in Demand under the selected programme (Ml/d) input as +ve 2029-30: 0.13899; Gains in Water Available For Use / Savings in Demand under the selected programme (Ml/d) input as +ve 2030-31: 0.16388; Gains in Water Available For Use / Savings in Demand under the selected programme (Ml/d) input as +ve 2031-32: 0.18875; Gains in Water Available For Use / Savings in Demand under the selected programme (Ml/d) input as +ve 2032-33: 0.21362; Gains in Water Available For Use / Savings in Demand under the selected programme (Ml/d) input as +ve 2033-34: 0.23848; Gains in Water Available For Use / Savings in Demand under the selected programme (Ml/d) input as +ve 2034-35: 0.26334; Gains in Water Available For Use / Savings in Demand under the selected programme (Ml/d) input as +ve 2035-36: 0.28819; Gains in Water Available For Use / Savings in Demand under the selected programme (Ml/d) input as +ve 2036-37: 0.31302; Gains in Water Available For Use / Savings in Demand under the selected programme (Ml/d) input as +ve 2037-38: 0.33784; Gains in Water Available For Use / Savings in Demand under the selected programme (Ml/d) input as +ve 2038-39: 0.36265; Gains in Water Available For Use / Savings in Demand under the selected programme (Ml/d) input as +ve 2039-40: 0.38743; Gains in Water Available For Use / Savings in Demand under the selected programme (Ml/d) input as +ve 2040-41: 0.41219; Gains in Water Available For Use / Savings in Demand under the selected programme (Ml/d) input as +ve 2041-42: 0.43694; Gains in Water Available For Use / Savings in Demand under the selected programme (Ml/d) input as +ve 2042-43: 0.46167; Gains in Water Available For Use / Savings in Demand under the selected programme (Ml/d) input as +ve 2043-44: 0.48639; Gains in Water Available For Use / Savings in Demand under the selected programme (Ml/d) input as +ve 2044-45: 0.51111; Gains in Water Available For Use / Savings in Demand under the selected programme (Ml/d) input as +ve 2045-46: 0.53581; Gains in Water Available For Use / Savings in Demand under the selected programme (Ml/d) input as +ve 2046-47: 0.56051; Gains in Water Available For Use / Savings in Demand under the selected programme (Ml/d) input as +ve 2047-48: 0.58521; Gains in Water Available For Use / Savings in Demand under the selected programme (Ml/d) input as +ve 2048-49: 0.60991; Gains in Water Available For Use / Savings in Demand under the selected programme (Ml/d) input as +ve 2049-50: 0.63461
51dP | NHH. WEF Visit Upper.AWSLNE | NHH. WEF Visit Upper.AWSLNE | Non-household water audit | Customer Options | N | Preferred | AWSLNE | Ml/d | 2 | Gains in Water Available For Use / Savings in Demand under the selected programme (Ml/d) input as +ve 2019-20: 0; Gains in Water Available For Use / Savings in Demand under the selected programme (Ml/d) input as +ve 2020-21: 0; Gains in Water Available For Use / Savings in Demand under the selected programme (Ml/d) input as +ve 2021-22: 0; Gains in Water Available For Use / Savings in Demand under the selected programme (Ml/d) input as +ve 2022-23: 0; Gains in Water Available For Use / Savings in Demand under the selected programme (Ml/d) input as +ve 2023-24: 0; Gains in Water Available For Use / Savings in Demand under the selected programme (Ml/d) input as +ve 2024-25: 0; Gains in Water Available For Use / Savings in Demand under the selected programme (Ml/d) input as +ve 2025-26: 0.032191; Gains in Water Available For Use / Savings in Demand under the selected programme (Ml/d) input as +ve 2026-27: 0.06167; Gains in Water Available For Use / Savings in Demand under the selected programme (Ml/d) input as +ve 2027-28: 0.088301; Gains in Water Available For Use / Savings in Demand under the selected programme (Ml/d) input as +ve 2028-29: 0.11408; Gains in Water Available For Use / Savings in Demand under the selected programme (Ml/d) input as +ve 2029-30: 0.13899; Gains in Water Available For Use / Savings in Demand under the selected programme (Ml/d) input as +ve 2030-31: 0.16388; Gains in Water Available For Use / Savings in Demand under the selected programme (Ml/d) input as +ve 2031-32: 0.18875; Gains in Water Available For Use / Savings in Demand under the selected programme (Ml/d) input as +ve 2032-33: 0.21362; Gains in Water Available For Use / Savings in Demand under the selected programme (Ml/d) input as +ve 2033-34: 0.23848; Gains in Water Available For Use / Savings in Demand under the selected programme (Ml/d) input as +ve 2034-35: 0.26334; Gains in Water Available For Use / Savings in Demand under the selected programme (Ml/d) input as +ve 2035-36: 0.28819; Gains in Water Available For Use / Savings in Demand under the selected programme (Ml/d) input as +ve 2036-37: 0.31302; Gains in Water Available For Use / Savings in Demand under the selected programme (Ml/d) input as +ve 2037-38: 0.33784; Gains in Water Available For Use / Savings in Demand under the selected programme (Ml/d) input as +ve 2038-39: 0.36265; Gains in Water Available For Use / Savings in Demand under the selected programme (Ml/d) input as +ve 2039-40: 0.38743; Gains in Water Available For Use / Savings in Demand under the selected programme (Ml/d) input as +ve 2040-41: 0.41219; Gains in Water Available For Use / Savings in Demand under the selected programme (Ml/d) input as +ve 2041-42: 0.43694; Gains in Water Available For Use / Savings in Demand under the selected programme (Ml/d) input as +ve 2042-43: 0.46167; Gains in Water Available For Use / Savings in Demand under the selected programme (Ml/d) input as +ve 2043-44: 0.48639; Gains in Water Available For Use / Savings in Demand under the selected programme (Ml/d) input as +ve 2044-45: 0.51111; Gains in Water Available For Use / Savings in Demand under the selected programme (Ml/d) input as +ve 2045-46: 0.53581; Gains in Water Available For Use / Savings in Demand under the selected programme (Ml/d) input as +ve 2046-47: 0.56051; Gains in Water Available For Use / Savings in Demand under the selected programme (Ml/d) input as +ve 2047-48: 0.58521; Gains in Water Available For Use / Savings in Demand under the selected programme (Ml/d) input as +ve 2048-49: 0.60991; Gains in Water Available For Use / Savings in Demand under the selected programme (Ml/d) input as +ve 2049-50: 0.63461
51dF | Smart Metering.AWSLNE | Smart Metering.AWSLNE | Metering other selective | Customer Options | N | Least Cost | AWSLNE | Ml/d | 2 | Gains in Water Available For Use / Savings in Demand under the selected programme (Ml/d) input as +ve 2019-20: 0; Gains in Water Available For Use / Savings in Demand under the selected programme (Ml/d) input as +ve 2020-21: 0; Gains in Water Available For Use / Savings in Demand under the selected programme (Ml/d) input as +ve 2021-22: 0; Gains in Water Available For Use / Savings in Demand under the selected programme (Ml/d) input as +ve 2022-23: 0; Gains in Water Available For Use / Savings in Demand under the selected programme (Ml/d) input as +ve 2023-24: 0; Gains in Water Available For Use / Savings in Demand under the selected programme (Ml/d) input as +ve 2024-25: 0; Gains in Water Available For Use / Savings in Demand under the selected programme (Ml/d) input as +ve 2025-26: 0.073749; Gains in Water Available For Use / Savings in Demand under the selected programme (Ml/d) input as +ve 2026-27: 0.68609; Gains in Water Available For Use / Savings in Demand under the selected programme (Ml/d) input as +ve 2027-28: 0.79227; Gains in Water Available For Use / Savings in Demand under the selected programme (Ml/d) input as +ve 2028-29: 0.99729; Gains in Water Available For Use / Savings in Demand under the selected programme (Ml/d) input as +ve 2029-30: 1.12; Gains in Water Available For Use / Savings in Demand under the selected programme (Ml/d) input as +ve 2030-31: 1.2469; Gains in Water Available For Use / Savings in Demand under the selected programme (Ml/d) input as +ve 2031-32: 1.3777; Gains in Water Available For Use / Savings in Demand under the selected programme (Ml/d) input as +ve 2032-33: 1.4122; Gains in Water Available For Use / Savings in Demand under the selected programme (Ml/d) input as +ve 2033-34: 1.4455; Gains in Water Available For Use / Savings in Demand under the selected programme (Ml/d) input as +ve 2034-35: 1.4775; Gains in Water Available For Use / Savings in Demand under the selected programme (Ml/d) input as +ve 2035-36: 1.5079; Gains in Water Available For Use / Savings in Demand under the selected programme (Ml/d) input as +ve 2036-37: 1.5372; Gains in Water Available For Use / Savings in Demand under the selected programme (Ml/d) input as +ve 2037-38: 1.5655; Gains in Water Available For Use / Savings in Demand under the selected programme (Ml/d) input as +ve 2038-39: 1.5926; Gains in Water Available For Use / Savings in Demand under the selected programme (Ml/d) input as +ve 2039-40: 1.6191; Gains in Water Available For Use / Savings in Demand under the selected programme (Ml/d) input as +ve 2040-41: 1.6451; Gains in Water Available For Use / Savings in Demand under the selected programme (Ml/d) input as +ve 2041-42: 1.6712; Gains in Water Available For Use / Savings in Demand under the selected programme (Ml/d) input as +ve 2042-43: 1.6952; Gains in Water Available For Use / Savings in Demand under the selected programme (Ml/d) input as +ve 2043-44: 1.7184; Gains in Water Available For Use / Savings in Demand under the selected programme (Ml/d) input as +ve 2044-45: 1.7405; Gains in Water Available For Use / Savings in Demand under the selected programme (Ml/d) input as +ve 2045-46: 1.7549; Gains in Water Available For Use / Savings in Demand under the selected programme (Ml/d) input as +ve 2046-47: 1.7683; Gains in Water Available For Use / Savings in Demand under the selected programme (Ml/d) input as +ve 2047-48: 1.7813; Gains in Water Available For Use / Savings in Demand under the selected programme (Ml/d) input as +ve 2048-49: 1.7937; Gains in Water Available For Use / Savings in Demand under the selected programme (Ml/d) input as +ve 2049-50: 1.8039
51dF | Smart Metering.AWSLNE | Smart Metering.AWSLNE | Metering other selective | Customer Options | N | Ofwat Core | AWSLNE | Ml/d | 2 | Gains in Water Available For Use / Savings in Demand under the selected programme (Ml/d) input as +ve 2019-20: 0; Gains in Water Available For Use / Savings in Demand under the selected programme (Ml/d) input as +ve 2020-21: 0; Gains in Water Available For Use / Savings in Demand under the selected programme (Ml/d) input as +ve 2021-22: 0; Gains in Water Available For Use / Savings in Demand under the selected programme (Ml/d) input as +ve 2022-23: 0; Gains in Water Available For Use / Savings in Demand under the selected programme (Ml/d) input as +ve 2023-24: 0; Gains in Water Available For Use / Savings in Demand under the selected programme (Ml/d) input as +ve 2024-25: 0; Gains in Water Available For Use / Savings in Demand under the selected programme (Ml/d) input as +ve 2025-26: 0.073749; Gains in Water Available For Use / Savings in Demand under the selected programme (Ml/d) input as +ve 2026-27: 0.68609; Gains in Water Available For Use / Savings in Demand under the selected programme (Ml/d) input as +ve 2027-28: 0.79227; Gains in Water Available For Use / Savings in Demand under the selected programme (Ml/d) input as +ve 2028-29: 0.99729; Gains in Water Available For Use / Savings in Demand under the selected programme (Ml/d) input as +ve 2029-30: 1.12; Gains in Water Available For Use / Savings in Demand under the selected programme (Ml/d) input as +ve 2030-31: 1.2469; Gains in Water Available For Use / Savings in Demand under the selected programme (Ml/d) input as +ve 2031-32: 1.3777; Gains in Water Available For Use / Savings in Demand under the selected programme (Ml/d) input as +ve 2032-33: 1.4122; Gains in Water Available For Use / Savings in Demand under the selected programme (Ml/d) input as +ve 2033-34: 1.4455; Gains in Water Available For Use / Savings in Demand under the selected programme (Ml/d) input as +ve 2034-35: 1.4775; Gains in Water Available For Use / Savings in Demand under the selected programme (Ml/d) input as +ve 2035-36: 1.5079; Gains in Water Available For Use / Savings in Demand under the selected programme (Ml/d) input as +ve 2036-37: 1.5372; Gains in Water Available For Use / Savings in Demand under the selected programme (Ml/d) input as +ve 2037-38: 1.5655; Gains in Water Available For Use / Savings in Demand under the selected programme (Ml/d) input as +ve 2038-39: 1.5926; Gains in Water Available For Use / Savings in Demand under the selected programme (Ml/d) input as +ve 2039-40: 1.6191; Gains in Water Available For Use / Savings in Demand under the selected programme (Ml/d) input as +ve 2040-41: 1.6451; Gains in Water Available For Use / Savings in Demand under the selected programme (Ml/d) input as +ve 2041-42: 1.6712; Gains in Water Available For Use / Savings in Demand under the selected programme (Ml/d) input as +ve 2042-43: 1.6952; Gains in Water Available For Use / Savings in Demand under the selected programme (Ml/d) input as +ve 2043-44: 1.7184; Gains in Water Available For Use / Savings in Demand under the selected programme (Ml/d) input as +ve 2044-45: 1.7405; Gains in Water Available For Use / Savings in Demand under the selected programme (Ml/d) input as +ve 2045-46: 1.7549; Gains in Water Available For Use / Savings in Demand under the selected programme (Ml/d) input as +ve 2046-47: 1.7683; Gains in Water Available For Use / Savings in Demand under the selected programme (Ml/d) input as +ve 2047-48: 1.7813; Gains in Water Available For Use / Savings in Demand under the selected programme (Ml/d) input as +ve 2048-49: 1.7937; Gains in Water Available For Use / Savings in Demand under the selected programme (Ml/d) input as +ve 2049-50: 1.8039
51dP | Smart Metering.AWSLNE | Smart Metering.AWSLNE | Metering other selective | Customer Options | N | Preferred | AWSLNE | Ml/d | 2 | Gains in Water Available For Use / Savings in Demand under the selected programme (Ml/d) input as +ve 2019-20: 0; Gains in Water Available For Use / Savings in Demand under the selected programme (Ml/d) input as +ve 2020-21: 0; Gains in Water Available For Use / Savings in Demand under the selected programme (Ml/d) input as +ve 2021-22: 0; Gains in Water Available For Use / Savings in Demand under the selected programme (Ml/d) input as +ve 2022-23: 0; Gains in Water Available For Use / Savings in Demand under the selected programme (Ml/d) input as +ve 2023-24: 0; Gains in Water Available For Use / Savings in Demand under the selected programme (Ml/d) input as +ve 2024-25: 0; Gains in Water Available For Use / Savings in Demand under the selected programme (Ml/d) input as +ve 2025-26: 0.073749; Gains in Water Available For Use / Savings in Demand under the selected programme (Ml/d) input as +ve 2026-27: 0.68609; Gains in Water Available For Use / Savings in Demand under the selected programme (Ml/d) input as +ve 2027-28: 0.79227; Gains in Water Available For Use / Savings in Demand under the selected programme (Ml/d) input as +ve 2028-29: 0.99729; Gains in Water Available For Use / Savings in Demand under the selected programme (Ml/d) input as +ve 2029-30: 1.12; Gains in Water Available For Use / Savings in Demand under the selected programme (Ml/d) input as +ve 2030-31: 1.2469; Gains in Water Available For Use / Savings in Demand under the selected programme (Ml/d) input as +ve 2031-32: 1.3777; Gains in Water Available For Use / Savings in Demand under the selected programme (Ml/d) input as +ve 2032-33: 1.4122; Gains in Water Available For Use / Savings in Demand under the selected programme (Ml/d) input as +ve 2033-34: 1.4455; Gains in Water Available For Use / Savings in Demand under the selected programme (Ml/d) input as +ve 2034-35: 1.4775; Gains in Water Available For Use / Savings in Demand under the selected programme (Ml/d) input as +ve 2035-36: 1.5079; Gains in Water Available For Use / Savings in Demand under the selected programme (Ml/d) input as +ve 2036-37: 1.5372; Gains in Water Available For Use / Savings in Demand under the selected programme (Ml/d) input as +ve 2037-38: 1.5655; Gains in Water Available For Use / Savings in Demand under the selected programme (Ml/d) input as +ve 2038-39: 1.5926; Gains in Water Available For Use / Savings in Demand under the selected programme (Ml/d) input as +ve 2039-40: 1.6191; Gains in Water Available For Use / Savings in Demand under the selected programme (Ml/d) input as +ve 2040-41: 1.6451; Gains in Water Available For Use / Savings in Demand under the selected programme (Ml/d) input as +ve 2041-42: 1.6712; Gains in Water Available For Use / Savings in Demand under the selected programme (Ml/d) input as +ve 2042-43: 1.6952; Gains in Water Available For Use / Savings in Demand under the selected programme (Ml/d) input as +ve 2043-44: 1.7184; Gains in Water Available For Use / Savings in Demand under the selected programme (Ml/d) input as +ve 2044-45: 1.7405; Gains in Water Available For Use / Savings in Demand under the selected programme (Ml/d) input as +ve 2045-46: 1.7549; Gains in Water Available For Use / Savings in Demand under the selected programme (Ml/d) input as +ve 2046-47: 1.7683; Gains in Water Available For Use / Savings in Demand under the selected programme (Ml/d) input as +ve 2047-48: 1.7813; Gains in Water Available For Use / Savings in Demand under the selected programme (Ml/d) input as +ve 2048-49: 1.7937; Gains in Water Available For Use / Savings in Demand under the selected programme (Ml/d) input as +ve 2049-50: 1.8039
51dF | USPL_HH_MET.AWSLNE | USPL_HH_MET.AWSLNE | Supply pipe repairs / replacement | Customer Options | N | Least Cost | AWSLNE | Ml/d | 2 | Gains in Water Available For Use / Savings in Demand under the selected programme (Ml/d) input as +ve 2019-20: 0; Gains in Water Available For Use / Savings in Demand under the selected programme (Ml/d) input as +ve 2020-21: 0; Gains in Water Available For Use / Savings in Demand under the selected programme (Ml/d) input as +ve 2021-22: 0; Gains in Water Available For Use / Savings in Demand under the selected programme (Ml/d) input as +ve 2022-23: 0; Gains in Water Available For Use / Savings in Demand under the selected programme (Ml/d) input as +ve 2023-24: 0; Gains in Water Available For Use / Savings in Demand under the selected programme (Ml/d) input as +ve 2024-25: 0; Gains in Water Available For Use / Savings in Demand under the selected programme (Ml/d) input as +ve 2025-26: 0.016553; Gains in Water Available For Use / Savings in Demand under the selected programme (Ml/d) input as +ve 2026-27: 0.1804; Gains in Water Available For Use / Savings in Demand under the selected programme (Ml/d) input as +ve 2027-28: 0.22473; Gains in Water Available For Use / Savings in Demand under the selected programme (Ml/d) input as +ve 2028-29: 0.29159; Gains in Water Available For Use / Savings in Demand under the selected programme (Ml/d) input as +ve 2029-30: 0.34347; Gains in Water Available For Use / Savings in Demand under the selected programme (Ml/d) input as +ve 2030-31: 0.39719; Gains in Water Available For Use / Savings in Demand under the selected programme (Ml/d) input as +ve 2031-32: 0.45275; Gains in Water Available For Use / Savings in Demand under the selected programme (Ml/d) input as +ve 2032-33: 0.46339; Gains in Water Available For Use / Savings in Demand under the selected programme (Ml/d) input as +ve 2033-34: 0.47359; Gains in Water Available For Use / Savings in Demand under the selected programme (Ml/d) input as +ve 2034-35: 0.48343; Gains in Water Available For Use / Savings in Demand under the selected programme (Ml/d) input as +ve 2035-36: 0.49278; Gains in Water Available For Use / Savings in Demand under the selected programme (Ml/d) input as +ve 2036-37: 0.50179; Gains in Water Available For Use / Savings in Demand under the selected programme (Ml/d) input as +ve 2037-38: 0.51046; Gains in Water Available For Use / Savings in Demand under the selected programme (Ml/d) input as +ve 2038-39: 0.51881; Gains in Water Available For Use / Savings in Demand under the selected programme (Ml/d) input as +ve 2039-40: 0.52682; Gains in Water Available For Use / Savings in Demand under the selected programme (Ml/d) input as +ve 2040-41: 0.5347; Gains in Water Available For Use / Savings in Demand under the selected programme (Ml/d) input as +ve 2041-42: 0.54225; Gains in Water Available For Use / Savings in Demand under the selected programme (Ml/d) input as +ve 2042-43: 0.54948; Gains in Water Available For Use / Savings in Demand under the selected programme (Ml/d) input as +ve 2043-44: 0.55641; Gains in Water Available For Use / Savings in Demand under the selected programme (Ml/d) input as +ve 2044-45: 0.56303; Gains in Water Available For Use / Savings in Demand under the selected programme (Ml/d) input as +ve 2045-46: 0.56807; Gains in Water Available For Use / Savings in Demand under the selected programme (Ml/d) input as +ve 2046-47: 0.57286; Gains in Water Available For Use / Savings in Demand under the selected programme (Ml/d) input as +ve 2047-48: 0.57739; Gains in Water Available For Use / Savings in Demand under the selected programme (Ml/d) input as +ve 2048-49: 0.58165; Gains in Water Available For Use / Savings in Demand under the selected programme (Ml/d) input as +ve 2049-50: 0.58536
51dF | USPL_HH_MET.AWSLNE | USPL_HH_MET.AWSLNE | Supply pipe repairs / replacement | Customer Options | N | Ofwat Core | AWSLNE | Ml/d | 2 | Gains in Water Available For Use / Savings in Demand under the selected programme (Ml/d) input as +ve 2019-20: 0; Gains in Water Available For Use / Savings in Demand under the selected programme (Ml/d) input as +ve 2020-21: 0; Gains in Water Available For Use / Savings in Demand under the selected programme (Ml/d) input as +ve 2021-22: 0; Gains in Water Available For Use / Savings in Demand under the selected programme (Ml/d) input as +ve 2022-23: 0; Gains in Water Available For Use / Savings in Demand under the selected programme (Ml/d) input as +ve 2023-24: 0; Gains in Water Available For Use / Savings in Demand under the selected programme (Ml/d) input as +ve 2024-25: 0; Gains in Water Available For Use / Savings in Demand under the selected programme (Ml/d) input as +ve 2025-26: 0.016553; Gains in Water Available For Use / Savings in Demand under the selected programme (Ml/d) input as +ve 2026-27: 0.1804; Gains in Water Available For Use / Savings in Demand under the selected programme (Ml/d) input as +ve 2027-28: 0.22473; Gains in Water Available For Use / Savings in Demand under the selected programme (Ml/d) input as +ve 2028-29: 0.29159; Gains in Water Available For Use / Savings in Demand under the selected programme (Ml/d) input as +ve 2029-30: 0.34347; Gains in Water Available For Use / Savings in Demand under the selected programme (Ml/d) input as +ve 2030-31: 0.39719; Gains in Water Available For Use / Savings in Demand under the selected programme (Ml/d) input as +ve 2031-32: 0.45275; Gains in Water Available For Use / Savings in Demand under the selected programme (Ml/d) input as +ve 2032-33: 0.46339; Gains in Water Available For Use / Savings in Demand under the selected programme (Ml/d) input as +ve 2033-34: 0.47359; Gains in Water Available For Use / Savings in Demand under the selected programme (Ml/d) input as +ve 2034-35: 0.48343; Gains in Water Available For Use / Savings in Demand under the selected programme (Ml/d) input as +ve 2035-36: 0.49278; Gains in Water Available For Use / Savings in Demand under the selected programme (Ml/d) input as +ve 2036-37: 0.50179; Gains in Water Available For Use / Savings in Demand under the selected programme (Ml/d) input as +ve 2037-38: 0.51046; Gains in Water Available For Use / Savings in Demand under the selected programme (Ml/d) input as +ve 2038-39: 0.51881; Gains in Water Available For Use / Savings in Demand under the selected programme (Ml/d) input as +ve 2039-40: 0.52682; Gains in Water Available For Use / Savings in Demand under the selected programme (Ml/d) input as +ve 2040-41: 0.5347; Gains in Water Available For Use / Savings in Demand under the selected programme (Ml/d) input as +ve 2041-42: 0.54225; Gains in Water Available For Use / Savings in Demand under the selected programme (Ml/d) input as +ve 2042-43: 0.54948; Gains in Water Available For Use / Savings in Demand under the selected programme (Ml/d) input as +ve 2043-44: 0.55641; Gains in Water Available For Use / Savings in Demand under the selected programme (Ml/d) input as +ve 2044-45: 0.56303; Gains in Water Available For Use / Savings in Demand under the selected programme (Ml/d) input as +ve 2045-46: 0.56807; Gains in Water Available For Use / Savings in Demand under the selected programme (Ml/d) input as +ve 2046-47: 0.57286; Gains in Water Available For Use / Savings in Demand under the selected programme (Ml/d) input as +ve 2047-48: 0.57739; Gains in Water Available For Use / Savings in Demand under the selected programme (Ml/d) input as +ve 2048-49: 0.58165; Gains in Water Available For Use / Savings in Demand under the selected programme (Ml/d) input as +ve 2049-50: 0.58536
51dP | USPL_HH_MET.AWSLNE | USPL_HH_MET.AWSLNE | Supply pipe repairs / replacement | Customer Options | N | Preferred | AWSLNE | Ml/d | 2 | Gains in Water Available For Use / Savings in Demand under the selected programme (Ml/d) input as +ve 2019-20: 0; Gains in Water Available For Use / Savings in Demand under the selected programme (Ml/d) input as +ve 2020-21: 0; Gains in Water Available For Use / Savings in Demand under the selected programme (Ml/d) input as +ve 2021-22: 0; Gains in Water Available For Use / Savings in Demand under the selected programme (Ml/d) input as +ve 2022-23: 0; Gains in Water Available For Use / Savings in Demand under the selected programme (Ml/d) input as +ve 2023-24: 0; Gains in Water Available For Use / Savings in Demand under the selected programme (Ml/d) input as +ve 2024-25: 0; Gains in Water Available For Use / Savings in Demand under the selected programme (Ml/d) input as +ve 2025-26: 0.016553; Gains in Water Available For Use / Savings in Demand under the selected programme (Ml/d) input as +ve 2026-27: 0.1804; Gains in Water Available For Use / Savings in Demand under the selected programme (Ml/d) input as +ve 2027-28: 0.22473; Gains in Water Available For Use / Savings in Demand under the selected programme (Ml/d) input as +ve 2028-29: 0.29159; Gains in Water Available For Use / Savings in Demand under the selected programme (Ml/d) input as +ve 2029-30: 0.34347; Gains in Water Available For Use / Savings in Demand under the selected programme (Ml/d) input as +ve 2030-31: 0.39719; Gains in Water Available For Use / Savings in Demand under the selected programme (Ml/d) input as +ve 2031-32: 0.45275; Gains in Water Available For Use / Savings in Demand under the selected programme (Ml/d) input as +ve 2032-33: 0.46339; Gains in Water Available For Use / Savings in Demand under the selected programme (Ml/d) input as +ve 2033-34: 0.47359; Gains in Water Available For Use / Savings in Demand under the selected programme (Ml/d) input as +ve 2034-35: 0.48343; Gains in Water Available For Use / Savings in Demand under the selected programme (Ml/d) input as +ve 2035-36: 0.49278; Gains in Water Available For Use / Savings in Demand under the selected programme (Ml/d) input as +ve 2036-37: 0.50179; Gains in Water Available For Use / Savings in Demand under the selected programme (Ml/d) input as +ve 2037-38: 0.51046; Gains in Water Available For Use / Savings in Demand under the selected programme (Ml/d) input as +ve 2038-39: 0.51881; Gains in Water Available For Use / Savings in Demand under the selected programme (Ml/d) input as +ve 2039-40: 0.52682; Gains in Water Available For Use / Savings in Demand under the selected programme (Ml/d) input as +ve 2040-41: 0.5347; Gains in Water Available For Use / Savings in Demand under the selected programme (Ml/d) input as +ve 2041-42: 0.54225; Gains in Water Available For Use / Savings in Demand under the selected programme (Ml/d) input as +ve 2042-43: 0.54948; Gains in Water Available For Use / Savings in Demand under the selected programme (Ml/d) input as +ve 2043-44: 0.55641; Gains in Water Available For Use / Savings in Demand under the selected programme (Ml/d) input as +ve 2044-45: 0.56303; Gains in Water Available For Use / Savings in Demand under the selected programme (Ml/d) input as +ve 2045-46: 0.56807; Gains in Water Available For Use / Savings in Demand under the selected programme (Ml/d) input as +ve 2046-47: 0.57286; Gains in Water Available For Use / Savings in Demand under the selected programme (Ml/d) input as +ve 2047-48: 0.57739; Gains in Water Available For Use / Savings in Demand under the selected programme (Ml/d) input as +ve 2048-49: 0.58165; Gains in Water Available For Use / Savings in Demand under the selected programme (Ml/d) input as +ve 2049-50: 0.58536
51dF | USPL_ShSupplies.AWSLNE | USPL_ShSupplies.AWSLNE | Supply pipe repairs / replacement | Customer Options | N | Least Cost | AWSLNE | Ml/d | 2 | Gains in Water Available For Use / Savings in Demand under the selected programme (Ml/d) input as +ve 2019-20: 0; Gains in Water Available For Use / Savings in Demand under the selected programme (Ml/d) input as +ve 2020-21: 0; Gains in Water Available For Use / Savings in Demand under the selected programme (Ml/d) input as +ve 2021-22: 0; Gains in Water Available For Use / Savings in Demand under the selected programme (Ml/d) input as +ve 2022-23: 0; Gains in Water Available For Use / Savings in Demand under the selected programme (Ml/d) input as +ve 2023-24: 0; Gains in Water Available For Use / Savings in Demand under the selected programme (Ml/d) input as +ve 2024-25: 0; Gains in Water Available For Use / Savings in Demand under the selected programme (Ml/d) input as +ve 2025-26: 0.1703; Gains in Water Available For Use / Savings in Demand under the selected programme (Ml/d) input as +ve 2026-27: 0.60604; Gains in Water Available For Use / Savings in Demand under the selected programme (Ml/d) input as +ve 2027-28: 0.60604; Gains in Water Available For Use / Savings in Demand under the selected programme (Ml/d) input as +ve 2028-29: 0.60604; Gains in Water Available For Use / Savings in Demand under the selected programme (Ml/d) input as +ve 2029-30: 0.61784; Gains in Water Available For Use / Savings in Demand under the selected programme (Ml/d) input as +ve 2030-31: 0.61784; Gains in Water Available For Use / Savings in Demand under the selected programme (Ml/d) input as +ve 2031-32: 0.61784; Gains in Water Available For Use / Savings in Demand under the selected programme (Ml/d) input as +ve 2032-33: 0.61784; Gains in Water Available For Use / Savings in Demand under the selected programme (Ml/d) input as +ve 2033-34: 0.61784; Gains in Water Available For Use / Savings in Demand under the selected programme (Ml/d) input as +ve 2034-35: 0.61784; Gains in Water Available For Use / Savings in Demand under the selected programme (Ml/d) input as +ve 2035-36: 0.61784; Gains in Water Available For Use / Savings in Demand under the selected programme (Ml/d) input as +ve 2036-37: 0.61784; Gains in Water Available For Use / Savings in Demand under the selected programme (Ml/d) input as +ve 2037-38: 0.61784; Gains in Water Available For Use / Savings in Demand under the selected programme (Ml/d) input as +ve 2038-39: 0.61784; Gains in Water Available For Use / Savings in Demand under the selected programme (Ml/d) input as +ve 2039-40: 0.61784; Gains in Water Available For Use / Savings in Demand under the selected programme (Ml/d) input as +ve 2040-41: 0.61784; Gains in Water Available For Use / Savings in Demand under the selected programme (Ml/d) input as +ve 2041-42: 0.61784; Gains in Water Available For Use / Savings in Demand under the selected programme (Ml/d) input as +ve 2042-43: 0.61784; Gains in Water Available For Use / Savings in Demand under the selected programme (Ml/d) input as +ve 2043-44: 0.61784; Gains in Water Available For Use / Savings in Demand under the selected programme (Ml/d) input as +ve 2044-45: 0.61784; Gains in Water Available For Use / Savings in Demand under the selected programme (Ml/d) input as +ve 2045-46: 0.61784; Gains in Water Available For Use / Savings in Demand under the selected programme (Ml/d) input as +ve 2046-47: 0.61784; Gains in Water Available For Use / Savings in Demand under the selected programme (Ml/d) input as +ve 2047-48: 0.61784; Gains in Water Available For Use / Savings in Demand under the selected programme (Ml/d) input as +ve 2048-49: 0.61784; Gains in Water Available For Use / Savings in Demand under the selected programme (Ml/d) input as +ve 2049-50: 0.61784
51dF | USPL_ShSupplies.AWSLNE | USPL_ShSupplies.AWSLNE | Supply pipe repairs / replacement | Customer Options | N | Ofwat Core | AWSLNE | Ml/d | 2 | Gains in Water Available For Use / Savings in Demand under the selected programme (Ml/d) input as +ve 2019-20: 0; Gains in Water Available For Use / Savings in Demand under the selected programme (Ml/d) input as +ve 2020-21: 0; Gains in Water Available For Use / Savings in Demand under the selected programme (Ml/d) input as +ve 2021-22: 0; Gains in Water Available For Use / Savings in Demand under the selected programme (Ml/d) input as +ve 2022-23: 0; Gains in Water Available For Use / Savings in Demand under the selected programme (Ml/d) input as +ve 2023-24: 0; Gains in Water Available For Use / Savings in Demand under the selected programme (Ml/d) input as +ve 2024-25: 0; Gains in Water Available For Use / Savings in Demand under the selected programme (Ml/d) input as +ve 2025-26: 0.1703; Gains in Water Available For Use / Savings in Demand under the selected programme (Ml/d) input as +ve 2026-27: 0.60604; Gains in Water Available For Use / Savings in Demand under the selected programme (Ml/d) input as +ve 2027-28: 0.60604; Gains in Water Available For Use / Savings in Demand under the selected programme (Ml/d) input as +ve 2028-29: 0.60604; Gains in Water Available For Use / Savings in Demand under the selected programme (Ml/d) input as +ve 2029-30: 0.61784; Gains in Water Available For Use / Savings in Demand under the selected programme (Ml/d) input as +ve 2030-31: 0.61784; Gains in Water Available For Use / Savings in Demand under the selected programme (Ml/d) input as +ve 2031-32: 0.61784; Gains in Water Available For Use / Savings in Demand under the selected programme (Ml/d) input as +ve 2032-33: 0.61784; Gains in Water Available For Use / Savings in Demand under the selected programme (Ml/d) input as +ve 2033-34: 0.61784; Gains in Water Available For Use / Savings in Demand under the selected programme (Ml/d) input as +ve 2034-35: 0.61784; Gains in Water Available For Use / Savings in Demand under the selected programme (Ml/d) input as +ve 2035-36: 0.61784; Gains in Water Available For Use / Savings in Demand under the selected programme (Ml/d) input as +ve 2036-37: 0.61784; Gains in Water Available For Use / Savings in Demand under the selected programme (Ml/d) input as +ve 2037-38: 0.61784; Gains in Water Available For Use / Savings in Demand under the selected programme (Ml/d) input as +ve 2038-39: 0.61784; Gains in Water Available For Use / Savings in Demand under the selected programme (Ml/d) input as +ve 2039-40: 0.61784; Gains in Water Available For Use / Savings in Demand under the selected programme (Ml/d) input as +ve 2040-41: 0.61784; Gains in Water Available For Use / Savings in Demand under the selected programme (Ml/d) input as +ve 2041-42: 0.61784; Gains in Water Available For Use / Savings in Demand under the selected programme (Ml/d) input as +ve 2042-43: 0.61784; Gains in Water Available For Use / Savings in Demand under the selected programme (Ml/d) input as +ve 2043-44: 0.61784; Gains in Water Available For Use / Savings in Demand under the selected programme (Ml/d) input as +ve 2044-45: 0.61784; Gains in Water Available For Use / Savings in Demand under the selected programme (Ml/d) input as +ve 2045-46: 0.61784; Gains in Water Available For Use / Savings in Demand under the selected programme (Ml/d) input as +ve 2046-47: 0.61784; Gains in Water Available For Use / Savings in Demand under the selected programme (Ml/d) input as +ve 2047-48: 0.61784; Gains in Water Available For Use / Savings in Demand under the selected programme (Ml/d) input as +ve 2048-49: 0.61784; Gains in Water Available For Use / Savings in Demand under the selected programme (Ml/d) input as +ve 2049-50: 0.61784
51dP | USPL_ShSupplies.AWSLNE | USPL_ShSupplies.AWSLNE | Supply pipe repairs / replacement | Customer Options | N | Preferred | AWSLNE | Ml/d | 2 | Gains in Water Available For Use / Savings in Demand under the selected programme (Ml/d) input as +ve 2019-20: 0; Gains in Water Available For Use / Savings in Demand under the selected programme (Ml/d) input as +ve 2020-21: 0; Gains in Water Available For Use / Savings in Demand under the selected programme (Ml/d) input as +ve 2021-22: 0; Gains in Water Available For Use / Savings in Demand under the selected programme (Ml/d) input as +ve 2022-23: 0; Gains in Water Available For Use / Savings in Demand under the selected programme (Ml/d) input as +ve 2023-24: 0; Gains in Water Available For Use / Savings in Demand under the selected programme (Ml/d) input as +ve 2024-25: 0; Gains in Water Available For Use / Savings in Demand under the selected programme (Ml/d) input as +ve 2025-26: 0.1703; Gains in Water Available For Use / Savings in Demand under the selected programme (Ml/d) input as +ve 2026-27: 0.60604; Gains in Water Available For Use / Savings in Demand under the selected programme (Ml/d) input as +ve 2027-28: 0.60604; Gains in Water Available For Use / Savings in Demand under the selected programme (Ml/d) input as +ve 2028-29: 0.60604; Gains in Water Available For Use / Savings in Demand under the selected programme (Ml/d) input as +ve 2029-30: 0.61784; Gains in Water Available For Use / Savings in Demand under the selected programme (Ml/d) input as +ve 2030-31: 0.61784; Gains in Water Available For Use / Savings in Demand under the selected programme (Ml/d) input as +ve 2031-32: 0.61784; Gains in Water Available For Use / Savings in Demand under the selected programme (Ml/d) input as +ve 2032-33: 0.61784; Gains in Water Available For Use / Savings in Demand under the selected programme (Ml/d) input as +ve 2033-34: 0.61784; Gains in Water Available For Use / Savings in Demand under the selected programme (Ml/d) input as +ve 2034-35: 0.61784; Gains in Water Available For Use / Savings in Demand under the selected programme (Ml/d) input as +ve 2035-36: 0.61784; Gains in Water Available For Use / Savings in Demand under the selected programme (Ml/d) input as +ve 2036-37: 0.61784; Gains in Water Available For Use / Savings in Demand under the selected programme (Ml/d) input as +ve 2037-38: 0.61784; Gains in Water Available For Use / Savings in Demand under the selected programme (Ml/d) input as +ve 2038-39: 0.61784; Gains in Water Available For Use / Savings in Demand under the selected programme (Ml/d) input as +ve 2039-40: 0.61784; Gains in Water Available For Use / Savings in Demand under the selected programme (Ml/d) input as +ve 2040-41: 0.61784; Gains in Water Available For Use / Savings in Demand under the selected programme (Ml/d) input as +ve 2041-42: 0.61784; Gains in Water Available For Use / Savings in Demand under the selected programme (Ml/d) input as +ve 2042-43: 0.61784; Gains in Water Available For Use / Savings in Demand under the selected programme (Ml/d) input as +ve 2043-44: 0.61784; Gains in Water Available For Use / Savings in Demand under the selected programme (Ml/d) input as +ve 2044-45: 0.61784; Gains in Water Available For Use / Savings in Demand under the selected programme (Ml/d) input as +ve 2045-46: 0.61784; Gains in Water Available For Use / Savings in Demand under the selected programme (Ml/d) input as +ve 2046-47: 0.61784; Gains in Water Available For Use / Savings in Demand under the selected programme (Ml/d) input as +ve 2047-48: 0.61784; Gains in Water Available For Use / Savings in Demand under the selected programme (Ml/d) input as +ve 2048-49: 0.61784; Gains in Water Available For Use / Savings in Demand under the selected programme (Ml/d) input as +ve 2049-50: 0.61784
52aA | Adjustment for Licence cap scenario 8 | LC06 | Other changes to DO | Resource Options | N | Ofwat Core | AWSLNE | Ml/d | 2 | Gains in Water Available For Use / Savings in Demand under the selected programme (Ml/d) input as +ve 2025-26: 11.5; Gains in Water Available For Use / Savings in Demand under the selected programme (Ml/d) input as +ve 2026-27: 11.5; Gains in Water Available For Use / Savings in Demand under the selected programme (Ml/d) input as +ve 2027-28: 11.5; Gains in Water Available For Use / Savings in Demand under the selected programme (Ml/d) input as +ve 2028-29: 11.5; Gains in Water Available For Use / Savings in Demand under the selected programme (Ml/d) input as +ve 2029-30: 11.5; Gains in Water Available For Use / Savings in Demand under the selected programme (Ml/d) input as +ve 2030-31: 21.85; Gains in Water Available For Use / Savings in Demand under the selected programme (Ml/d) input as +ve 2031-32: 21.85; Gains in Water Available For Use / Savings in Demand under the selected programme (Ml/d) input as +ve 2032-33: 21.85; Gains in Water Available For Use / Savings in Demand under the selected programme (Ml/d) input as +ve 2033-34: 21.85; Gains in Water Available For Use / Savings in Demand under the selected programme (Ml/d) input as +ve 2034-35: 21.85; Gains in Water Available For Use / Savings in Demand under the selected programme (Ml/d) input as +ve 2035-36: 21.85; Gains in Water Available For Use / Savings in Demand under the selected programme (Ml/d) input as +ve 2036-37: 0; Gains in Water Available For Use / Savings in Demand under the selected programme (Ml/d) input as +ve 2037-38: 0; Gains in Water Available For Use / Savings in Demand under the selected programme (Ml/d) input as +ve 2038-39: 0; Gains in Water Available For Use / Savings in Demand under the selected programme (Ml/d) input as +ve 2039-40: 0; Gains in Water Available For Use / Savings in Demand under the selected programme (Ml/d) input as +ve 2040-41: 0; Gains in Water Available For Use / Savings in Demand under the selected programme (Ml/d) input as +ve 2041-42: 0; Gains in Water Available For Use / Savings in Demand under the selected programme (Ml/d) input as +ve 2042-43: 0; Gains in Water Available For Use / Savings in Demand under the selected programme (Ml/d) input as +ve 2043-44: 0; Gains in Water Available For Use / Savings in Demand under the selected programme (Ml/d) input as +ve 2044-45: 0; Gains in Water Available For Use / Savings in Demand under the selected programme (Ml/d) input as +ve 2045-46: 0; Gains in Water Available For Use / Savings in Demand under the selected programme (Ml/d) input as +ve 2046-47: 0; Gains in Water Available For Use / Savings in Demand under the selected programme (Ml/d) input as +ve 2047-48: 0; Gains in Water Available For Use / Savings in Demand under the selected programme (Ml/d) input as +ve 2048-49: 0; Gains in Water Available For Use / Savings in Demand under the selected programme (Ml/d) input as +ve 2049-50: 0
52aA | Lincolnshire East Groundwater enhancement | LNE11 | Groundwater enhancement | Resource Options | N | Ofwat Core | AWSLNE | Ml/d | 2 | Gains in Water Available For Use / Savings in Demand under the selected programme (Ml/d) input as +ve 2025-26: 0; Gains in Water Available For Use / Savings in Demand under the selected programme (Ml/d) input as +ve 2026-27: 0; Gains in Water Available For Use / Savings in Demand under the selected programme (Ml/d) input as +ve 2027-28: 0; Gains in Water Available For Use / Savings in Demand under the selected programme (Ml/d) input as +ve 2028-29: 0; Gains in Water Available For Use / Savings in Demand under the selected programme (Ml/d) input as +ve 2029-30: 0; Gains in Water Available For Use / Savings in Demand under the selected programme (Ml/d) input as +ve 2030-31: 7.5; Gains in Water Available For Use / Savings in Demand under the selected programme (Ml/d) input as +ve 2031-32: 7.5; Gains in Water Available For Use / Savings in Demand under the selected programme (Ml/d) input as +ve 2032-33: 7.5; Gains in Water Available For Use / Savings in Demand under the selected programme (Ml/d) input as +ve 2033-34: 7.5; Gains in Water Available For Use / Savings in Demand under the selected programme (Ml/d) input as +ve 2034-35: 7.5; Gains in Water Available For Use / Savings in Demand under the selected programme (Ml/d) input as +ve 2035-36: 7.5; Gains in Water Available For Use / Savings in Demand under the selected programme (Ml/d) input as +ve 2036-37: 7.5; Gains in Water Available For Use / Savings in Demand under the selected programme (Ml/d) input as +ve 2037-38: 7.5; Gains in Water Available For Use / Savings in Demand under the selected programme (Ml/d) input as +ve 2038-39: 7.5; Gains in Water Available For Use / Savings in Demand under the selected programme (Ml/d) input as +ve 2039-40: 7.5; Gains in Water Available For Use / Savings in Demand under the selected programme (Ml/d) input as +ve 2040-41: 7.5; Gains in Water Available For Use / Savings in Demand under the selected programme (Ml/d) input as +ve 2041-42: 7.5; Gains in Water Available For Use / Savings in Demand under the selected programme (Ml/d) input as +ve 2042-43: 7.5; Gains in Water Available For Use / Savings in Demand under the selected programme (Ml/d) input as +ve 2043-44: 7.5; Gains in Water Available For Use / Savings in Demand under the selected programme (Ml/d) input as +ve 2044-45: 7.5; Gains in Water Available For Use / Savings in Demand under the selected programme (Ml/d) input as +ve 2045-46: 7.5; Gains in Water Available For Use / Savings in Demand under the selected programme (Ml/d) input as +ve 2046-47: 7.5; Gains in Water Available For Use / Savings in Demand under the selected programme (Ml/d) input as +ve 2047-48: 7.5; Gains in Water Available For Use / Savings in Demand under the selected programme (Ml/d) input as +ve 2048-49: 7.5; Gains in Water Available For Use / Savings in Demand under the selected programme (Ml/d) input as +ve 2049-50: 7.5
52aA | Lincolnshire East Surface Water enhancement | LNE12 | Surface water enhancement | Resource Options | N | Ofwat Core | AWSLNE | Ml/d | 2 | Gains in Water Available For Use / Savings in Demand under the selected programme (Ml/d) input as +ve 2025-26: 0; Gains in Water Available For Use / Savings in Demand under the selected programme (Ml/d) input as +ve 2026-27: 0; Gains in Water Available For Use / Savings in Demand under the selected programme (Ml/d) input as +ve 2027-28: 0; Gains in Water Available For Use / Savings in Demand under the selected programme (Ml/d) input as +ve 2028-29: 0; Gains in Water Available For Use / Savings in Demand under the selected programme (Ml/d) input as +ve 2029-30: 0; Gains in Water Available For Use / Savings in Demand under the selected programme (Ml/d) input as +ve 2030-31: 13; Gains in Water Available For Use / Savings in Demand under the selected programme (Ml/d) input as +ve 2031-32: 13; Gains in Water Available For Use / Savings in Demand under the selected programme (Ml/d) input as +ve 2032-33: 13; Gains in Water Available For Use / Savings in Demand under the selected programme (Ml/d) input as +ve 2033-34: 13; Gains in Water Available For Use / Savings in Demand under the selected programme (Ml/d) input as +ve 2034-35: 13; Gains in Water Available For Use / Savings in Demand under the selected programme (Ml/d) input as +ve 2035-36: 13; Gains in Water Available For Use / Savings in Demand under the selected programme (Ml/d) input as +ve 2036-37: 13; Gains in Water Available For Use / Savings in Demand under the selected programme (Ml/d) input as +ve 2037-38: 13; Gains in Water Available For Use / Savings in Demand under the selected programme (Ml/d) input as +ve 2038-39: 13; Gains in Water Available For Use / Savings in Demand under the selected programme (Ml/d) input as +ve 2039-40: 7.3; Gains in Water Available For Use / Savings in Demand under the selected programme (Ml/d) input as +ve 2040-41: 7.3; Gains in Water Available For Use / Savings in Demand under the selected programme (Ml/d) input as +ve 2041-42: 7.3; Gains in Water Available For Use / Savings in Demand under the selected programme (Ml/d) input as +ve 2042-43: 7.3; Gains in Water Available For Use / Savings in Demand under the selected programme (Ml/d) input as +ve 2043-44: 7.3; Gains in Water Available For Use / Savings in Demand under the selected programme (Ml/d) input as +ve 2044-45: 7.3; Gains in Water Available For Use / Savings in Demand under the selected programme (Ml/d) input as +ve 2045-46: 7.3; Gains in Water Available For Use / Savings in Demand under the selected programme (Ml/d) input as +ve 2046-47: 7.3; Gains in Water Available For Use / Savings in Demand under the selected programme (Ml/d) input as +ve 2047-48: 7.3; Gains in Water Available For Use / Savings in Demand under the selected programme (Ml/d) input as +ve 2048-49: 7.3; Gains in Water Available For Use / Savings in Demand under the selected programme (Ml/d) input as +ve 2049-50: 7.3
52aA | Mablethorpe desalination Seawater (50 Ml/d) | LNE6 | Desalination | Resource Options | N | Alternative | AWSLNE | Ml/d | 2 | Gains in Water Available For Use / Savings in Demand under the selected programme (Ml/d) input as +ve 2025-26: 0; Gains in Water Available For Use / Savings in Demand under the selected programme (Ml/d) input as +ve 2026-27: 0; Gains in Water Available For Use / Savings in Demand under the selected programme (Ml/d) input as +ve 2027-28: 0; Gains in Water Available For Use / Savings in Demand under the selected programme (Ml/d) input as +ve 2028-29: 0; Gains in Water Available For Use / Savings in Demand under the selected programme (Ml/d) input as +ve 2029-30: 0; Gains in Water Available For Use / Savings in Demand under the selected programme (Ml/d) input as +ve 2030-31: 0; Gains in Water Available For Use / Savings in Demand under the selected programme (Ml/d) input as +ve 2031-32: 0; Gains in Water Available For Use / Savings in Demand under the selected programme (Ml/d) input as +ve 2032-33: 0; Gains in Water Available For Use / Savings in Demand under the selected programme (Ml/d) input as +ve 2033-34: 0; Gains in Water Available For Use / Savings in Demand under the selected programme (Ml/d) input as +ve 2034-35: 0; Gains in Water Available For Use / Savings in Demand under the selected programme (Ml/d) input as +ve 2035-36: 0; Gains in Water Available For Use / Savings in Demand under the selected programme (Ml/d) input as +ve 2036-37: 0; Gains in Water Available For Use / Savings in Demand under the selected programme (Ml/d) input as +ve 2037-38: 0; Gains in Water Available For Use / Savings in Demand under the selected programme (Ml/d) input as +ve 2038-39: 0; Gains in Water Available For Use / Savings in Demand under the selected programme (Ml/d) input as +ve 2039-40: 0; Gains in Water Available For Use / Savings in Demand under the selected programme (Ml/d) input as +ve 2040-41: 50; Gains in Water Available For Use / Savings in Demand under the selected programme (Ml/d) input as +ve 2041-42: 50; Gains in Water Available For Use / Savings in Demand under the selected programme (Ml/d) input as +ve 2042-43: 50; Gains in Water Available For Use / Savings in Demand under the selected programme (Ml/d) input as +ve 2043-44: 50; Gains in Water Available For Use / Savings in Demand under the selected programme (Ml/d) input as +ve 2044-45: 50; Gains in Water Available For Use / Savings in Demand under the selected programme (Ml/d) input as +ve 2045-46: 50; Gains in Water Available For Use / Savings in Demand under the selected programme (Ml/d) input as +ve 2046-47: 50; Gains in Water Available For Use / Savings in Demand under the selected programme (Ml/d) input as +ve 2047-48: 50; Gains in Water Available For Use / Savings in Demand under the selected programme (Ml/d) input as +ve 2048-49: 50; Gains in Water Available For Use / Savings in Demand under the selected programme (Ml/d) input as +ve 2049-50: 50
52aA | Adjustment for Licence cap scenario 8 | LC06 | Other changes to DO | Resource Options | N | Least Cost | AWSLNE | Ml/d | 2 | Gains in Water Available For Use / Savings in Demand under the selected programme (Ml/d) input as +ve 2025-26: 11.5; Gains in Water Available For Use / Savings in Demand under the selected programme (Ml/d) input as +ve 2026-27: 11.5; Gains in Water Available For Use / Savings in Demand under the selected programme (Ml/d) input as +ve 2027-28: 11.5; Gains in Water Available For Use / Savings in Demand under the selected programme (Ml/d) input as +ve 2028-29: 11.5; Gains in Water Available For Use / Savings in Demand under the selected programme (Ml/d) input as +ve 2029-30: 11.5; Gains in Water Available For Use / Savings in Demand under the selected programme (Ml/d) input as +ve 2030-31: 21.85; Gains in Water Available For Use / Savings in Demand under the selected programme (Ml/d) input as +ve 2031-32: 21.85; Gains in Water Available For Use / Savings in Demand under the selected programme (Ml/d) input as +ve 2032-33: 21.85; Gains in Water Available For Use / Savings in Demand under the selected programme (Ml/d) input as +ve 2033-34: 21.85; Gains in Water Available For Use / Savings in Demand under the selected programme (Ml/d) input as +ve 2034-35: 21.85; Gains in Water Available For Use / Savings in Demand under the selected programme (Ml/d) input as +ve 2035-36: 21.85; Gains in Water Available For Use / Savings in Demand under the selected programme (Ml/d) input as +ve 2036-37: 0; Gains in Water Available For Use / Savings in Demand under the selected programme (Ml/d) input as +ve 2037-38: 0; Gains in Water Available For Use / Savings in Demand under the selected programme (Ml/d) input as +ve 2038-39: 0; Gains in Water Available For Use / Savings in Demand under the selected programme (Ml/d) input as +ve 2039-40: 0; Gains in Water Available For Use / Savings in Demand under the selected programme (Ml/d) input as +ve 2040-41: 0; Gains in Water Available For Use / Savings in Demand under the selected programme (Ml/d) input as +ve 2041-42: 0; Gains in Water Available For Use / Savings in Demand under the selected programme (Ml/d) input as +ve 2042-43: 0; Gains in Water Available For Use / Savings in Demand under the selected programme (Ml/d) input as +ve 2043-44: 0; Gains in Water Available For Use / Savings in Demand under the selected programme (Ml/d) input as +ve 2044-45: 0; Gains in Water Available For Use / Savings in Demand under the selected programme (Ml/d) input as +ve 2045-46: 0; Gains in Water Available For Use / Savings in Demand under the selected programme (Ml/d) input as +ve 2046-47: 0; Gains in Water Available For Use / Savings in Demand under the selected programme (Ml/d) input as +ve 2047-48: 0; Gains in Water Available For Use / Savings in Demand under the selected programme (Ml/d) input as +ve 2048-49: 0; Gains in Water Available For Use / Savings in Demand under the selected programme (Ml/d) input as +ve 2049-50: 0
52aA | Lincolnshire East Groundwater enhancement | LNE11 | Groundwater enhancement | Resource Options | N | Least Cost | AWSLNE | Ml/d | 2 | Gains in Water Available For Use / Savings in Demand under the selected programme (Ml/d) input as +ve 2025-26: 0; Gains in Water Available For Use / Savings in Demand under the selected programme (Ml/d) input as +ve 2026-27: 0; Gains in Water Available For Use / Savings in Demand under the selected programme (Ml/d) input as +ve 2027-28: 0; Gains in Water Available For Use / Savings in Demand under the selected programme (Ml/d) input as +ve 2028-29: 0; Gains in Water Available For Use / Savings in Demand under the selected programme (Ml/d) input as +ve 2029-30: 0; Gains in Water Available For Use / Savings in Demand under the selected programme (Ml/d) input as +ve 2030-31: 7.5; Gains in Water Available For Use / Savings in Demand under the selected programme (Ml/d) input as +ve 2031-32: 7.5; Gains in Water Available For Use / Savings in Demand under the selected programme (Ml/d) input as +ve 2032-33: 7.5; Gains in Water Available For Use / Savings in Demand under the selected programme (Ml/d) input as +ve 2033-34: 7.5; Gains in Water Available For Use / Savings in Demand under the selected programme (Ml/d) input as +ve 2034-35: 7.5; Gains in Water Available For Use / Savings in Demand under the selected programme (Ml/d) input as +ve 2035-36: 7.5; Gains in Water Available For Use / Savings in Demand under the selected programme (Ml/d) input as +ve 2036-37: 7.5; Gains in Water Available For Use / Savings in Demand under the selected programme (Ml/d) input as +ve 2037-38: 7.5; Gains in Water Available For Use / Savings in Demand under the selected programme (Ml/d) input as +ve 2038-39: 7.5; Gains in Water Available For Use / Savings in Demand under the selected programme (Ml/d) input as +ve 2039-40: 7.5; Gains in Water Available For Use / Savings in Demand under the selected programme (Ml/d) input as +ve 2040-41: 7.5; Gains in Water Available For Use / Savings in Demand under the selected programme (Ml/d) input as +ve 2041-42: 7.5; Gains in Water Available For Use / Savings in Demand under the selected programme (Ml/d) input as +ve 2042-43: 7.5; Gains in Water Available For Use / Savings in Demand under the selected programme (Ml/d) input as +ve 2043-44: 7.5; Gains in Water Available For Use / Savings in Demand under the selected programme (Ml/d) input as +ve 2044-45: 7.5; Gains in Water Available For Use / Savings in Demand under the selected programme (Ml/d) input as +ve 2045-46: 7.5; Gains in Water Available For Use / Savings in Demand under the selected programme (Ml/d) input as +ve 2046-47: 7.5; Gains in Water Available For Use / Savings in Demand under the selected programme (Ml/d) input as +ve 2047-48: 7.5; Gains in Water Available For Use / Savings in Demand under the selected programme (Ml/d) input as +ve 2048-49: 7.5; Gains in Water Available For Use / Savings in Demand under the selected programme (Ml/d) input as +ve 2049-50: 7.5
52aA | Lincolnshire East Surface Water enhancement | LNE12 | Surface water enhancement | Resource Options | N | Least Cost | AWSLNE | Ml/d | 2 | Gains in Water Available For Use / Savings in Demand under the selected programme (Ml/d) input as +ve 2025-26: 0; Gains in Water Available For Use / Savings in Demand under the selected programme (Ml/d) input as +ve 2026-27: 0; Gains in Water Available For Use / Savings in Demand under the selected programme (Ml/d) input as +ve 2027-28: 0; Gains in Water Available For Use / Savings in Demand under the selected programme (Ml/d) input as +ve 2028-29: 0; Gains in Water Available For Use / Savings in Demand under the selected programme (Ml/d) input as +ve 2029-30: 0; Gains in Water Available For Use / Savings in Demand under the selected programme (Ml/d) input as +ve 2030-31: 13; Gains in Water Available For Use / Savings in Demand under the selected programme (Ml/d) input as +ve 2031-32: 13; Gains in Water Available For Use / Savings in Demand under the selected programme (Ml/d) input as +ve 2032-33: 13; Gains in Water Available For Use / Savings in Demand under the selected programme (Ml/d) input as +ve 2033-34: 13; Gains in Water Available For Use / Savings in Demand under the selected programme (Ml/d) input as +ve 2034-35: 13; Gains in Water Available For Use / Savings in Demand under the selected programme (Ml/d) input as +ve 2035-36: 13; Gains in Water Available For Use / Savings in Demand under the selected programme (Ml/d) input as +ve 2036-37: 13; Gains in Water Available For Use / Savings in Demand under the selected programme (Ml/d) input as +ve 2037-38: 13; Gains in Water Available For Use / Savings in Demand under the selected programme (Ml/d) input as +ve 2038-39: 13; Gains in Water Available For Use / Savings in Demand under the selected programme (Ml/d) input as +ve 2039-40: 7.3; Gains in Water Available For Use / Savings in Demand under the selected programme (Ml/d) input as +ve 2040-41: 7.3; Gains in Water Available For Use / Savings in Demand under the selected programme (Ml/d) input as +ve 2041-42: 7.3; Gains in Water Available For Use / Savings in Demand under the selected programme (Ml/d) input as +ve 2042-43: 7.3; Gains in Water Available For Use / Savings in Demand under the selected programme (Ml/d) input as +ve 2043-44: 7.3; Gains in Water Available For Use / Savings in Demand under the selected programme (Ml/d) input as +ve 2044-45: 7.3; Gains in Water Available For Use / Savings in Demand under the selected programme (Ml/d) input as +ve 2045-46: 7.3; Gains in Water Available For Use / Savings in Demand under the selected programme (Ml/d) input as +ve 2046-47: 7.3; Gains in Water Available For Use / Savings in Demand under the selected programme (Ml/d) input as +ve 2047-48: 7.3; Gains in Water Available For Use / Savings in Demand under the selected programme (Ml/d) input as +ve 2048-49: 7.3; Gains in Water Available For Use / Savings in Demand under the selected programme (Ml/d) input as +ve 2049-50: 7.3
52aA | Mablethorpe desalination Seawater (50 Ml/d) | LNE6 | Desalination | Resource Options | N | Least Cost | AWSLNE | Ml/d | 2 | Gains in Water Available For Use / Savings in Demand under the selected programme (Ml/d) input as +ve 2025-26: 0; Gains in Water Available For Use / Savings in Demand under the selected programme (Ml/d) input as +ve 2026-27: 0; Gains in Water Available For Use / Savings in Demand under the selected programme (Ml/d) input as +ve 2027-28: 0; Gains in Water Available For Use / Savings in Demand under the selected programme (Ml/d) input as +ve 2028-29: 0; Gains in Water Available For Use / Savings in Demand under the selected programme (Ml/d) input as +ve 2029-30: 0; Gains in Water Available For Use / Savings in Demand under the selected programme (Ml/d) input as +ve 2030-31: 0; Gains in Water Available For Use / Savings in Demand under the selected programme (Ml/d) input as +ve 2031-32: 0; Gains in Water Available For Use / Savings in Demand under the selected programme (Ml/d) input as +ve 2032-33: 0; Gains in Water Available For Use / Savings in Demand under the selected programme (Ml/d) input as +ve 2033-34: 0; Gains in Water Available For Use / Savings in Demand under the selected programme (Ml/d) input as +ve 2034-35: 0; Gains in Water Available For Use / Savings in Demand under the selected programme (Ml/d) input as +ve 2035-36: 0; Gains in Water Available For Use / Savings in Demand under the selected programme (Ml/d) input as +ve 2036-37: 0; Gains in Water Available For Use / Savings in Demand under the selected programme (Ml/d) input as +ve 2037-38: 0; Gains in Water Available For Use / Savings in Demand under the selected programme (Ml/d) input as +ve 2038-39: 0; Gains in Water Available For Use / Savings in Demand under the selected programme (Ml/d) input as +ve 2039-40: 0; Gains in Water Available For Use / Savings in Demand under the selected programme (Ml/d) input as +ve 2040-41: 50; Gains in Water Available For Use / Savings in Demand under the selected programme (Ml/d) input as +ve 2041-42: 50; Gains in Water Available For Use / Savings in Demand under the selected programme (Ml/d) input as +ve 2042-43: 50; Gains in Water Available For Use / Savings in Demand under the selected programme (Ml/d) input as +ve 2043-44: 50; Gains in Water Available For Use / Savings in Demand under the selected programme (Ml/d) input as +ve 2044-45: 50; Gains in Water Available For Use / Savings in Demand under the selected programme (Ml/d) input as +ve 2045-46: 50; Gains in Water Available For Use / Savings in Demand under the selected programme (Ml/d) input as +ve 2046-47: 50; Gains in Water Available For Use / Savings in Demand under the selected programme (Ml/d) input as +ve 2047-48: 50; Gains in Water Available For Use / Savings in Demand under the selected programme (Ml/d) input as +ve 2048-49: 50; Gains in Water Available For Use / Savings in Demand under the selected programme (Ml/d) input as +ve 2049-50: 50
52aP | Adjustment for Licence cap scenario 8 | LC06 | Other changes to DO | Resource Options | N | Preferred | AWSLNE | Ml/d | 2 | Gains in Water Available For Use / Savings in Demand under the selected programme (Ml/d) input as +ve 2025-26: 11.5; Gains in Water Available For Use / Savings in Demand under the selected programme (Ml/d) input as +ve 2026-27: 11.5; Gains in Water Available For Use / Savings in Demand under the selected programme (Ml/d) input as +ve 2027-28: 11.5; Gains in Water Available For Use / Savings in Demand under the selected programme (Ml/d) input as +ve 2028-29: 11.5; Gains in Water Available For Use / Savings in Demand under the selected programme (Ml/d) input as +ve 2029-30: 11.5; Gains in Water Available For Use / Savings in Demand under the selected programme (Ml/d) input as +ve 2030-31: 21.85; Gains in Water Available For Use / Savings in Demand under the selected programme (Ml/d) input as +ve 2031-32: 21.85; Gains in Water Available For Use / Savings in Demand under the selected programme (Ml/d) input as +ve 2032-33: 21.85; Gains in Water Available For Use / Savings in Demand under the selected programme (Ml/d) input as +ve 2033-34: 21.85; Gains in Water Available For Use / Savings in Demand under the selected programme (Ml/d) input as +ve 2034-35: 21.85; Gains in Water Available For Use / Savings in Demand under the selected programme (Ml/d) input as +ve 2035-36: 21.85; Gains in Water Available For Use / Savings in Demand under the selected programme (Ml/d) input as +ve 2036-37: 0; Gains in Water Available For Use / Savings in Demand under the selected programme (Ml/d) input as +ve 2037-38: 0; Gains in Water Available For Use / Savings in Demand under the selected programme (Ml/d) input as +ve 2038-39: 0; Gains in Water Available For Use / Savings in Demand under the selected programme (Ml/d) input as +ve 2039-40: 0; Gains in Water Available For Use / Savings in Demand under the selected programme (Ml/d) input as +ve 2040-41: 0; Gains in Water Available For Use / Savings in Demand under the selected programme (Ml/d) input as +ve 2041-42: 0; Gains in Water Available For Use / Savings in Demand under the selected programme (Ml/d) input as +ve 2042-43: 0; Gains in Water Available For Use / Savings in Demand under the selected programme (Ml/d) input as +ve 2043-44: 0; Gains in Water Available For Use / Savings in Demand under the selected programme (Ml/d) input as +ve 2044-45: 0; Gains in Water Available For Use / Savings in Demand under the selected programme (Ml/d) input as +ve 2045-46: 0; Gains in Water Available For Use / Savings in Demand under the selected programme (Ml/d) input as +ve 2046-47: 0; Gains in Water Available For Use / Savings in Demand under the selected programme (Ml/d) input as +ve 2047-48: 0; Gains in Water Available For Use / Savings in Demand under the selected programme (Ml/d) input as +ve 2048-49: 0; Gains in Water Available For Use / Savings in Demand under the selected programme (Ml/d) input as +ve 2049-50: 0
52aP | Lincolnshire East Groundwater enhancement | LNE11 | Groundwater enhancement | Resource Options | N | Preferred | AWSLNE | Ml/d | 2 | Gains in Water Available For Use / Savings in Demand under the selected programme (Ml/d) input as +ve 2025-26: 0; Gains in Water Available For Use / Savings in Demand under the selected programme (Ml/d) input as +ve 2026-27: 0; Gains in Water Available For Use / Savings in Demand under the selected programme (Ml/d) input as +ve 2027-28: 0; Gains in Water Available For Use / Savings in Demand under the selected programme (Ml/d) input as +ve 2028-29: 0; Gains in Water Available For Use / Savings in Demand under the selected programme (Ml/d) input as +ve 2029-30: 0; Gains in Water Available For Use / Savings in Demand under the selected programme (Ml/d) input as +ve 2030-31: 7.5; Gains in Water Available For Use / Savings in Demand under the selected programme (Ml/d) input as +ve 2031-32: 7.5; Gains in Water Available For Use / Savings in Demand under the selected programme (Ml/d) input as +ve 2032-33: 7.5; Gains in Water Available For Use / Savings in Demand under the selected programme (Ml/d) input as +ve 2033-34: 7.5; Gains in Water Available For Use / Savings in Demand under the selected programme (Ml/d) input as +ve 2034-35: 7.5; Gains in Water Available For Use / Savings in Demand under the selected programme (Ml/d) input as +ve 2035-36: 7.5; Gains in Water Available For Use / Savings in Demand under the selected programme (Ml/d) input as +ve 2036-37: 7.5; Gains in Water Available For Use / Savings in Demand under the selected programme (Ml/d) input as +ve 2037-38: 7.5; Gains in Water Available For Use / Savings in Demand under the selected programme (Ml/d) input as +ve 2038-39: 7.5; Gains in Water Available For Use / Savings in Demand under the selected programme (Ml/d) input as +ve 2039-40: 7.5; Gains in Water Available For Use / Savings in Demand under the selected programme (Ml/d) input as +ve 2040-41: 7.5; Gains in Water Available For Use / Savings in Demand under the selected programme (Ml/d) input as +ve 2041-42: 7.5; Gains in Water Available For Use / Savings in Demand under the selected programme (Ml/d) input as +ve 2042-43: 7.5; Gains in Water Available For Use / Savings in Demand under the selected programme (Ml/d) input as +ve 2043-44: 7.5; Gains in Water Available For Use / Savings in Demand under the selected programme (Ml/d) input as +ve 2044-45: 7.5; Gains in Water Available For Use / Savings in Demand under the selected programme (Ml/d) input as +ve 2045-46: 7.5; Gains in Water Available For Use / Savings in Demand under the selected programme (Ml/d) input as +ve 2046-47: 7.5; Gains in Water Available For Use / Savings in Demand under the selected programme (Ml/d) input as +ve 2047-48: 7.5; Gains in Water Available For Use / Savings in Demand under the selected programme (Ml/d) input as +ve 2048-49: 7.5; Gains in Water Available For Use / Savings in Demand under the selected programme (Ml/d) input as +ve 2049-50: 7.5
52aP | Lincolnshire East Surface Water enhancement | LNE12 | Surface water enhancement | Resource Options | N | Preferred | AWSLNE | Ml/d | 2 | Gains in Water Available For Use / Savings in Demand under the selected programme (Ml/d) input as +ve 2025-26: 0; Gains in Water Available For Use / Savings in Demand under the selected programme (Ml/d) input as +ve 2026-27: 0; Gains in Water Available For Use / Savings in Demand under the selected programme (Ml/d) input as +ve 2027-28: 0; Gains in Water Available For Use / Savings in Demand under the selected programme (Ml/d) input as +ve 2028-29: 0; Gains in Water Available For Use / Savings in Demand under the selected programme (Ml/d) input as +ve 2029-30: 0; Gains in Water Available For Use / Savings in Demand under the selected programme (Ml/d) input as +ve 2030-31: 13; Gains in Water Available For Use / Savings in Demand under the selected programme (Ml/d) input as +ve 2031-32: 13; Gains in Water Available For Use / Savings in Demand under the selected programme (Ml/d) input as +ve 2032-33: 13; Gains in Water Available For Use / Savings in Demand under the selected programme (Ml/d) input as +ve 2033-34: 13; Gains in Water Available For Use / Savings in Demand under the selected programme (Ml/d) input as +ve 2034-35: 13; Gains in Water Available For Use / Savings in Demand under the selected programme (Ml/d) input as +ve 2035-36: 13; Gains in Water Available For Use / Savings in Demand under the selected programme (Ml/d) input as +ve 2036-37: 13; Gains in Water Available For Use / Savings in Demand under the selected programme (Ml/d) input as +ve 2037-38: 13; Gains in Water Available For Use / Savings in Demand under the selected programme (Ml/d) input as +ve 2038-39: 13; Gains in Water Available For Use / Savings in Demand under the selected programme (Ml/d) input as +ve 2039-40: 7.3; Gains in Water Available For Use / Savings in Demand under the selected programme (Ml/d) input as +ve 2040-41: 7.3; Gains in Water Available For Use / Savings in Demand under the selected programme (Ml/d) input as +ve 2041-42: 7.3; Gains in Water Available For Use / Savings in Demand under the selected programme (Ml/d) input as +ve 2042-43: 7.3; Gains in Water Available For Use / Savings in Demand under the selected programme (Ml/d) input as +ve 2043-44: 7.3; Gains in Water Available For Use / Savings in Demand under the selected programme (Ml/d) input as +ve 2044-45: 7.3; Gains in Water Available For Use / Savings in Demand under the selected programme (Ml/d) input as +ve 2045-46: 7.3; Gains in Water Available For Use / Savings in Demand under the selected programme (Ml/d) input as +ve 2046-47: 7.3; Gains in Water Available For Use / Savings in Demand under the selected programme (Ml/d) input as +ve 2047-48: 7.3; Gains in Water Available For Use / Savings in Demand under the selected programme (Ml/d) input as +ve 2048-49: 7.3; Gains in Water Available For Use / Savings in Demand under the selected programme (Ml/d) input as +ve 2049-50: 7.3
52aP | Mablethorpe desalination Seawater (50 Ml/d) | LNE6 | Desalination | Resource Options | N | Preferred | AWSLNE | Ml/d | 2 | Gains in Water Available For Use / Savings in Demand under the selected programme (Ml/d) input as +ve 2025-26: 0; Gains in Water Available For Use / Savings in Demand under the selected programme (Ml/d) input as +ve 2026-27: 0; Gains in Water Available For Use / Savings in Demand under the selected programme (Ml/d) input as +ve 2027-28: 0; Gains in Water Available For Use / Savings in Demand under the selected programme (Ml/d) input as +ve 2028-29: 0; Gains in Water Available For Use / Savings in Demand under the selected programme (Ml/d) input as +ve 2029-30: 0; Gains in Water Available For Use / Savings in Demand under the selected programme (Ml/d) input as +ve 2030-31: 0; Gains in Water Available For Use / Savings in Demand under the selected programme (Ml/d) input as +ve 2031-32: 0; Gains in Water Available For Use / Savings in Demand under the selected programme (Ml/d) input as +ve 2032-33: 0; Gains in Water Available For Use / Savings in Demand under the selected programme (Ml/d) input as +ve 2033-34: 0; Gains in Water Available For Use / Savings in Demand under the selected programme (Ml/d) input as +ve 2034-35: 0; Gains in Water Available For Use / Savings in Demand under the selected programme (Ml/d) input as +ve 2035-36: 0; Gains in Water Available For Use / Savings in Demand under the selected programme (Ml/d) input as +ve 2036-37: 0; Gains in Water Available For Use / Savings in Demand under the selected programme (Ml/d) input as +ve 2037-38: 0; Gains in Water Available For Use / Savings in Demand under the selected programme (Ml/d) input as +ve 2038-39: 0; Gains in Water Available For Use / Savings in Demand under the selected programme (Ml/d) input as +ve 2039-40: 0; Gains in Water Available For Use / Savings in Demand under the selected programme (Ml/d) input as +ve 2040-41: 50; Gains in Water Available For Use / Savings in Demand under the selected programme (Ml/d) input as +ve 2041-42: 50; Gains in Water Available For Use / Savings in Demand under the selected programme (Ml/d) input as +ve 2042-43: 50; Gains in Water Available For Use / Savings in Demand under the selected programme (Ml/d) input as +ve 2043-44: 50; Gains in Water Available For Use / Savings in Demand under the selected programme (Ml/d) input as +ve 2044-45: 50; Gains in Water Available For Use / Savings in Demand under the selected programme (Ml/d) input as +ve 2045-46: 50; Gains in Water Available For Use / Savings in Demand under the selected programme (Ml/d) input as +ve 2046-47: 50; Gains in Water Available For Use / Savings in Demand under the selected programme (Ml/d) input as +ve 2047-48: 50; Gains in Water Available For Use / Savings in Demand under the selected programme (Ml/d) input as +ve 2048-49: 50; Gains in Water Available For Use / Savings in Demand under the selected programme (Ml/d) input as +ve 2049-50: 50
52bA | Lincolnshire East WTW backwash water recovery | LNE3 | Water treatment works loss recovery | Production Options | N | Ofwat Core | AWSLNE | Ml/d | 2 | Gains in Water Available For Use / Savings in Demand under the selected programme (Ml/d) input as +ve 2025-26: 0; Gains in Water Available For Use / Savings in Demand under the selected programme (Ml/d) input as +ve 2026-27: 0; Gains in Water Available For Use / Savings in Demand under the selected programme (Ml/d) input as +ve 2027-28: 0; Gains in Water Available For Use / Savings in Demand under the selected programme (Ml/d) input as +ve 2028-29: 0; Gains in Water Available For Use / Savings in Demand under the selected programme (Ml/d) input as +ve 2029-30: 0; Gains in Water Available For Use / Savings in Demand under the selected programme (Ml/d) input as +ve 2030-31: 1.3; Gains in Water Available For Use / Savings in Demand under the selected programme (Ml/d) input as +ve 2031-32: 1.3; Gains in Water Available For Use / Savings in Demand under the selected programme (Ml/d) input as +ve 2032-33: 1.3; Gains in Water Available For Use / Savings in Demand under the selected programme (Ml/d) input as +ve 2033-34: 1.3; Gains in Water Available For Use / Savings in Demand under the selected programme (Ml/d) input as +ve 2034-35: 1.3; Gains in Water Available For Use / Savings in Demand under the selected programme (Ml/d) input as +ve 2035-36: 1.3; Gains in Water Available For Use / Savings in Demand under the selected programme (Ml/d) input as +ve 2036-37: 1.3; Gains in Water Available For Use / Savings in Demand under the selected programme (Ml/d) input as +ve 2037-38: 1.3; Gains in Water Available For Use / Savings in Demand under the selected programme (Ml/d) input as +ve 2038-39: 1.3; Gains in Water Available For Use / Savings in Demand under the selected programme (Ml/d) input as +ve 2039-40: 1.3; Gains in Water Available For Use / Savings in Demand under the selected programme (Ml/d) input as +ve 2040-41: 1.3; Gains in Water Available For Use / Savings in Demand under the selected programme (Ml/d) input as +ve 2041-42: 1.3; Gains in Water Available For Use / Savings in Demand under the selected programme (Ml/d) input as +ve 2042-43: 1.3; Gains in Water Available For Use / Savings in Demand under the selected programme (Ml/d) input as +ve 2043-44: 1.3; Gains in Water Available For Use / Savings in Demand under the selected programme (Ml/d) input as +ve 2044-45: 1.3; Gains in Water Available For Use / Savings in Demand under the selected programme (Ml/d) input as +ve 2045-46: 1.3; Gains in Water Available For Use / Savings in Demand under the selected programme (Ml/d) input as +ve 2046-47: 1.3; Gains in Water Available For Use / Savings in Demand under the selected programme (Ml/d) input as +ve 2047-48: 1.3; Gains in Water Available For Use / Savings in Demand under the selected programme (Ml/d) input as +ve 2048-49: 1.3; Gains in Water Available For Use / Savings in Demand under the selected programme (Ml/d) input as +ve 2049-50: 1.3
52bP | Lincolnshire East WTW backwash water recovery | LNE3 | Water treatment works loss recovery | Production Options | N | Preferred | AWSLNE | Ml/d | 2 | Gains in Water Available For Use / Savings in Demand under the selected programme (Ml/d) input as +ve 2025-26: 0; Gains in Water Available For Use / Savings in Demand under the selected programme (Ml/d) input as +ve 2026-27: 0; Gains in Water Available For Use / Savings in Demand under the selected programme (Ml/d) input as +ve 2027-28: 0; Gains in Water Available For Use / Savings in Demand under the selected programme (Ml/d) input as +ve 2028-29: 0; Gains in Water Available For Use / Savings in Demand under the selected programme (Ml/d) input as +ve 2029-30: 0; Gains in Water Available For Use / Savings in Demand under the selected programme (Ml/d) input as +ve 2030-31: 1.3; Gains in Water Available For Use / Savings in Demand under the selected programme (Ml/d) input as +ve 2031-32: 1.3; Gains in Water Available For Use / Savings in Demand under the selected programme (Ml/d) input as +ve 2032-33: 1.3; Gains in Water Available For Use / Savings in Demand under the selected programme (Ml/d) input as +ve 2033-34: 1.3; Gains in Water Available For Use / Savings in Demand under the selected programme (Ml/d) input as +ve 2034-35: 1.3; Gains in Water Available For Use / Savings in Demand under the selected programme (Ml/d) input as +ve 2035-36: 1.3; Gains in Water Available For Use / Savings in Demand under the selected programme (Ml/d) input as +ve 2036-37: 1.3; Gains in Water Available For Use / Savings in Demand under the selected programme (Ml/d) input as +ve 2037-38: 1.3; Gains in Water Available For Use / Savings in Demand under the selected programme (Ml/d) input as +ve 2038-39: 1.3; Gains in Water Available For Use / Savings in Demand under the selected programme (Ml/d) input as +ve 2039-40: 1.3; Gains in Water Available For Use / Savings in Demand under the selected programme (Ml/d) input as +ve 2040-41: 1.3; Gains in Water Available For Use / Savings in Demand under the selected programme (Ml/d) input as +ve 2041-42: 1.3; Gains in Water Available For Use / Savings in Demand under the selected programme (Ml/d) input as +ve 2042-43: 1.3; Gains in Water Available For Use / Savings in Demand under the selected programme (Ml/d) input as +ve 2043-44: 1.3; Gains in Water Available For Use / Savings in Demand under the selected programme (Ml/d) input as +ve 2044-45: 1.3; Gains in Water Available For Use / Savings in Demand under the selected programme (Ml/d) input as +ve 2045-46: 1.3; Gains in Water Available For Use / Savings in Demand under the selected programme (Ml/d) input as +ve 2046-47: 1.3; Gains in Water Available For Use / Savings in Demand under the selected programme (Ml/d) input as +ve 2047-48: 1.3; Gains in Water Available For Use / Savings in Demand under the selected programme (Ml/d) input as +ve 2048-49: 1.3; Gains in Water Available For Use / Savings in Demand under the selected programme (Ml/d) input as +ve 2049-50: 1.3
52cA | Adjustment to existing potable water export | EE05 | Internal potable transfer | Distribution Options | N | Ofwat Core | AWSLNE | Ml/d | 2 | Gains in Water Available For Use / Savings in Demand under the selected programme (Ml/d) input as +ve 2025-26: -10.892; Gains in Water Available For Use / Savings in Demand under the selected programme (Ml/d) input as +ve 2026-27: -13.78; Gains in Water Available For Use / Savings in Demand under the selected programme (Ml/d) input as +ve 2027-28: -11.782; Gains in Water Available For Use / Savings in Demand under the selected programme (Ml/d) input as +ve 2028-29: -15.24; Gains in Water Available For Use / Savings in Demand under the selected programme (Ml/d) input as +ve 2029-30: -16.1; Gains in Water Available For Use / Savings in Demand under the selected programme (Ml/d) input as +ve 2030-31: -22.26; Gains in Water Available For Use / Savings in Demand under the selected programme (Ml/d) input as +ve 2031-32: -22.26; Gains in Water Available For Use / Savings in Demand under the selected programme (Ml/d) input as +ve 2032-33: -22.26; Gains in Water Available For Use / Savings in Demand under the selected programme (Ml/d) input as +ve 2033-34: -22.26; Gains in Water Available For Use / Savings in Demand under the selected programme (Ml/d) input as +ve 2034-35: -22.26; Gains in Water Available For Use / Savings in Demand under the selected programme (Ml/d) input as +ve 2035-36: -22.26; Gains in Water Available For Use / Savings in Demand under the selected programme (Ml/d) input as +ve 2036-37: -16.01; Gains in Water Available For Use / Savings in Demand under the selected programme (Ml/d) input as +ve 2037-38: -16.23; Gains in Water Available For Use / Savings in Demand under the selected programme (Ml/d) input as +ve 2038-39: -16.54; Gains in Water Available For Use / Savings in Demand under the selected programme (Ml/d) input as +ve 2039-40: -12.91; Gains in Water Available For Use / Savings in Demand under the selected programme (Ml/d) input as +ve 2040-41: -20.46; Gains in Water Available For Use / Savings in Demand under the selected programme (Ml/d) input as +ve 2041-42: -20.39; Gains in Water Available For Use / Savings in Demand under the selected programme (Ml/d) input as +ve 2042-43: -20.58; Gains in Water Available For Use / Savings in Demand under the selected programme (Ml/d) input as +ve 2043-44: -20.99; Gains in Water Available For Use / Savings in Demand under the selected programme (Ml/d) input as +ve 2044-45: -22.26; Gains in Water Available For Use / Savings in Demand under the selected programme (Ml/d) input as +ve 2045-46: -22.26; Gains in Water Available For Use / Savings in Demand under the selected programme (Ml/d) input as +ve 2046-47: -22.26; Gains in Water Available For Use / Savings in Demand under the selected programme (Ml/d) input as +ve 2047-48: -22.26; Gains in Water Available For Use / Savings in Demand under the selected programme (Ml/d) input as +ve 2048-49: -22.26; Gains in Water Available For Use / Savings in Demand under the selected programme (Ml/d) input as +ve 2049-50: -22.26
52cA | Lincolnshire East to Lincolnshire Central potable transfer (29 Ml/d) | LNC25 | Internal potable transfer | Distribution Options | N | Ofwat Core | AWSLNE | Ml/d | 2 | Gains in Water Available For Use / Savings in Demand under the selected programme (Ml/d) input as +ve 2025-26: 0; Gains in Water Available For Use / Savings in Demand under the selected programme (Ml/d) input as +ve 2026-27: 0; Gains in Water Available For Use / Savings in Demand under the selected programme (Ml/d) input as +ve 2027-28: 0; Gains in Water Available For Use / Savings in Demand under the selected programme (Ml/d) input as +ve 2028-29: 0; Gains in Water Available For Use / Savings in Demand under the selected programme (Ml/d) input as +ve 2029-30: 0; Gains in Water Available For Use / Savings in Demand under the selected programme (Ml/d) input as +ve 2030-31: -9.86; Gains in Water Available For Use / Savings in Demand under the selected programme (Ml/d) input as +ve 2031-32: -10.32; Gains in Water Available For Use / Savings in Demand under the selected programme (Ml/d) input as +ve 2032-33: -10.46; Gains in Water Available For Use / Savings in Demand under the selected programme (Ml/d) input as +ve 2033-34: -11.33; Gains in Water Available For Use / Savings in Demand under the selected programme (Ml/d) input as +ve 2034-35: -11.99; Gains in Water Available For Use / Savings in Demand under the selected programme (Ml/d) input as +ve 2035-36: -13.551; Gains in Water Available For Use / Savings in Demand under the selected programme (Ml/d) input as +ve 2036-37: 0; Gains in Water Available For Use / Savings in Demand under the selected programme (Ml/d) input as +ve 2037-38: 0; Gains in Water Available For Use / Savings in Demand under the selected programme (Ml/d) input as +ve 2038-39: 0; Gains in Water Available For Use / Savings in Demand under the selected programme (Ml/d) input as +ve 2039-40: 0; Gains in Water Available For Use / Savings in Demand under the selected programme (Ml/d) input as +ve 2040-41: -26.28; Gains in Water Available For Use / Savings in Demand under the selected programme (Ml/d) input as +ve 2041-42: -26.69; Gains in Water Available For Use / Savings in Demand under the selected programme (Ml/d) input as +ve 2042-43: -27.09; Gains in Water Available For Use / Savings in Demand under the selected programme (Ml/d) input as +ve 2043-44: -27.26; Gains in Water Available For Use / Savings in Demand under the selected programme (Ml/d) input as +ve 2044-45: -26.37; Gains in Water Available For Use / Savings in Demand under the selected programme (Ml/d) input as +ve 2045-46: -27.42; Gains in Water Available For Use / Savings in Demand under the selected programme (Ml/d) input as +ve 2046-47: -27.16; Gains in Water Available For Use / Savings in Demand under the selected programme (Ml/d) input as +ve 2047-48: -27.88; Gains in Water Available For Use / Savings in Demand under the selected programme (Ml/d) input as +ve 2048-49: -28.76; Gains in Water Available For Use / Savings in Demand under the selected programme (Ml/d) input as +ve 2049-50: -28.93
52cA | Adjustment to existing potable water export | EE05 | Internal potable transfer | Distribution Options | N | Least Cost | AWSLNE | Ml/d | 2 | Gains in Water Available For Use / Savings in Demand under the selected programme (Ml/d) input as +ve 2025-26: -10.892; Gains in Water Available For Use / Savings in Demand under the selected programme (Ml/d) input as +ve 2026-27: -13.78; Gains in Water Available For Use / Savings in Demand under the selected programme (Ml/d) input as +ve 2027-28: -11.782; Gains in Water Available For Use / Savings in Demand under the selected programme (Ml/d) input as +ve 2028-29: -15.24; Gains in Water Available For Use / Savings in Demand under the selected programme (Ml/d) input as +ve 2029-30: -16.1; Gains in Water Available For Use / Savings in Demand under the selected programme (Ml/d) input as +ve 2030-31: -22.26; Gains in Water Available For Use / Savings in Demand under the selected programme (Ml/d) input as +ve 2031-32: -22.26; Gains in Water Available For Use / Savings in Demand under the selected programme (Ml/d) input as +ve 2032-33: -22.26; Gains in Water Available For Use / Savings in Demand under the selected programme (Ml/d) input as +ve 2033-34: -22.26; Gains in Water Available For Use / Savings in Demand under the selected programme (Ml/d) input as +ve 2034-35: -22.26; Gains in Water Available For Use / Savings in Demand under the selected programme (Ml/d) input as +ve 2035-36: -22.26; Gains in Water Available For Use / Savings in Demand under the selected programme (Ml/d) input as +ve 2036-37: -16.01; Gains in Water Available For Use / Savings in Demand under the selected programme (Ml/d) input as +ve 2037-38: -16.23; Gains in Water Available For Use / Savings in Demand under the selected programme (Ml/d) input as +ve 2038-39: -16.54; Gains in Water Available For Use / Savings in Demand under the selected programme (Ml/d) input as +ve 2039-40: -12.91; Gains in Water Available For Use / Savings in Demand under the selected programme (Ml/d) input as +ve 2040-41: -20.08; Gains in Water Available For Use / Savings in Demand under the selected programme (Ml/d) input as +ve 2041-42: -20.01; Gains in Water Available For Use / Savings in Demand under the selected programme (Ml/d) input as +ve 2042-43: -20.2; Gains in Water Available For Use / Savings in Demand under the selected programme (Ml/d) input as +ve 2043-44: -20.61; Gains in Water Available For Use / Savings in Demand under the selected programme (Ml/d) input as +ve 2044-45: -22.26; Gains in Water Available For Use / Savings in Demand under the selected programme (Ml/d) input as +ve 2045-46: -22.26; Gains in Water Available For Use / Savings in Demand under the selected programme (Ml/d) input as +ve 2046-47: -22.26; Gains in Water Available For Use / Savings in Demand under the selected programme (Ml/d) input as +ve 2047-48: -22.26; Gains in Water Available For Use / Savings in Demand under the selected programme (Ml/d) input as +ve 2048-49: -22.26; Gains in Water Available For Use / Savings in Demand under the selected programme (Ml/d) input as +ve 2049-50: -22.26
52cA | Lincolnshire East to Lincolnshire Central potable transfer (29 Ml/d) | LNC25 | Internal potable transfer | Distribution Options | N | Least Cost | AWSLNE | Ml/d | 2 | Gains in Water Available For Use / Savings in Demand under the selected programme (Ml/d) input as +ve 2025-26: 0; Gains in Water Available For Use / Savings in Demand under the selected programme (Ml/d) input as +ve 2026-27: 0; Gains in Water Available For Use / Savings in Demand under the selected programme (Ml/d) input as +ve 2027-28: 0; Gains in Water Available For Use / Savings in Demand under the selected programme (Ml/d) input as +ve 2028-29: 0; Gains in Water Available For Use / Savings in Demand under the selected programme (Ml/d) input as +ve 2029-30: 0; Gains in Water Available For Use / Savings in Demand under the selected programme (Ml/d) input as +ve 2030-31: -9.86; Gains in Water Available For Use / Savings in Demand under the selected programme (Ml/d) input as +ve 2031-32: -10.32; Gains in Water Available For Use / Savings in Demand under the selected programme (Ml/d) input as +ve 2032-33: -10.46; Gains in Water Available For Use / Savings in Demand under the selected programme (Ml/d) input as +ve 2033-34: -11.33; Gains in Water Available For Use / Savings in Demand under the selected programme (Ml/d) input as +ve 2034-35: -11.99; Gains in Water Available For Use / Savings in Demand under the selected programme (Ml/d) input as +ve 2035-36: -13.551; Gains in Water Available For Use / Savings in Demand under the selected programme (Ml/d) input as +ve 2036-37: 0; Gains in Water Available For Use / Savings in Demand under the selected programme (Ml/d) input as +ve 2037-38: 0; Gains in Water Available For Use / Savings in Demand under the selected programme (Ml/d) input as +ve 2038-39: 0; Gains in Water Available For Use / Savings in Demand under the selected programme (Ml/d) input as +ve 2039-40: 0; Gains in Water Available For Use / Savings in Demand under the selected programme (Ml/d) input as +ve 2040-41: -26.66; Gains in Water Available For Use / Savings in Demand under the selected programme (Ml/d) input as +ve 2041-42: -27.07; Gains in Water Available For Use / Savings in Demand under the selected programme (Ml/d) input as +ve 2042-43: -27.47; Gains in Water Available For Use / Savings in Demand under the selected programme (Ml/d) input as +ve 2043-44: -27.64; Gains in Water Available For Use / Savings in Demand under the selected programme (Ml/d) input as +ve 2044-45: -26.37; Gains in Water Available For Use / Savings in Demand under the selected programme (Ml/d) input as +ve 2045-46: -27.42; Gains in Water Available For Use / Savings in Demand under the selected programme (Ml/d) input as +ve 2046-47: -27.16; Gains in Water Available For Use / Savings in Demand under the selected programme (Ml/d) input as +ve 2047-48: -27.5; Gains in Water Available For Use / Savings in Demand under the selected programme (Ml/d) input as +ve 2048-49: -28.76; Gains in Water Available For Use / Savings in Demand under the selected programme (Ml/d) input as +ve 2049-50: -28.93
52cP | Adjustment to existing potable water export | EE05 | Internal potable transfer | Distribution Options | N | Preferred | AWSLNE | Ml/d | 2 | Gains in Water Available For Use / Savings in Demand under the selected programme (Ml/d) input as +ve 2025-26: -10.892; Gains in Water Available For Use / Savings in Demand under the selected programme (Ml/d) input as +ve 2026-27: -13.78; Gains in Water Available For Use / Savings in Demand under the selected programme (Ml/d) input as +ve 2027-28: -11.782; Gains in Water Available For Use / Savings in Demand under the selected programme (Ml/d) input as +ve 2028-29: -15.24; Gains in Water Available For Use / Savings in Demand under the selected programme (Ml/d) input as +ve 2029-30: -16.1; Gains in Water Available For Use / Savings in Demand under the selected programme (Ml/d) input as +ve 2030-31: -22.26; Gains in Water Available For Use / Savings in Demand under the selected programme (Ml/d) input as +ve 2031-32: -22.26; Gains in Water Available For Use / Savings in Demand under the selected programme (Ml/d) input as +ve 2032-33: -22.26; Gains in Water Available For Use / Savings in Demand under the selected programme (Ml/d) input as +ve 2033-34: -22.26; Gains in Water Available For Use / Savings in Demand under the selected programme (Ml/d) input as +ve 2034-35: -22.26; Gains in Water Available For Use / Savings in Demand under the selected programme (Ml/d) input as +ve 2035-36: -22.26; Gains in Water Available For Use / Savings in Demand under the selected programme (Ml/d) input as +ve 2036-37: -16.01; Gains in Water Available For Use / Savings in Demand under the selected programme (Ml/d) input as +ve 2037-38: -16.23; Gains in Water Available For Use / Savings in Demand under the selected programme (Ml/d) input as +ve 2038-39: -16.54; Gains in Water Available For Use / Savings in Demand under the selected programme (Ml/d) input as +ve 2039-40: -12.91; Gains in Water Available For Use / Savings in Demand under the selected programme (Ml/d) input as +ve 2040-41: -20.46; Gains in Water Available For Use / Savings in Demand under the selected programme (Ml/d) input as +ve 2041-42: -20.39; Gains in Water Available For Use / Savings in Demand under the selected programme (Ml/d) input as +ve 2042-43: -20.58; Gains in Water Available For Use / Savings in Demand under the selected programme (Ml/d) input as +ve 2043-44: -20.99; Gains in Water Available For Use / Savings in Demand under the selected programme (Ml/d) input as +ve 2044-45: -22.26; Gains in Water Available For Use / Savings in Demand under the selected programme (Ml/d) input as +ve 2045-46: -22.26; Gains in Water Available For Use / Savings in Demand under the selected programme (Ml/d) input as +ve 2046-47: -22.26; Gains in Water Available For Use / Savings in Demand under the selected programme (Ml/d) input as +ve 2047-48: -22.26; Gains in Water Available For Use / Savings in Demand under the selected programme (Ml/d) input as +ve 2048-49: -22.26; Gains in Water Available For Use / Savings in Demand under the selected programme (Ml/d) input as +ve 2049-50: -22.26
52cP | Lincolnshire East to Lincolnshire Central potable transfer (29 Ml/d) | LNC25 | Internal potable transfer | Distribution Options | N | Preferred | AWSLNE | Ml/d | 2 | Gains in Water Available For Use / Savings in Demand under the selected programme (Ml/d) input as +ve 2025-26: 0; Gains in Water Available For Use / Savings in Demand under the selected programme (Ml/d) input as +ve 2026-27: 0; Gains in Water Available For Use / Savings in Demand under the selected programme (Ml/d) input as +ve 2027-28: 0; Gains in Water Available For Use / Savings in Demand under the selected programme (Ml/d) input as +ve 2028-29: 0; Gains in Water Available For Use / Savings in Demand under the selected programme (Ml/d) input as +ve 2029-30: 0; Gains in Water Available For Use / Savings in Demand under the selected programme (Ml/d) input as +ve 2030-31: -9.86; Gains in Water Available For Use / Savings in Demand under the selected programme (Ml/d) input as +ve 2031-32: -10.32; Gains in Water Available For Use / Savings in Demand under the selected programme (Ml/d) input as +ve 2032-33: -10.46; Gains in Water Available For Use / Savings in Demand under the selected programme (Ml/d) input as +ve 2033-34: -11.33; Gains in Water Available For Use / Savings in Demand under the selected programme (Ml/d) input as +ve 2034-35: -11.99; Gains in Water Available For Use / Savings in Demand under the selected programme (Ml/d) input as +ve 2035-36: -13.551; Gains in Water Available For Use / Savings in Demand under the selected programme (Ml/d) input as +ve 2036-37: 0; Gains in Water Available For Use / Savings in Demand under the selected programme (Ml/d) input as +ve 2037-38: 0; Gains in Water Available For Use / Savings in Demand under the selected programme (Ml/d) input as +ve 2038-39: 0; Gains in Water Available For Use / Savings in Demand under the selected programme (Ml/d) input as +ve 2039-40: 0; Gains in Water Available For Use / Savings in Demand under the selected programme (Ml/d) input as +ve 2040-41: -26.28; Gains in Water Available For Use / Savings in Demand under the selected programme (Ml/d) input as +ve 2041-42: -26.69; Gains in Water Available For Use / Savings in Demand under the selected programme (Ml/d) input as +ve 2042-43: -27.09; Gains in Water Available For Use / Savings in Demand under the selected programme (Ml/d) input as +ve 2043-44: -27.26; Gains in Water Available For Use / Savings in Demand under the selected programme (Ml/d) input as +ve 2044-45: -26.37; Gains in Water Available For Use / Savings in Demand under the selected programme (Ml/d) input as +ve 2045-46: -27.42; Gains in Water Available For Use / Savings in Demand under the selected programme (Ml/d) input as +ve 2046-47: -27.16; Gains in Water Available For Use / Savings in Demand under the selected programme (Ml/d) input as +ve 2047-48: -27.88; Gains in Water Available For Use / Savings in Demand under the selected programme (Ml/d) input as +ve 2048-49: -28.76; Gains in Water Available For Use / Savings in Demand under the selected programme (Ml/d) input as +ve 2049-50: -28.93
51cF | CC Mains Replacement.AWSLNE | CC Mains Replacement.AWSLNE | Mains replacement (not trunk mains) | Distribution Options | N | Least Cost | AWSLNE | Ml/d | 2 | 0 | 0 | 0 | 0 | 0 | 0 | 0.0099135 | 0.019827 | 0.029741 | 0.039654 | 0.049568 | 0.059481 | 0.069395 | 0.079308 | 0.089222 | 0.099135 | 0.10905 | 0.11896 | 0.12888 | 0.13879 | 0.1487 | 0.15862 | 0.16853 | 0.17844 | 0.18836 | 0.19827 | 0.20818 | 0.2181 | 0.22801 | 0.23792 | 0.24784 | 0.25775 | 0.26766 | 0.27758 | 0.28749 | 0.29741 | 0.30732 | 0.31723 | 0.32715 | 0.33706 | 0.34697 | 0.35689 | 0.3668 | 0.37671 | 0.38663 | 0.39654 | 0.40645 | 0.41637 | 0.42628 | 0.43619 | 0.44611 | 0.45602 | 0.46593 | 0.47585 | 0.48576 | 0.49568 | 0.50559 | 0.5155 | 0.52542 | 0.53533 | 0.54524 | 0.55516 | 0.56507 | 0.57498 | 0.5849 | 0.59481 | 0.60472 | 0.61464 | 0.62455 | 0.63446 | 0.64438 | 0.65429 | 0.6642 | 0.67412 | 0.68403 | 0.69395 | 0.70386 | 0.71377 | 0.72369 | 0.7336 | 0.74351
51cF | CC Mains Replacement.AWSLNE | CC Mains Replacement.AWSLNE | Mains replacement (not trunk mains) | Distribution Options | N | Ofwat Core | AWSLNE | Ml/d | 2 | 0 | 0 | 0 | 0 | 0 | 0 | 0.0099135 | 0.019827 | 0.029741 | 0.039654 | 0.049568 | 0.059481 | 0.069395 | 0.079308 | 0.089222 | 0.099135 | 0.10905 | 0.11896 | 0.12888 | 0.13879 | 0.1487 | 0.15862 | 0.16853 | 0.17844 | 0.18836 | 0.19827 | 0.20818 | 0.2181 | 0.22801 | 0.23792 | 0.24784 | 0.25775 | 0.26766 | 0.27758 | 0.28749 | 0.29741 | 0.30732 | 0.31723 | 0.32715 | 0.33706 | 0.34697 | 0.35689 | 0.3668 | 0.37671 | 0.38663 | 0.39654 | 0.40645 | 0.41637 | 0.42628 | 0.43619 | 0.44611 | 0.45602 | 0.46593 | 0.47585 | 0.48576 | 0.49568 | 0.50559 | 0.5155 | 0.52542 | 0.53533 | 0.54524 | 0.55516 | 0.56507 | 0.57498 | 0.5849 | 0.59481 | 0.60472 | 0.61464 | 0.62455 | 0.63446 | 0.64438 | 0.65429 | 0.6642 | 0.67412 | 0.68403 | 0.69395 | 0.70386 | 0.71377 | 0.72369 | 0.7336 | 0.74351
51cP | CC Mains Replacement.AWSLNE | CC Mains Replacement.AWSLNE | Mains replacement (not trunk mains) | Distribution Options | N | Preferred | AWSLNE | Ml/d | 2 | 0 | 0 | 0 | 0 | 0 | 0 | 0.0099135 | 0.019827 | 0.029741 | 0.039654 | 0.049568 | 0.059481 | 0.069395 | 0.079308 | 0.089222 | 0.099135 | 0.10905 | 0.11896 | 0.12888 | 0.13879 | 0.1487 | 0.15862 | 0.16853 | 0.17844 | 0.18836 | 0.19827 | 0.20818 | 0.2181 | 0.22801 | 0.23792 | 0.24784 | 0.25775 | 0.26766 | 0.27758 | 0.28749 | 0.29741 | 0.30732 | 0.31723 | 0.32715 | 0.33706 | 0.34697 | 0.35689 | 0.3668 | 0.37671 | 0.38663 | 0.39654 | 0.40645 | 0.41637 | 0.42628 | 0.43619 | 0.44611 | 0.45602 | 0.46593 | 0.47585 | 0.48576 | 0.49568 | 0.50559 | 0.5155 | 0.52542 | 0.53533 | 0.54524 | 0.55516 | 0.56507 | 0.57498 | 0.5849 | 0.59481 | 0.60472 | 0.61464 | 0.62455 | 0.63446 | 0.64438 | 0.65429 | 0.6642 | 0.67412 | 0.68403 | 0.69395 | 0.70386 | 0.71377 | 0.72369 | 0.7336 | 0.74351
51dF | 1a WRMP24. Smart Showers.AWSLNN | WEF 1a.AWSLNN | Retrofitting indoor water efficiency devices | Customer Options | N | Least Cost | AWSLNN | Ml/d | 2 | Gains in Water Available For Use / Savings in Demand under the selected programme (Ml/d) input as +ve 2019-20: 0; Gains in Water Available For Use / Savings in Demand under the selected programme (Ml/d) input as +ve 2020-21: 0; Gains in Water Available For Use / Savings in Demand under the selected programme (Ml/d) input as +ve 2021-22: 0; Gains in Water Available For Use / Savings in Demand under the selected programme (Ml/d) input as +ve 2022-23: 0; Gains in Water Available For Use / Savings in Demand under the selected programme (Ml/d) input as +ve 2023-24: 0; Gains in Water Available For Use / Savings in Demand under the selected programme (Ml/d) input as +ve 2024-25: 0; Gains in Water Available For Use / Savings in Demand under the selected programme (Ml/d) input as +ve 2025-26: 0.0065692; Gains in Water Available For Use / Savings in Demand under the selected programme (Ml/d) input as +ve 2026-27: 0.012405; Gains in Water Available For Use / Savings in Demand under the selected programme (Ml/d) input as +ve 2027-28: 0.017587; Gains in Water Available For Use / Savings in Demand under the selected programme (Ml/d) input as +ve 2028-29: 0.022304; Gains in Water Available For Use / Savings in Demand under the selected programme (Ml/d) input as +ve 2029-30: 0.026641; Gains in Water Available For Use / Savings in Demand under the selected programme (Ml/d) input as +ve 2030-31: 0.026008; Gains in Water Available For Use / Savings in Demand under the selected programme (Ml/d) input as +ve 2031-32: 0.025935; Gains in Water Available For Use / Savings in Demand under the selected programme (Ml/d) input as +ve 2032-33: 0.026366; Gains in Water Available For Use / Savings in Demand under the selected programme (Ml/d) input as +ve 2033-34: 0.027157; Gains in Water Available For Use / Savings in Demand under the selected programme (Ml/d) input as +ve 2034-35: 0.028242; Gains in Water Available For Use / Savings in Demand under the selected programme (Ml/d) input as +ve 2035-36: 0.029325; Gains in Water Available For Use / Savings in Demand under the selected programme (Ml/d) input as +ve 2036-37: 0.030406; Gains in Water Available For Use / Savings in Demand under the selected programme (Ml/d) input as +ve 2037-38: 0.031483; Gains in Water Available For Use / Savings in Demand under the selected programme (Ml/d) input as +ve 2038-39: 0.032557; Gains in Water Available For Use / Savings in Demand under the selected programme (Ml/d) input as +ve 2039-40: 0.033627; Gains in Water Available For Use / Savings in Demand under the selected programme (Ml/d) input as +ve 2040-41: 0.034692; Gains in Water Available For Use / Savings in Demand under the selected programme (Ml/d) input as +ve 2041-42: 0.03575; Gains in Water Available For Use / Savings in Demand under the selected programme (Ml/d) input as +ve 2042-43: 0.036801; Gains in Water Available For Use / Savings in Demand under the selected programme (Ml/d) input as +ve 2043-44: 0.037842; Gains in Water Available For Use / Savings in Demand under the selected programme (Ml/d) input as +ve 2044-45: 0.038875; Gains in Water Available For Use / Savings in Demand under the selected programme (Ml/d) input as +ve 2045-46: 0.039898; Gains in Water Available For Use / Savings in Demand under the selected programme (Ml/d) input as +ve 2046-47: 0.040913; Gains in Water Available For Use / Savings in Demand under the selected programme (Ml/d) input as +ve 2047-48: 0.041918; Gains in Water Available For Use / Savings in Demand under the selected programme (Ml/d) input as +ve 2048-49: 0.042916; Gains in Water Available For Use / Savings in Demand under the selected programme (Ml/d) input as +ve 2049-50: 0.043902
51dF | 1a WRMP24. Smart Showers.AWSLNN | WEF 1a.AWSLNN | Retrofitting indoor water efficiency devices | Customer Options | N | Ofwat Core | AWSLNN | Ml/d | 2 | Gains in Water Available For Use / Savings in Demand under the selected programme (Ml/d) input as +ve 2019-20: 0; Gains in Water Available For Use / Savings in Demand under the selected programme (Ml/d) input as +ve 2020-21: 0; Gains in Water Available For Use / Savings in Demand under the selected programme (Ml/d) input as +ve 2021-22: 0; Gains in Water Available For Use / Savings in Demand under the selected programme (Ml/d) input as +ve 2022-23: 0; Gains in Water Available For Use / Savings in Demand under the selected programme (Ml/d) input as +ve 2023-24: 0; Gains in Water Available For Use / Savings in Demand under the selected programme (Ml/d) input as +ve 2024-25: 0; Gains in Water Available For Use / Savings in Demand under the selected programme (Ml/d) input as +ve 2025-26: 0.0065692; Gains in Water Available For Use / Savings in Demand under the selected programme (Ml/d) input as +ve 2026-27: 0.012405; Gains in Water Available For Use / Savings in Demand under the selected programme (Ml/d) input as +ve 2027-28: 0.017587; Gains in Water Available For Use / Savings in Demand under the selected programme (Ml/d) input as +ve 2028-29: 0.022304; Gains in Water Available For Use / Savings in Demand under the selected programme (Ml/d) input as +ve 2029-30: 0.026641; Gains in Water Available For Use / Savings in Demand under the selected programme (Ml/d) input as +ve 2030-31: 0.026008; Gains in Water Available For Use / Savings in Demand under the selected programme (Ml/d) input as +ve 2031-32: 0.025935; Gains in Water Available For Use / Savings in Demand under the selected programme (Ml/d) input as +ve 2032-33: 0.026366; Gains in Water Available For Use / Savings in Demand under the selected programme (Ml/d) input as +ve 2033-34: 0.027157; Gains in Water Available For Use / Savings in Demand under the selected programme (Ml/d) input as +ve 2034-35: 0.028242; Gains in Water Available For Use / Savings in Demand under the selected programme (Ml/d) input as +ve 2035-36: 0.029325; Gains in Water Available For Use / Savings in Demand under the selected programme (Ml/d) input as +ve 2036-37: 0.030406; Gains in Water Available For Use / Savings in Demand under the selected programme (Ml/d) input as +ve 2037-38: 0.031483; Gains in Water Available For Use / Savings in Demand under the selected programme (Ml/d) input as +ve 2038-39: 0.032557; Gains in Water Available For Use / Savings in Demand under the selected programme (Ml/d) input as +ve 2039-40: 0.033627; Gains in Water Available For Use / Savings in Demand under the selected programme (Ml/d) input as +ve 2040-41: 0.034692; Gains in Water Available For Use / Savings in Demand under the selected programme (Ml/d) input as +ve 2041-42: 0.03575; Gains in Water Available For Use / Savings in Demand under the selected programme (Ml/d) input as +ve 2042-43: 0.036801; Gains in Water Available For Use / Savings in Demand under the selected programme (Ml/d) input as +ve 2043-44: 0.037842; Gains in Water Available For Use / Savings in Demand under the selected programme (Ml/d) input as +ve 2044-45: 0.038875; Gains in Water Available For Use / Savings in Demand under the selected programme (Ml/d) input as +ve 2045-46: 0.039898; Gains in Water Available For Use / Savings in Demand under the selected programme (Ml/d) input as +ve 2046-47: 0.040913; Gains in Water Available For Use / Savings in Demand under the selected programme (Ml/d) input as +ve 2047-48: 0.041918; Gains in Water Available For Use / Savings in Demand under the selected programme (Ml/d) input as +ve 2048-49: 0.042916; Gains in Water Available For Use / Savings in Demand under the selected programme (Ml/d) input as +ve 2049-50: 0.043902
51dP | 1a WRMP24. Smart Showers.AWSLNN | WEF 1a.AWSLNN | Retrofitting indoor water efficiency devices | Customer Options | N | Preferred | AWSLNN | Ml/d | 2 | Gains in Water Available For Use / Savings in Demand under the selected programme (Ml/d) input as +ve 2019-20: 0; Gains in Water Available For Use / Savings in Demand under the selected programme (Ml/d) input as +ve 2020-21: 0; Gains in Water Available For Use / Savings in Demand under the selected programme (Ml/d) input as +ve 2021-22: 0; Gains in Water Available For Use / Savings in Demand under the selected programme (Ml/d) input as +ve 2022-23: 0; Gains in Water Available For Use / Savings in Demand under the selected programme (Ml/d) input as +ve 2023-24: 0; Gains in Water Available For Use / Savings in Demand under the selected programme (Ml/d) input as +ve 2024-25: 0; Gains in Water Available For Use / Savings in Demand under the selected programme (Ml/d) input as +ve 2025-26: 0.0065692; Gains in Water Available For Use / Savings in Demand under the selected programme (Ml/d) input as +ve 2026-27: 0.012405; Gains in Water Available For Use / Savings in Demand under the selected programme (Ml/d) input as +ve 2027-28: 0.017587; Gains in Water Available For Use / Savings in Demand under the selected programme (Ml/d) input as +ve 2028-29: 0.022304; Gains in Water Available For Use / Savings in Demand under the selected programme (Ml/d) input as +ve 2029-30: 0.026641; Gains in Water Available For Use / Savings in Demand under the selected programme (Ml/d) input as +ve 2030-31: 0.026008; Gains in Water Available For Use / Savings in Demand under the selected programme (Ml/d) input as +ve 2031-32: 0.025935; Gains in Water Available For Use / Savings in Demand under the selected programme (Ml/d) input as +ve 2032-33: 0.026366; Gains in Water Available For Use / Savings in Demand under the selected programme (Ml/d) input as +ve 2033-34: 0.027157; Gains in Water Available For Use / Savings in Demand under the selected programme (Ml/d) input as +ve 2034-35: 0.028242; Gains in Water Available For Use / Savings in Demand under the selected programme (Ml/d) input as +ve 2035-36: 0.029325; Gains in Water Available For Use / Savings in Demand under the selected programme (Ml/d) input as +ve 2036-37: 0.030406; Gains in Water Available For Use / Savings in Demand under the selected programme (Ml/d) input as +ve 2037-38: 0.031483; Gains in Water Available For Use / Savings in Demand under the selected programme (Ml/d) input as +ve 2038-39: 0.032557; Gains in Water Available For Use / Savings in Demand under the selected programme (Ml/d) input as +ve 2039-40: 0.033627; Gains in Water Available For Use / Savings in Demand under the selected programme (Ml/d) input as +ve 2040-41: 0.034692; Gains in Water Available For Use / Savings in Demand under the selected programme (Ml/d) input as +ve 2041-42: 0.03575; Gains in Water Available For Use / Savings in Demand under the selected programme (Ml/d) input as +ve 2042-43: 0.036801; Gains in Water Available For Use / Savings in Demand under the selected programme (Ml/d) input as +ve 2043-44: 0.037842; Gains in Water Available For Use / Savings in Demand under the selected programme (Ml/d) input as +ve 2044-45: 0.038875; Gains in Water Available For Use / Savings in Demand under the selected programme (Ml/d) input as +ve 2045-46: 0.039898; Gains in Water Available For Use / Savings in Demand under the selected programme (Ml/d) input as +ve 2046-47: 0.040913; Gains in Water Available For Use / Savings in Demand under the selected programme (Ml/d) input as +ve 2047-48: 0.041918; Gains in Water Available For Use / Savings in Demand under the selected programme (Ml/d) input as +ve 2048-49: 0.042916; Gains in Water Available For Use / Savings in Demand under the selected programme (Ml/d) input as +ve 2049-50: 0.043902
51dF | 2c WRMP24. Garden Advice.AWSLNN | WEF 2c.AWSLNN | Water efficiency customer education / awareness | Customer Options | N | Least Cost | AWSLNN | Ml/d | 2 | Gains in Water Available For Use / Savings in Demand under the selected programme (Ml/d) input as +ve 2019-20: 0; Gains in Water Available For Use / Savings in Demand under the selected programme (Ml/d) input as +ve 2020-21: 0; Gains in Water Available For Use / Savings in Demand under the selected programme (Ml/d) input as +ve 2021-22: 0; Gains in Water Available For Use / Savings in Demand under the selected programme (Ml/d) input as +ve 2022-23: 0; Gains in Water Available For Use / Savings in Demand under the selected programme (Ml/d) input as +ve 2023-24: 0; Gains in Water Available For Use / Savings in Demand under the selected programme (Ml/d) input as +ve 2024-25: 0; Gains in Water Available For Use / Savings in Demand under the selected programme (Ml/d) input as +ve 2025-26: 0.00094693; Gains in Water Available For Use / Savings in Demand under the selected programme (Ml/d) input as +ve 2026-27: 0.0018983; Gains in Water Available For Use / Savings in Demand under the selected programme (Ml/d) input as +ve 2027-28: 0.0028511; Gains in Water Available For Use / Savings in Demand under the selected programme (Ml/d) input as +ve 2028-29: 0.003806; Gains in Water Available For Use / Savings in Demand under the selected programme (Ml/d) input as +ve 2029-30: 0.0047621; Gains in Water Available For Use / Savings in Demand under the selected programme (Ml/d) input as +ve 2030-31: 0.00572; Gains in Water Available For Use / Savings in Demand under the selected programme (Ml/d) input as +ve 2031-32: 0.0066795; Gains in Water Available For Use / Savings in Demand under the selected programme (Ml/d) input as +ve 2032-33: 0.0076411; Gains in Water Available For Use / Savings in Demand under the selected programme (Ml/d) input as +ve 2033-34: 0.0086049; Gains in Water Available For Use / Savings in Demand under the selected programme (Ml/d) input as +ve 2034-35: 0.0095705; Gains in Water Available For Use / Savings in Demand under the selected programme (Ml/d) input as +ve 2035-36: 0.010537; Gains in Water Available For Use / Savings in Demand under the selected programme (Ml/d) input as +ve 2036-37: 0.011504; Gains in Water Available For Use / Savings in Demand under the selected programme (Ml/d) input as +ve 2037-38: 0.012472; Gains in Water Available For Use / Savings in Demand under the selected programme (Ml/d) input as +ve 2038-39: 0.01344; Gains in Water Available For Use / Savings in Demand under the selected programme (Ml/d) input as +ve 2039-40: 0.01441; Gains in Water Available For Use / Savings in Demand under the selected programme (Ml/d) input as +ve 2040-41: 0.015379; Gains in Water Available For Use / Savings in Demand under the selected programme (Ml/d) input as +ve 2041-42: 0.016347; Gains in Water Available For Use / Savings in Demand under the selected programme (Ml/d) input as +ve 2042-43: 0.017314; Gains in Water Available For Use / Savings in Demand under the selected programme (Ml/d) input as +ve 2043-44: 0.018279; Gains in Water Available For Use / Savings in Demand under the selected programme (Ml/d) input as +ve 2044-45: 0.019243; Gains in Water Available For Use / Savings in Demand under the selected programme (Ml/d) input as +ve 2045-46: 0.020205; Gains in Water Available For Use / Savings in Demand under the selected programme (Ml/d) input as +ve 2046-47: 0.021164; Gains in Water Available For Use / Savings in Demand under the selected programme (Ml/d) input as +ve 2047-48: 0.02212; Gains in Water Available For Use / Savings in Demand under the selected programme (Ml/d) input as +ve 2048-49: 0.023074; Gains in Water Available For Use / Savings in Demand under the selected programme (Ml/d) input as +ve 2049-50: 0.024023
51dF | 2c WRMP24. Garden Advice.AWSLNN | WEF 2c.AWSLNN | Water efficiency customer education / awareness | Customer Options | N | Ofwat Core | AWSLNN | Ml/d | 2 | Gains in Water Available For Use / Savings in Demand under the selected programme (Ml/d) input as +ve 2019-20: 0; Gains in Water Available For Use / Savings in Demand under the selected programme (Ml/d) input as +ve 2020-21: 0; Gains in Water Available For Use / Savings in Demand under the selected programme (Ml/d) input as +ve 2021-22: 0; Gains in Water Available For Use / Savings in Demand under the selected programme (Ml/d) input as +ve 2022-23: 0; Gains in Water Available For Use / Savings in Demand under the selected programme (Ml/d) input as +ve 2023-24: 0; Gains in Water Available For Use / Savings in Demand under the selected programme (Ml/d) input as +ve 2024-25: 0; Gains in Water Available For Use / Savings in Demand under the selected programme (Ml/d) input as +ve 2025-26: 0.00094693; Gains in Water Available For Use / Savings in Demand under the selected programme (Ml/d) input as +ve 2026-27: 0.0018983; Gains in Water Available For Use / Savings in Demand under the selected programme (Ml/d) input as +ve 2027-28: 0.0028511; Gains in Water Available For Use / Savings in Demand under the selected programme (Ml/d) input as +ve 2028-29: 0.003806; Gains in Water Available For Use / Savings in Demand under the selected programme (Ml/d) input as +ve 2029-30: 0.0047621; Gains in Water Available For Use / Savings in Demand under the selected programme (Ml/d) input as +ve 2030-31: 0.00572; Gains in Water Available For Use / Savings in Demand under the selected programme (Ml/d) input as +ve 2031-32: 0.0066795; Gains in Water Available For Use / Savings in Demand under the selected programme (Ml/d) input as +ve 2032-33: 0.0076411; Gains in Water Available For Use / Savings in Demand under the selected programme (Ml/d) input as +ve 2033-34: 0.0086049; Gains in Water Available For Use / Savings in Demand under the selected programme (Ml/d) input as +ve 2034-35: 0.0095705; Gains in Water Available For Use / Savings in Demand under the selected programme (Ml/d) input as +ve 2035-36: 0.010537; Gains in Water Available For Use / Savings in Demand under the selected programme (Ml/d) input as +ve 2036-37: 0.011504; Gains in Water Available For Use / Savings in Demand under the selected programme (Ml/d) input as +ve 2037-38: 0.012472; Gains in Water Available For Use / Savings in Demand under the selected programme (Ml/d) input as +ve 2038-39: 0.01344; Gains in Water Available For Use / Savings in Demand under the selected programme (Ml/d) input as +ve 2039-40: 0.01441; Gains in Water Available For Use / Savings in Demand under the selected programme (Ml/d) input as +ve 2040-41: 0.015379; Gains in Water Available For Use / Savings in Demand under the selected programme (Ml/d) input as +ve 2041-42: 0.016347; Gains in Water Available For Use / Savings in Demand under the selected programme (Ml/d) input as +ve 2042-43: 0.017314; Gains in Water Available For Use / Savings in Demand under the selected programme (Ml/d) input as +ve 2043-44: 0.018279; Gains in Water Available For Use / Savings in Demand under the selected programme (Ml/d) input as +ve 2044-45: 0.019243; Gains in Water Available For Use / Savings in Demand under the selected programme (Ml/d) input as +ve 2045-46: 0.020205; Gains in Water Available For Use / Savings in Demand under the selected programme (Ml/d) input as +ve 2046-47: 0.021164; Gains in Water Available For Use / Savings in Demand under the selected programme (Ml/d) input as +ve 2047-48: 0.02212; Gains in Water Available For Use / Savings in Demand under the selected programme (Ml/d) input as +ve 2048-49: 0.023074; Gains in Water Available For Use / Savings in Demand under the selected programme (Ml/d) input as +ve 2049-50: 0.024023
51dP | 2c WRMP24. Garden Advice.AWSLNN | WEF 2c.AWSLNN | Water efficiency customer education / awareness | Customer Options | N | Preferred | AWSLNN | Ml/d | 2 | Gains in Water Available For Use / Savings in Demand under the selected programme (Ml/d) input as +ve 2019-20: 0; Gains in Water Available For Use / Savings in Demand under the selected programme (Ml/d) input as +ve 2020-21: 0; Gains in Water Available For Use / Savings in Demand under the selected programme (Ml/d) input as +ve 2021-22: 0; Gains in Water Available For Use / Savings in Demand under the selected programme (Ml/d) input as +ve 2022-23: 0; Gains in Water Available For Use / Savings in Demand under the selected programme (Ml/d) input as +ve 2023-24: 0; Gains in Water Available For Use / Savings in Demand under the selected programme (Ml/d) input as +ve 2024-25: 0; Gains in Water Available For Use / Savings in Demand under the selected programme (Ml/d) input as +ve 2025-26: 0.00094693; Gains in Water Available For Use / Savings in Demand under the selected programme (Ml/d) input as +ve 2026-27: 0.0018983; Gains in Water Available For Use / Savings in Demand under the selected programme (Ml/d) input as +ve 2027-28: 0.0028511; Gains in Water Available For Use / Savings in Demand under the selected programme (Ml/d) input as +ve 2028-29: 0.003806; Gains in Water Available For Use / Savings in Demand under the selected programme (Ml/d) input as +ve 2029-30: 0.0047621; Gains in Water Available For Use / Savings in Demand under the selected programme (Ml/d) input as +ve 2030-31: 0.00572; Gains in Water Available For Use / Savings in Demand under the selected programme (Ml/d) input as +ve 2031-32: 0.0066795; Gains in Water Available For Use / Savings in Demand under the selected programme (Ml/d) input as +ve 2032-33: 0.0076411; Gains in Water Available For Use / Savings in Demand under the selected programme (Ml/d) input as +ve 2033-34: 0.0086049; Gains in Water Available For Use / Savings in Demand under the selected programme (Ml/d) input as +ve 2034-35: 0.0095705; Gains in Water Available For Use / Savings in Demand under the selected programme (Ml/d) input as +ve 2035-36: 0.010537; Gains in Water Available For Use / Savings in Demand under the selected programme (Ml/d) input as +ve 2036-37: 0.011504; Gains in Water Available For Use / Savings in Demand under the selected programme (Ml/d) input as +ve 2037-38: 0.012472; Gains in Water Available For Use / Savings in Demand under the selected programme (Ml/d) input as +ve 2038-39: 0.01344; Gains in Water Available For Use / Savings in Demand under the selected programme (Ml/d) input as +ve 2039-40: 0.01441; Gains in Water Available For Use / Savings in Demand under the selected programme (Ml/d) input as +ve 2040-41: 0.015379; Gains in Water Available For Use / Savings in Demand under the selected programme (Ml/d) input as +ve 2041-42: 0.016347; Gains in Water Available For Use / Savings in Demand under the selected programme (Ml/d) input as +ve 2042-43: 0.017314; Gains in Water Available For Use / Savings in Demand under the selected programme (Ml/d) input as +ve 2043-44: 0.018279; Gains in Water Available For Use / Savings in Demand under the selected programme (Ml/d) input as +ve 2044-45: 0.019243; Gains in Water Available For Use / Savings in Demand under the selected programme (Ml/d) input as +ve 2045-46: 0.020205; Gains in Water Available For Use / Savings in Demand under the selected programme (Ml/d) input as +ve 2046-47: 0.021164; Gains in Water Available For Use / Savings in Demand under the selected programme (Ml/d) input as +ve 2047-48: 0.02212; Gains in Water Available For Use / Savings in Demand under the selected programme (Ml/d) input as +ve 2048-49: 0.023074; Gains in Water Available For Use / Savings in Demand under the selected programme (Ml/d) input as +ve 2049-50: 0.024023
51dF | 3a WRMP24. Community Reward.AWSLNN | WEF 3a.AWSLNN | Water efficiency customer education / awareness | Customer Options | N | Least Cost | AWSLNN | Ml/d | 2 | Gains in Water Available For Use / Savings in Demand under the selected programme (Ml/d) input as +ve 2019-20: 0; Gains in Water Available For Use / Savings in Demand under the selected programme (Ml/d) input as +ve 2020-21: 0; Gains in Water Available For Use / Savings in Demand under the selected programme (Ml/d) input as +ve 2021-22: 0; Gains in Water Available For Use / Savings in Demand under the selected programme (Ml/d) input as +ve 2022-23: 0; Gains in Water Available For Use / Savings in Demand under the selected programme (Ml/d) input as +ve 2023-24: 0; Gains in Water Available For Use / Savings in Demand under the selected programme (Ml/d) input as +ve 2024-25: 0; Gains in Water Available For Use / Savings in Demand under the selected programme (Ml/d) input as +ve 2025-26: 0.0019969; Gains in Water Available For Use / Savings in Demand under the selected programme (Ml/d) input as +ve 2026-27: 0.0037535; Gains in Water Available For Use / Savings in Demand under the selected programme (Ml/d) input as +ve 2027-28: 0.0052995; Gains in Water Available For Use / Savings in Demand under the selected programme (Ml/d) input as +ve 2028-29: 0.0066933; Gains in Water Available For Use / Savings in Demand under the selected programme (Ml/d) input as +ve 2029-30: 0.0079625; Gains in Water Available For Use / Savings in Demand under the selected programme (Ml/d) input as +ve 2030-31: 0.009223; Gains in Water Available For Use / Savings in Demand under the selected programme (Ml/d) input as +ve 2031-32: 0.010476; Gains in Water Available For Use / Savings in Demand under the selected programme (Ml/d) input as +ve 2032-33: 0.011727; Gains in Water Available For Use / Savings in Demand under the selected programme (Ml/d) input as +ve 2033-34: 0.012976; Gains in Water Available For Use / Savings in Demand under the selected programme (Ml/d) input as +ve 2034-35: 0.014222; Gains in Water Available For Use / Savings in Demand under the selected programme (Ml/d) input as +ve 2035-36: 0.015464; Gains in Water Available For Use / Savings in Demand under the selected programme (Ml/d) input as +ve 2036-37: 0.016701; Gains in Water Available For Use / Savings in Demand under the selected programme (Ml/d) input as +ve 2037-38: 0.017935; Gains in Water Available For Use / Savings in Demand under the selected programme (Ml/d) input as +ve 2038-39: 0.019166; Gains in Water Available For Use / Savings in Demand under the selected programme (Ml/d) input as +ve 2039-40: 0.020394; Gains in Water Available For Use / Savings in Demand under the selected programme (Ml/d) input as +ve 2040-41: 0.020368; Gains in Water Available For Use / Savings in Demand under the selected programme (Ml/d) input as +ve 2041-42: 0.020495; Gains in Water Available For Use / Savings in Demand under the selected programme (Ml/d) input as +ve 2042-43: 0.020757; Gains in Water Available For Use / Savings in Demand under the selected programme (Ml/d) input as +ve 2043-44: 0.021115; Gains in Water Available For Use / Savings in Demand under the selected programme (Ml/d) input as +ve 2044-45: 0.021552; Gains in Water Available For Use / Savings in Demand under the selected programme (Ml/d) input as +ve 2045-46: 0.021994; Gains in Water Available For Use / Savings in Demand under the selected programme (Ml/d) input as +ve 2046-47: 0.02244; Gains in Water Available For Use / Savings in Demand under the selected programme (Ml/d) input as +ve 2047-48: 0.022885; Gains in Water Available For Use / Savings in Demand under the selected programme (Ml/d) input as +ve 2048-49: 0.023329; Gains in Water Available For Use / Savings in Demand under the selected programme (Ml/d) input as +ve 2049-50: 0.023772
51dF | 3a WRMP24. Community Reward.AWSLNN | WEF 3a.AWSLNN | Water efficiency customer education / awareness | Customer Options | N | Ofwat Core | AWSLNN | Ml/d | 2 | Gains in Water Available For Use / Savings in Demand under the selected programme (Ml/d) input as +ve 2019-20: 0; Gains in Water Available For Use / Savings in Demand under the selected programme (Ml/d) input as +ve 2020-21: 0; Gains in Water Available For Use / Savings in Demand under the selected programme (Ml/d) input as +ve 2021-22: 0; Gains in Water Available For Use / Savings in Demand under the selected programme (Ml/d) input as +ve 2022-23: 0; Gains in Water Available For Use / Savings in Demand under the selected programme (Ml/d) input as +ve 2023-24: 0; Gains in Water Available For Use / Savings in Demand under the selected programme (Ml/d) input as +ve 2024-25: 0; Gains in Water Available For Use / Savings in Demand under the selected programme (Ml/d) input as +ve 2025-26: 0.0019969; Gains in Water Available For Use / Savings in Demand under the selected programme (Ml/d) input as +ve 2026-27: 0.0037535; Gains in Water Available For Use / Savings in Demand under the selected programme (Ml/d) input as +ve 2027-28: 0.0052995; Gains in Water Available For Use / Savings in Demand under the selected programme (Ml/d) input as +ve 2028-29: 0.0066933; Gains in Water Available For Use / Savings in Demand under the selected programme (Ml/d) input as +ve 2029-30: 0.0079625; Gains in Water Available For Use / Savings in Demand under the selected programme (Ml/d) input as +ve 2030-31: 0.009223; Gains in Water Available For Use / Savings in Demand under the selected programme (Ml/d) input as +ve 2031-32: 0.010476; Gains in Water Available For Use / Savings in Demand under the selected programme (Ml/d) input as +ve 2032-33: 0.011727; Gains in Water Available For Use / Savings in Demand under the selected programme (Ml/d) input as +ve 2033-34: 0.012976; Gains in Water Available For Use / Savings in Demand under the selected programme (Ml/d) input as +ve 2034-35: 0.014222; Gains in Water Available For Use / Savings in Demand under the selected programme (Ml/d) input as +ve 2035-36: 0.015464; Gains in Water Available For Use / Savings in Demand under the selected programme (Ml/d) input as +ve 2036-37: 0.016701; Gains in Water Available For Use / Savings in Demand under the selected programme (Ml/d) input as +ve 2037-38: 0.017935; Gains in Water Available For Use / Savings in Demand under the selected programme (Ml/d) input as +ve 2038-39: 0.019166; Gains in Water Available For Use / Savings in Demand under the selected programme (Ml/d) input as +ve 2039-40: 0.020394; Gains in Water Available For Use / Savings in Demand under the selected programme (Ml/d) input as +ve 2040-41: 0.020368; Gains in Water Available For Use / Savings in Demand under the selected programme (Ml/d) input as +ve 2041-42: 0.020495; Gains in Water Available For Use / Savings in Demand under the selected programme (Ml/d) input as +ve 2042-43: 0.020757; Gains in Water Available For Use / Savings in Demand under the selected programme (Ml/d) input as +ve 2043-44: 0.021115; Gains in Water Available For Use / Savings in Demand under the selected programme (Ml/d) input as +ve 2044-45: 0.021552; Gains in Water Available For Use / Savings in Demand under the selected programme (Ml/d) input as +ve 2045-46: 0.021994; Gains in Water Available For Use / Savings in Demand under the selected programme (Ml/d) input as +ve 2046-47: 0.02244; Gains in Water Available For Use / Savings in Demand under the selected programme (Ml/d) input as +ve 2047-48: 0.022885; Gains in Water Available For Use / Savings in Demand under the selected programme (Ml/d) input as +ve 2048-49: 0.023329; Gains in Water Available For Use / Savings in Demand under the selected programme (Ml/d) input as +ve 2049-50: 0.023772
51dP | 3a WRMP24. Community Reward.AWSLNN | WEF 3a.AWSLNN | Water efficiency customer education / awareness | Customer Options | N | Preferred | AWSLNN | Ml/d | 2 | Gains in Water Available For Use / Savings in Demand under the selected programme (Ml/d) input as +ve 2019-20: 0; Gains in Water Available For Use / Savings in Demand under the selected programme (Ml/d) input as +ve 2020-21: 0; Gains in Water Available For Use / Savings in Demand under the selected programme (Ml/d) input as +ve 2021-22: 0; Gains in Water Available For Use / Savings in Demand under the selected programme (Ml/d) input as +ve 2022-23: 0; Gains in Water Available For Use / Savings in Demand under the selected programme (Ml/d) input as +ve 2023-24: 0; Gains in Water Available For Use / Savings in Demand under the selected programme (Ml/d) input as +ve 2024-25: 0; Gains in Water Available For Use / Savings in Demand under the selected programme (Ml/d) input as +ve 2025-26: 0.0019969; Gains in Water Available For Use / Savings in Demand under the selected programme (Ml/d) input as +ve 2026-27: 0.0037535; Gains in Water Available For Use / Savings in Demand under the selected programme (Ml/d) input as +ve 2027-28: 0.0052995; Gains in Water Available For Use / Savings in Demand under the selected programme (Ml/d) input as +ve 2028-29: 0.0066933; Gains in Water Available For Use / Savings in Demand under the selected programme (Ml/d) input as +ve 2029-30: 0.0079625; Gains in Water Available For Use / Savings in Demand under the selected programme (Ml/d) input as +ve 2030-31: 0.009223; Gains in Water Available For Use / Savings in Demand under the selected programme (Ml/d) input as +ve 2031-32: 0.010476; Gains in Water Available For Use / Savings in Demand under the selected programme (Ml/d) input as +ve 2032-33: 0.011727; Gains in Water Available For Use / Savings in Demand under the selected programme (Ml/d) input as +ve 2033-34: 0.012976; Gains in Water Available For Use / Savings in Demand under the selected programme (Ml/d) input as +ve 2034-35: 0.014222; Gains in Water Available For Use / Savings in Demand under the selected programme (Ml/d) input as +ve 2035-36: 0.015464; Gains in Water Available For Use / Savings in Demand under the selected programme (Ml/d) input as +ve 2036-37: 0.016701; Gains in Water Available For Use / Savings in Demand under the selected programme (Ml/d) input as +ve 2037-38: 0.017935; Gains in Water Available For Use / Savings in Demand under the selected programme (Ml/d) input as +ve 2038-39: 0.019166; Gains in Water Available For Use / Savings in Demand under the selected programme (Ml/d) input as +ve 2039-40: 0.020394; Gains in Water Available For Use / Savings in Demand under the selected programme (Ml/d) input as +ve 2040-41: 0.020368; Gains in Water Available For Use / Savings in Demand under the selected programme (Ml/d) input as +ve 2041-42: 0.020495; Gains in Water Available For Use / Savings in Demand under the selected programme (Ml/d) input as +ve 2042-43: 0.020757; Gains in Water Available For Use / Savings in Demand under the selected programme (Ml/d) input as +ve 2043-44: 0.021115; Gains in Water Available For Use / Savings in Demand under the selected programme (Ml/d) input as +ve 2044-45: 0.021552; Gains in Water Available For Use / Savings in Demand under the selected programme (Ml/d) input as +ve 2045-46: 0.021994; Gains in Water Available For Use / Savings in Demand under the selected programme (Ml/d) input as +ve 2046-47: 0.02244; Gains in Water Available For Use / Savings in Demand under the selected programme (Ml/d) input as +ve 2047-48: 0.022885; Gains in Water Available For Use / Savings in Demand under the selected programme (Ml/d) input as +ve 2048-49: 0.023329; Gains in Water Available For Use / Savings in Demand under the selected programme (Ml/d) input as +ve 2049-50: 0.023772
51dF | 4a WRMP24. PL Uplift - Vulnerable Customers.AWSLNN | WEF 4a.AWSLNN | Other water efficiency | Customer Options | N | Least Cost | AWSLNN | Ml/d | 2 | Gains in Water Available For Use / Savings in Demand under the selected programme (Ml/d) input as +ve 2019-20: 0; Gains in Water Available For Use / Savings in Demand under the selected programme (Ml/d) input as +ve 2020-21: 0; Gains in Water Available For Use / Savings in Demand under the selected programme (Ml/d) input as +ve 2021-22: 0; Gains in Water Available For Use / Savings in Demand under the selected programme (Ml/d) input as +ve 2022-23: 0; Gains in Water Available For Use / Savings in Demand under the selected programme (Ml/d) input as +ve 2023-24: 0; Gains in Water Available For Use / Savings in Demand under the selected programme (Ml/d) input as +ve 2024-25: 0; Gains in Water Available For Use / Savings in Demand under the selected programme (Ml/d) input as +ve 2025-26: 0.004582; Gains in Water Available For Use / Savings in Demand under the selected programme (Ml/d) input as +ve 2026-27: 0.0058629; Gains in Water Available For Use / Savings in Demand under the selected programme (Ml/d) input as +ve 2027-28: 0.0071789; Gains in Water Available For Use / Savings in Demand under the selected programme (Ml/d) input as +ve 2028-29: 0.0085414; Gains in Water Available For Use / Savings in Demand under the selected programme (Ml/d) input as +ve 2029-30: 0.0099302; Gains in Water Available For Use / Savings in Demand under the selected programme (Ml/d) input as +ve 2030-31: 0.011358; Gains in Water Available For Use / Savings in Demand under the selected programme (Ml/d) input as +ve 2031-32: 0.012823; Gains in Water Available For Use / Savings in Demand under the selected programme (Ml/d) input as +ve 2032-33: 0.013027; Gains in Water Available For Use / Savings in Demand under the selected programme (Ml/d) input as +ve 2033-34: 0.013222; Gains in Water Available For Use / Savings in Demand under the selected programme (Ml/d) input as +ve 2034-35: 0.013407; Gains in Water Available For Use / Savings in Demand under the selected programme (Ml/d) input as +ve 2035-36: 0.013571; Gains in Water Available For Use / Savings in Demand under the selected programme (Ml/d) input as +ve 2036-37: 0.013738; Gains in Water Available For Use / Savings in Demand under the selected programme (Ml/d) input as +ve 2037-38: 0.013903; Gains in Water Available For Use / Savings in Demand under the selected programme (Ml/d) input as +ve 2038-39: 0.014068; Gains in Water Available For Use / Savings in Demand under the selected programme (Ml/d) input as +ve 2039-40: 0.014227; Gains in Water Available For Use / Savings in Demand under the selected programme (Ml/d) input as +ve 2040-41: 0.014364; Gains in Water Available For Use / Savings in Demand under the selected programme (Ml/d) input as +ve 2041-42: 0.014497; Gains in Water Available For Use / Savings in Demand under the selected programme (Ml/d) input as +ve 2042-43: 0.014624; Gains in Water Available For Use / Savings in Demand under the selected programme (Ml/d) input as +ve 2043-44: 0.014747; Gains in Water Available For Use / Savings in Demand under the selected programme (Ml/d) input as +ve 2044-45: 0.014865; Gains in Water Available For Use / Savings in Demand under the selected programme (Ml/d) input as +ve 2045-46: 0.01495; Gains in Water Available For Use / Savings in Demand under the selected programme (Ml/d) input as +ve 2046-47: 0.015031; Gains in Water Available For Use / Savings in Demand under the selected programme (Ml/d) input as +ve 2047-48: 0.015109; Gains in Water Available For Use / Savings in Demand under the selected programme (Ml/d) input as +ve 2048-49: 0.015184; Gains in Water Available For Use / Savings in Demand under the selected programme (Ml/d) input as +ve 2049-50: 0.01524
51dF | 4a WRMP24. PL Uplift - Vulnerable Customers.AWSLNN | WEF 4a.AWSLNN | Other water efficiency | Customer Options | N | Ofwat Core | AWSLNN | Ml/d | 2 | Gains in Water Available For Use / Savings in Demand under the selected programme (Ml/d) input as +ve 2019-20: 0; Gains in Water Available For Use / Savings in Demand under the selected programme (Ml/d) input as +ve 2020-21: 0; Gains in Water Available For Use / Savings in Demand under the selected programme (Ml/d) input as +ve 2021-22: 0; Gains in Water Available For Use / Savings in Demand under the selected programme (Ml/d) input as +ve 2022-23: 0; Gains in Water Available For Use / Savings in Demand under the selected programme (Ml/d) input as +ve 2023-24: 0; Gains in Water Available For Use / Savings in Demand under the selected programme (Ml/d) input as +ve 2024-25: 0; Gains in Water Available For Use / Savings in Demand under the selected programme (Ml/d) input as +ve 2025-26: 0.004582; Gains in Water Available For Use / Savings in Demand under the selected programme (Ml/d) input as +ve 2026-27: 0.0058629; Gains in Water Available For Use / Savings in Demand under the selected programme (Ml/d) input as +ve 2027-28: 0.0071789; Gains in Water Available For Use / Savings in Demand under the selected programme (Ml/d) input as +ve 2028-29: 0.0085414; Gains in Water Available For Use / Savings in Demand under the selected programme (Ml/d) input as +ve 2029-30: 0.0099302; Gains in Water Available For Use / Savings in Demand under the selected programme (Ml/d) input as +ve 2030-31: 0.011358; Gains in Water Available For Use / Savings in Demand under the selected programme (Ml/d) input as +ve 2031-32: 0.012823; Gains in Water Available For Use / Savings in Demand under the selected programme (Ml/d) input as +ve 2032-33: 0.013027; Gains in Water Available For Use / Savings in Demand under the selected programme (Ml/d) input as +ve 2033-34: 0.013222; Gains in Water Available For Use / Savings in Demand under the selected programme (Ml/d) input as +ve 2034-35: 0.013407; Gains in Water Available For Use / Savings in Demand under the selected programme (Ml/d) input as +ve 2035-36: 0.013571; Gains in Water Available For Use / Savings in Demand under the selected programme (Ml/d) input as +ve 2036-37: 0.013738; Gains in Water Available For Use / Savings in Demand under the selected programme (Ml/d) input as +ve 2037-38: 0.013903; Gains in Water Available For Use / Savings in Demand under the selected programme (Ml/d) input as +ve 2038-39: 0.014068; Gains in Water Available For Use / Savings in Demand under the selected programme (Ml/d) input as +ve 2039-40: 0.014227; Gains in Water Available For Use / Savings in Demand under the selected programme (Ml/d) input as +ve 2040-41: 0.014364; Gains in Water Available For Use / Savings in Demand under the selected programme (Ml/d) input as +ve 2041-42: 0.014497; Gains in Water Available For Use / Savings in Demand under the selected programme (Ml/d) input as +ve 2042-43: 0.014624; Gains in Water Available For Use / Savings in Demand under the selected programme (Ml/d) input as +ve 2043-44: 0.014747; Gains in Water Available For Use / Savings in Demand under the selected programme (Ml/d) input as +ve 2044-45: 0.014865; Gains in Water Available For Use / Savings in Demand under the selected programme (Ml/d) input as +ve 2045-46: 0.01495; Gains in Water Available For Use / Savings in Demand under the selected programme (Ml/d) input as +ve 2046-47: 0.015031; Gains in Water Available For Use / Savings in Demand under the selected programme (Ml/d) input as +ve 2047-48: 0.015109; Gains in Water Available For Use / Savings in Demand under the selected programme (Ml/d) input as +ve 2048-49: 0.015184; Gains in Water Available For Use / Savings in Demand under the selected programme (Ml/d) input as +ve 2049-50: 0.01524
51dP | 4a WRMP24. PL Uplift - Vulnerable Customers.AWSLNN | WEF 4a.AWSLNN | Other water efficiency | Customer Options | N | Preferred | AWSLNN | Ml/d | 2 | Gains in Water Available For Use / Savings in Demand under the selected programme (Ml/d) input as +ve 2019-20: 0; Gains in Water Available For Use / Savings in Demand under the selected programme (Ml/d) input as +ve 2020-21: 0; Gains in Water Available For Use / Savings in Demand under the selected programme (Ml/d) input as +ve 2021-22: 0; Gains in Water Available For Use / Savings in Demand under the selected programme (Ml/d) input as +ve 2022-23: 0; Gains in Water Available For Use / Savings in Demand under the selected programme (Ml/d) input as +ve 2023-24: 0; Gains in Water Available For Use / Savings in Demand under the selected programme (Ml/d) input as +ve 2024-25: 0; Gains in Water Available For Use / Savings in Demand under the selected programme (Ml/d) input as +ve 2025-26: 0.004582; Gains in Water Available For Use / Savings in Demand under the selected programme (Ml/d) input as +ve 2026-27: 0.0058629; Gains in Water Available For Use / Savings in Demand under the selected programme (Ml/d) input as +ve 2027-28: 0.0071789; Gains in Water Available For Use / Savings in Demand under the selected programme (Ml/d) input as +ve 2028-29: 0.0085414; Gains in Water Available For Use / Savings in Demand under the selected programme (Ml/d) input as +ve 2029-30: 0.0099302; Gains in Water Available For Use / Savings in Demand under the selected programme (Ml/d) input as +ve 2030-31: 0.011358; Gains in Water Available For Use / Savings in Demand under the selected programme (Ml/d) input as +ve 2031-32: 0.012823; Gains in Water Available For Use / Savings in Demand under the selected programme (Ml/d) input as +ve 2032-33: 0.013027; Gains in Water Available For Use / Savings in Demand under the selected programme (Ml/d) input as +ve 2033-34: 0.013222; Gains in Water Available For Use / Savings in Demand under the selected programme (Ml/d) input as +ve 2034-35: 0.013407; Gains in Water Available For Use / Savings in Demand under the selected programme (Ml/d) input as +ve 2035-36: 0.013571; Gains in Water Available For Use / Savings in Demand under the selected programme (Ml/d) input as +ve 2036-37: 0.013738; Gains in Water Available For Use / Savings in Demand under the selected programme (Ml/d) input as +ve 2037-38: 0.013903; Gains in Water Available For Use / Savings in Demand under the selected programme (Ml/d) input as +ve 2038-39: 0.014068; Gains in Water Available For Use / Savings in Demand under the selected programme (Ml/d) input as +ve 2039-40: 0.014227; Gains in Water Available For Use / Savings in Demand under the selected programme (Ml/d) input as +ve 2040-41: 0.014364; Gains in Water Available For Use / Savings in Demand under the selected programme (Ml/d) input as +ve 2041-42: 0.014497; Gains in Water Available For Use / Savings in Demand under the selected programme (Ml/d) input as +ve 2042-43: 0.014624; Gains in Water Available For Use / Savings in Demand under the selected programme (Ml/d) input as +ve 2043-44: 0.014747; Gains in Water Available For Use / Savings in Demand under the selected programme (Ml/d) input as +ve 2044-45: 0.014865; Gains in Water Available For Use / Savings in Demand under the selected programme (Ml/d) input as +ve 2045-46: 0.01495; Gains in Water Available For Use / Savings in Demand under the selected programme (Ml/d) input as +ve 2046-47: 0.015031; Gains in Water Available For Use / Savings in Demand under the selected programme (Ml/d) input as +ve 2047-48: 0.015109; Gains in Water Available For Use / Savings in Demand under the selected programme (Ml/d) input as +ve 2048-49: 0.015184; Gains in Water Available For Use / Savings in Demand under the selected programme (Ml/d) input as +ve 2049-50: 0.01524
51dF | 4c-PL WRMP24. PL uplift - Non-Vulnerable Customers.AWSLNN | WEF 4c-PL.AWSLNN | Other water efficiency | Customer Options | N | Least Cost | AWSLNN | Ml/d | 2 | Gains in Water Available For Use / Savings in Demand under the selected programme (Ml/d) input as +ve 2019-20: 0; Gains in Water Available For Use / Savings in Demand under the selected programme (Ml/d) input as +ve 2020-21: 0; Gains in Water Available For Use / Savings in Demand under the selected programme (Ml/d) input as +ve 2021-22: 0; Gains in Water Available For Use / Savings in Demand under the selected programme (Ml/d) input as +ve 2022-23: 0; Gains in Water Available For Use / Savings in Demand under the selected programme (Ml/d) input as +ve 2023-24: 0; Gains in Water Available For Use / Savings in Demand under the selected programme (Ml/d) input as +ve 2024-25: 0; Gains in Water Available For Use / Savings in Demand under the selected programme (Ml/d) input as +ve 2025-26: 0.039562; Gains in Water Available For Use / Savings in Demand under the selected programme (Ml/d) input as +ve 2026-27: 0.05062; Gains in Water Available For Use / Savings in Demand under the selected programme (Ml/d) input as +ve 2027-28: 0.061983; Gains in Water Available For Use / Savings in Demand under the selected programme (Ml/d) input as +ve 2028-29: 0.073747; Gains in Water Available For Use / Savings in Demand under the selected programme (Ml/d) input as +ve 2029-30: 0.085738; Gains in Water Available For Use / Savings in Demand under the selected programme (Ml/d) input as +ve 2030-31: 0.098065; Gains in Water Available For Use / Savings in Demand under the selected programme (Ml/d) input as +ve 2031-32: 0.11071; Gains in Water Available For Use / Savings in Demand under the selected programme (Ml/d) input as +ve 2032-33: 0.11248; Gains in Water Available For Use / Savings in Demand under the selected programme (Ml/d) input as +ve 2033-34: 0.11416; Gains in Water Available For Use / Savings in Demand under the selected programme (Ml/d) input as +ve 2034-35: 0.11576; Gains in Water Available For Use / Savings in Demand under the selected programme (Ml/d) input as +ve 2035-36: 0.11717; Gains in Water Available For Use / Savings in Demand under the selected programme (Ml/d) input as +ve 2036-37: 0.11862; Gains in Water Available For Use / Savings in Demand under the selected programme (Ml/d) input as +ve 2037-38: 0.12004; Gains in Water Available For Use / Savings in Demand under the selected programme (Ml/d) input as +ve 2038-39: 0.12147; Gains in Water Available For Use / Savings in Demand under the selected programme (Ml/d) input as +ve 2039-40: 0.12284; Gains in Water Available For Use / Savings in Demand under the selected programme (Ml/d) input as +ve 2040-41: 0.12402; Gains in Water Available For Use / Savings in Demand under the selected programme (Ml/d) input as +ve 2041-42: 0.12516; Gains in Water Available For Use / Savings in Demand under the selected programme (Ml/d) input as +ve 2042-43: 0.12627; Gains in Water Available For Use / Savings in Demand under the selected programme (Ml/d) input as +ve 2043-44: 0.12733; Gains in Water Available For Use / Savings in Demand under the selected programme (Ml/d) input as +ve 2044-45: 0.12835; Gains in Water Available For Use / Savings in Demand under the selected programme (Ml/d) input as +ve 2045-46: 0.12908; Gains in Water Available For Use / Savings in Demand under the selected programme (Ml/d) input as +ve 2046-47: 0.12978; Gains in Water Available For Use / Savings in Demand under the selected programme (Ml/d) input as +ve 2047-48: 0.13045; Gains in Water Available For Use / Savings in Demand under the selected programme (Ml/d) input as +ve 2048-49: 0.1311; Gains in Water Available For Use / Savings in Demand under the selected programme (Ml/d) input as +ve 2049-50: 0.13158
51dF | 4c-PL WRMP24. PL uplift - Non-Vulnerable Customers.AWSLNN | WEF 4c-PL.AWSLNN | Other water efficiency | Customer Options | N | Ofwat Core | AWSLNN | Ml/d | 2 | Gains in Water Available For Use / Savings in Demand under the selected programme (Ml/d) input as +ve 2019-20: 0; Gains in Water Available For Use / Savings in Demand under the selected programme (Ml/d) input as +ve 2020-21: 0; Gains in Water Available For Use / Savings in Demand under the selected programme (Ml/d) input as +ve 2021-22: 0; Gains in Water Available For Use / Savings in Demand under the selected programme (Ml/d) input as +ve 2022-23: 0; Gains in Water Available For Use / Savings in Demand under the selected programme (Ml/d) input as +ve 2023-24: 0; Gains in Water Available For Use / Savings in Demand under the selected programme (Ml/d) input as +ve 2024-25: 0; Gains in Water Available For Use / Savings in Demand under the selected programme (Ml/d) input as +ve 2025-26: 0.039562; Gains in Water Available For Use / Savings in Demand under the selected programme (Ml/d) input as +ve 2026-27: 0.05062; Gains in Water Available For Use / Savings in Demand under the selected programme (Ml/d) input as +ve 2027-28: 0.061983; Gains in Water Available For Use / Savings in Demand under the selected programme (Ml/d) input as +ve 2028-29: 0.073747; Gains in Water Available For Use / Savings in Demand under the selected programme (Ml/d) input as +ve 2029-30: 0.085738; Gains in Water Available For Use / Savings in Demand under the selected programme (Ml/d) input as +ve 2030-31: 0.098065; Gains in Water Available For Use / Savings in Demand under the selected programme (Ml/d) input as +ve 2031-32: 0.11071; Gains in Water Available For Use / Savings in Demand under the selected programme (Ml/d) input as +ve 2032-33: 0.11248; Gains in Water Available For Use / Savings in Demand under the selected programme (Ml/d) input as +ve 2033-34: 0.11416; Gains in Water Available For Use / Savings in Demand under the selected programme (Ml/d) input as +ve 2034-35: 0.11576; Gains in Water Available For Use / Savings in Demand under the selected programme (Ml/d) input as +ve 2035-36: 0.11717; Gains in Water Available For Use / Savings in Demand under the selected programme (Ml/d) input as +ve 2036-37: 0.11862; Gains in Water Available For Use / Savings in Demand under the selected programme (Ml/d) input as +ve 2037-38: 0.12004; Gains in Water Available For Use / Savings in Demand under the selected programme (Ml/d) input as +ve 2038-39: 0.12147; Gains in Water Available For Use / Savings in Demand under the selected programme (Ml/d) input as +ve 2039-40: 0.12284; Gains in Water Available For Use / Savings in Demand under the selected programme (Ml/d) input as +ve 2040-41: 0.12402; Gains in Water Available For Use / Savings in Demand under the selected programme (Ml/d) input as +ve 2041-42: 0.12516; Gains in Water Available For Use / Savings in Demand under the selected programme (Ml/d) input as +ve 2042-43: 0.12627; Gains in Water Available For Use / Savings in Demand under the selected programme (Ml/d) input as +ve 2043-44: 0.12733; Gains in Water Available For Use / Savings in Demand under the selected programme (Ml/d) input as +ve 2044-45: 0.12835; Gains in Water Available For Use / Savings in Demand under the selected programme (Ml/d) input as +ve 2045-46: 0.12908; Gains in Water Available For Use / Savings in Demand under the selected programme (Ml/d) input as +ve 2046-47: 0.12978; Gains in Water Available For Use / Savings in Demand under the selected programme (Ml/d) input as +ve 2047-48: 0.13045; Gains in Water Available For Use / Savings in Demand under the selected programme (Ml/d) input as +ve 2048-49: 0.1311; Gains in Water Available For Use / Savings in Demand under the selected programme (Ml/d) input as +ve 2049-50: 0.13158
51dP | 4c-PL WRMP24. PL uplift - Non-Vulnerable Customers.AWSLNN | WEF 4c-PL.AWSLNN | Other water efficiency | Customer Options | N | Preferred | AWSLNN | Ml/d | 2 | Gains in Water Available For Use / Savings in Demand under the selected programme (Ml/d) input as +ve 2019-20: 0; Gains in Water Available For Use / Savings in Demand under the selected programme (Ml/d) input as +ve 2020-21: 0; Gains in Water Available For Use / Savings in Demand under the selected programme (Ml/d) input as +ve 2021-22: 0; Gains in Water Available For Use / Savings in Demand under the selected programme (Ml/d) input as +ve 2022-23: 0; Gains in Water Available For Use / Savings in Demand under the selected programme (Ml/d) input as +ve 2023-24: 0; Gains in Water Available For Use / Savings in Demand under the selected programme (Ml/d) input as +ve 2024-25: 0; Gains in Water Available For Use / Savings in Demand under the selected programme (Ml/d) input as +ve 2025-26: 0.039562; Gains in Water Available For Use / Savings in Demand under the selected programme (Ml/d) input as +ve 2026-27: 0.05062; Gains in Water Available For Use / Savings in Demand under the selected programme (Ml/d) input as +ve 2027-28: 0.061983; Gains in Water Available For Use / Savings in Demand under the selected programme (Ml/d) input as +ve 2028-29: 0.073747; Gains in Water Available For Use / Savings in Demand under the selected programme (Ml/d) input as +ve 2029-30: 0.085738; Gains in Water Available For Use / Savings in Demand under the selected programme (Ml/d) input as +ve 2030-31: 0.098065; Gains in Water Available For Use / Savings in Demand under the selected programme (Ml/d) input as +ve 2031-32: 0.11071; Gains in Water Available For Use / Savings in Demand under the selected programme (Ml/d) input as +ve 2032-33: 0.11248; Gains in Water Available For Use / Savings in Demand under the selected programme (Ml/d) input as +ve 2033-34: 0.11416; Gains in Water Available For Use / Savings in Demand under the selected programme (Ml/d) input as +ve 2034-35: 0.11576; Gains in Water Available For Use / Savings in Demand under the selected programme (Ml/d) input as +ve 2035-36: 0.11717; Gains in Water Available For Use / Savings in Demand under the selected programme (Ml/d) input as +ve 2036-37: 0.11862; Gains in Water Available For Use / Savings in Demand under the selected programme (Ml/d) input as +ve 2037-38: 0.12004; Gains in Water Available For Use / Savings in Demand under the selected programme (Ml/d) input as +ve 2038-39: 0.12147; Gains in Water Available For Use / Savings in Demand under the selected programme (Ml/d) input as +ve 2039-40: 0.12284; Gains in Water Available For Use / Savings in Demand under the selected programme (Ml/d) input as +ve 2040-41: 0.12402; Gains in Water Available For Use / Savings in Demand under the selected programme (Ml/d) input as +ve 2041-42: 0.12516; Gains in Water Available For Use / Savings in Demand under the selected programme (Ml/d) input as +ve 2042-43: 0.12627; Gains in Water Available For Use / Savings in Demand under the selected programme (Ml/d) input as +ve 2043-44: 0.12733; Gains in Water Available For Use / Savings in Demand under the selected programme (Ml/d) input as +ve 2044-45: 0.12835; Gains in Water Available For Use / Savings in Demand under the selected programme (Ml/d) input as +ve 2045-46: 0.12908; Gains in Water Available For Use / Savings in Demand under the selected programme (Ml/d) input as +ve 2046-47: 0.12978; Gains in Water Available For Use / Savings in Demand under the selected programme (Ml/d) input as +ve 2047-48: 0.13045; Gains in Water Available For Use / Savings in Demand under the selected programme (Ml/d) input as +ve 2048-49: 0.1311; Gains in Water Available For Use / Savings in Demand under the selected programme (Ml/d) input as +ve 2049-50: 0.13158
51dF | 4d WRMP24. Leaky Loos Campaign.AWSLNN | WEF 4d.AWSLNN | Other water efficiency | Customer Options | N | Least Cost | AWSLNN | Ml/d | 2 | Gains in Water Available For Use / Savings in Demand under the selected programme (Ml/d) input as +ve 2019-20: 0; Gains in Water Available For Use / Savings in Demand under the selected programme (Ml/d) input as +ve 2020-21: 0; Gains in Water Available For Use / Savings in Demand under the selected programme (Ml/d) input as +ve 2021-22: 0; Gains in Water Available For Use / Savings in Demand under the selected programme (Ml/d) input as +ve 2022-23: 0; Gains in Water Available For Use / Savings in Demand under the selected programme (Ml/d) input as +ve 2023-24: 0; Gains in Water Available For Use / Savings in Demand under the selected programme (Ml/d) input as +ve 2024-25: 0; Gains in Water Available For Use / Savings in Demand under the selected programme (Ml/d) input as +ve 2025-26: 7.7961e-05; Gains in Water Available For Use / Savings in Demand under the selected programme (Ml/d) input as +ve 2026-27: 0.00015592; Gains in Water Available For Use / Savings in Demand under the selected programme (Ml/d) input as +ve 2027-28: 0.00023388; Gains in Water Available For Use / Savings in Demand under the selected programme (Ml/d) input as +ve 2028-29: 0.00031184; Gains in Water Available For Use / Savings in Demand under the selected programme (Ml/d) input as +ve 2029-30: 0.00038981; Gains in Water Available For Use / Savings in Demand under the selected programme (Ml/d) input as +ve 2030-31: 0.00038981; Gains in Water Available For Use / Savings in Demand under the selected programme (Ml/d) input as +ve 2031-32: 0.00038981; Gains in Water Available For Use / Savings in Demand under the selected programme (Ml/d) input as +ve 2032-33: 0.00038981; Gains in Water Available For Use / Savings in Demand under the selected programme (Ml/d) input as +ve 2033-34: 0.00038981; Gains in Water Available For Use / Savings in Demand under the selected programme (Ml/d) input as +ve 2034-35: 0.00038981; Gains in Water Available For Use / Savings in Demand under the selected programme (Ml/d) input as +ve 2035-36: 0.00038981; Gains in Water Available For Use / Savings in Demand under the selected programme (Ml/d) input as +ve 2036-37: 0.00038981; Gains in Water Available For Use / Savings in Demand under the selected programme (Ml/d) input as +ve 2037-38: 0.00038981; Gains in Water Available For Use / Savings in Demand under the selected programme (Ml/d) input as +ve 2038-39: 0.00038981; Gains in Water Available For Use / Savings in Demand under the selected programme (Ml/d) input as +ve 2039-40: 0.00038981; Gains in Water Available For Use / Savings in Demand under the selected programme (Ml/d) input as +ve 2040-41: 0.00031184; Gains in Water Available For Use / Savings in Demand under the selected programme (Ml/d) input as +ve 2041-42: 0.00023388; Gains in Water Available For Use / Savings in Demand under the selected programme (Ml/d) input as +ve 2042-43: 0.00015592; Gains in Water Available For Use / Savings in Demand under the selected programme (Ml/d) input as +ve 2043-44: 7.7961e-05; Gains in Water Available For Use / Savings in Demand under the selected programme (Ml/d) input as +ve 2044-45: 0; Gains in Water Available For Use / Savings in Demand under the selected programme (Ml/d) input as +ve 2045-46: 0; Gains in Water Available For Use / Savings in Demand under the selected programme (Ml/d) input as +ve 2046-47: 0; Gains in Water Available For Use / Savings in Demand under the selected programme (Ml/d) input as +ve 2047-48: 0; Gains in Water Available For Use / Savings in Demand under the selected programme (Ml/d) input as +ve 2048-49: 0; Gains in Water Available For Use / Savings in Demand under the selected programme (Ml/d) input as +ve 2049-50: 0
51dF | 4d WRMP24. Leaky Loos Campaign.AWSLNN | WEF 4d.AWSLNN | Other water efficiency | Customer Options | N | Ofwat Core | AWSLNN | Ml/d | 2 | Gains in Water Available For Use / Savings in Demand under the selected programme (Ml/d) input as +ve 2019-20: 0; Gains in Water Available For Use / Savings in Demand under the selected programme (Ml/d) input as +ve 2020-21: 0; Gains in Water Available For Use / Savings in Demand under the selected programme (Ml/d) input as +ve 2021-22: 0; Gains in Water Available For Use / Savings in Demand under the selected programme (Ml/d) input as +ve 2022-23: 0; Gains in Water Available For Use / Savings in Demand under the selected programme (Ml/d) input as +ve 2023-24: 0; Gains in Water Available For Use / Savings in Demand under the selected programme (Ml/d) input as +ve 2024-25: 0; Gains in Water Available For Use / Savings in Demand under the selected programme (Ml/d) input as +ve 2025-26: 7.7961e-05; Gains in Water Available For Use / Savings in Demand under the selected programme (Ml/d) input as +ve 2026-27: 0.00015592; Gains in Water Available For Use / Savings in Demand under the selected programme (Ml/d) input as +ve 2027-28: 0.00023388; Gains in Water Available For Use / Savings in Demand under the selected programme (Ml/d) input as +ve 2028-29: 0.00031184; Gains in Water Available For Use / Savings in Demand under the selected programme (Ml/d) input as +ve 2029-30: 0.00038981; Gains in Water Available For Use / Savings in Demand under the selected programme (Ml/d) input as +ve 2030-31: 0.00038981; Gains in Water Available For Use / Savings in Demand under the selected programme (Ml/d) input as +ve 2031-32: 0.00038981; Gains in Water Available For Use / Savings in Demand under the selected programme (Ml/d) input as +ve 2032-33: 0.00038981; Gains in Water Available For Use / Savings in Demand under the selected programme (Ml/d) input as +ve 2033-34: 0.00038981; Gains in Water Available For Use / Savings in Demand under the selected programme (Ml/d) input as +ve 2034-35: 0.00038981; Gains in Water Available For Use / Savings in Demand under the selected programme (Ml/d) input as +ve 2035-36: 0.00038981; Gains in Water Available For Use / Savings in Demand under the selected programme (Ml/d) input as +ve 2036-37: 0.00038981; Gains in Water Available For Use / Savings in Demand under the selected programme (Ml/d) input as +ve 2037-38: 0.00038981; Gains in Water Available For Use / Savings in Demand under the selected programme (Ml/d) input as +ve 2038-39: 0.00038981; Gains in Water Available For Use / Savings in Demand under the selected programme (Ml/d) input as +ve 2039-40: 0.00038981; Gains in Water Available For Use / Savings in Demand under the selected programme (Ml/d) input as +ve 2040-41: 0.00031184; Gains in Water Available For Use / Savings in Demand under the selected programme (Ml/d) input as +ve 2041-42: 0.00023388; Gains in Water Available For Use / Savings in Demand under the selected programme (Ml/d) input as +ve 2042-43: 0.00015592; Gains in Water Available For Use / Savings in Demand under the selected programme (Ml/d) input as +ve 2043-44: 7.7961e-05; Gains in Water Available For Use / Savings in Demand under the selected programme (Ml/d) input as +ve 2044-45: 0; Gains in Water Available For Use / Savings in Demand under the selected programme (Ml/d) input as +ve 2045-46: 0; Gains in Water Available For Use / Savings in Demand under the selected programme (Ml/d) input as +ve 2046-47: 0; Gains in Water Available For Use / Savings in Demand under the selected programme (Ml/d) input as +ve 2047-48: 0; Gains in Water Available For Use / Savings in Demand under the selected programme (Ml/d) input as +ve 2048-49: 0; Gains in Water Available For Use / Savings in Demand under the selected programme (Ml/d) input as +ve 2049-50: 0
51dP | 4d WRMP24. Leaky Loos Campaign.AWSLNN | WEF 4d.AWSLNN | Other water efficiency | Customer Options | N | Preferred | AWSLNN | Ml/d | 2 | Gains in Water Available For Use / Savings in Demand under the selected programme (Ml/d) input as +ve 2019-20: 0; Gains in Water Available For Use / Savings in Demand under the selected programme (Ml/d) input as +ve 2020-21: 0; Gains in Water Available For Use / Savings in Demand under the selected programme (Ml/d) input as +ve 2021-22: 0; Gains in Water Available For Use / Savings in Demand under the selected programme (Ml/d) input as +ve 2022-23: 0; Gains in Water Available For Use / Savings in Demand under the selected programme (Ml/d) input as +ve 2023-24: 0; Gains in Water Available For Use / Savings in Demand under the selected programme (Ml/d) input as +ve 2024-25: 0; Gains in Water Available For Use / Savings in Demand under the selected programme (Ml/d) input as +ve 2025-26: 7.7961e-05; Gains in Water Available For Use / Savings in Demand under the selected programme (Ml/d) input as +ve 2026-27: 0.00015592; Gains in Water Available For Use / Savings in Demand under the selected programme (Ml/d) input as +ve 2027-28: 0.00023388; Gains in Water Available For Use / Savings in Demand under the selected programme (Ml/d) input as +ve 2028-29: 0.00031184; Gains in Water Available For Use / Savings in Demand under the selected programme (Ml/d) input as +ve 2029-30: 0.00038981; Gains in Water Available For Use / Savings in Demand under the selected programme (Ml/d) input as +ve 2030-31: 0.00038981; Gains in Water Available For Use / Savings in Demand under the selected programme (Ml/d) input as +ve 2031-32: 0.00038981; Gains in Water Available For Use / Savings in Demand under the selected programme (Ml/d) input as +ve 2032-33: 0.00038981; Gains in Water Available For Use / Savings in Demand under the selected programme (Ml/d) input as +ve 2033-34: 0.00038981; Gains in Water Available For Use / Savings in Demand under the selected programme (Ml/d) input as +ve 2034-35: 0.00038981; Gains in Water Available For Use / Savings in Demand under the selected programme (Ml/d) input as +ve 2035-36: 0.00038981; Gains in Water Available For Use / Savings in Demand under the selected programme (Ml/d) input as +ve 2036-37: 0.00038981; Gains in Water Available For Use / Savings in Demand under the selected programme (Ml/d) input as +ve 2037-38: 0.00038981; Gains in Water Available For Use / Savings in Demand under the selected programme (Ml/d) input as +ve 2038-39: 0.00038981; Gains in Water Available For Use / Savings in Demand under the selected programme (Ml/d) input as +ve 2039-40: 0.00038981; Gains in Water Available For Use / Savings in Demand under the selected programme (Ml/d) input as +ve 2040-41: 0.00031184; Gains in Water Available For Use / Savings in Demand under the selected programme (Ml/d) input as +ve 2041-42: 0.00023388; Gains in Water Available For Use / Savings in Demand under the selected programme (Ml/d) input as +ve 2042-43: 0.00015592; Gains in Water Available For Use / Savings in Demand under the selected programme (Ml/d) input as +ve 2043-44: 7.7961e-05; Gains in Water Available For Use / Savings in Demand under the selected programme (Ml/d) input as +ve 2044-45: 0; Gains in Water Available For Use / Savings in Demand under the selected programme (Ml/d) input as +ve 2045-46: 0; Gains in Water Available For Use / Savings in Demand under the selected programme (Ml/d) input as +ve 2046-47: 0; Gains in Water Available For Use / Savings in Demand under the selected programme (Ml/d) input as +ve 2047-48: 0; Gains in Water Available For Use / Savings in Demand under the selected programme (Ml/d) input as +ve 2048-49: 0; Gains in Water Available For Use / Savings in Demand under the selected programme (Ml/d) input as +ve 2049-50: 0
51cF | Find and Fix.AWSLNN | Find and Fix.AWSLNN | Active leakage management | Distribution Options | N | Least Cost | AWSLNN | Ml/d | 2 | Gains in Water Available For Use / Savings in Demand under the selected programme (Ml/d) input as +ve 2019-20: 0; Gains in Water Available For Use / Savings in Demand under the selected programme (Ml/d) input as +ve 2020-21: 0; Gains in Water Available For Use / Savings in Demand under the selected programme (Ml/d) input as +ve 2021-22: 0; Gains in Water Available For Use / Savings in Demand under the selected programme (Ml/d) input as +ve 2022-23: 0; Gains in Water Available For Use / Savings in Demand under the selected programme (Ml/d) input as +ve 2023-24: 0; Gains in Water Available For Use / Savings in Demand under the selected programme (Ml/d) input as +ve 2024-25: 0; Gains in Water Available For Use / Savings in Demand under the selected programme (Ml/d) input as +ve 2025-26: 0; Gains in Water Available For Use / Savings in Demand under the selected programme (Ml/d) input as +ve 2026-27: 0; Gains in Water Available For Use / Savings in Demand under the selected programme (Ml/d) input as +ve 2027-28: 0; Gains in Water Available For Use / Savings in Demand under the selected programme (Ml/d) input as +ve 2028-29: 0; Gains in Water Available For Use / Savings in Demand under the selected programme (Ml/d) input as +ve 2029-30: 0; Gains in Water Available For Use / Savings in Demand under the selected programme (Ml/d) input as +ve 2030-31: 0; Gains in Water Available For Use / Savings in Demand under the selected programme (Ml/d) input as +ve 2031-32: 0.028425; Gains in Water Available For Use / Savings in Demand under the selected programme (Ml/d) input as +ve 2032-33: 0.028425; Gains in Water Available For Use / Savings in Demand under the selected programme (Ml/d) input as +ve 2033-34: 0.028425; Gains in Water Available For Use / Savings in Demand under the selected programme (Ml/d) input as +ve 2034-35: 0.050217; Gains in Water Available For Use / Savings in Demand under the selected programme (Ml/d) input as +ve 2035-36: 0.050217; Gains in Water Available For Use / Savings in Demand under the selected programme (Ml/d) input as +ve 2036-37: 0.050217; Gains in Water Available For Use / Savings in Demand under the selected programme (Ml/d) input as +ve 2037-38: 0.050217; Gains in Water Available For Use / Savings in Demand under the selected programme (Ml/d) input as +ve 2038-39: 0.050217; Gains in Water Available For Use / Savings in Demand under the selected programme (Ml/d) input as +ve 2039-40: 0.050217; Gains in Water Available For Use / Savings in Demand under the selected programme (Ml/d) input as +ve 2040-41: 0.065851; Gains in Water Available For Use / Savings in Demand under the selected programme (Ml/d) input as +ve 2041-42: 0.10707; Gains in Water Available For Use / Savings in Demand under the selected programme (Ml/d) input as +ve 2042-43: 0.10707; Gains in Water Available For Use / Savings in Demand under the selected programme (Ml/d) input as +ve 2043-44: 0.10707; Gains in Water Available For Use / Savings in Demand under the selected programme (Ml/d) input as +ve 2044-45: 0.11717; Gains in Water Available For Use / Savings in Demand under the selected programme (Ml/d) input as +ve 2045-46: 0.12696; Gains in Water Available For Use / Savings in Demand under the selected programme (Ml/d) input as +ve 2046-47: 0.12696; Gains in Water Available For Use / Savings in Demand under the selected programme (Ml/d) input as +ve 2047-48: 0.12696; Gains in Water Available For Use / Savings in Demand under the selected programme (Ml/d) input as +ve 2048-49: 0.1407; Gains in Water Available For Use / Savings in Demand under the selected programme (Ml/d) input as +ve 2049-50: 0.1407
51cF | Find and Fix.AWSLNN | Find and Fix.AWSLNN | Active leakage management | Distribution Options | N | Ofwat Core | AWSLNN | Ml/d | 2 | Gains in Water Available For Use / Savings in Demand under the selected programme (Ml/d) input as +ve 2019-20: 0; Gains in Water Available For Use / Savings in Demand under the selected programme (Ml/d) input as +ve 2020-21: 0; Gains in Water Available For Use / Savings in Demand under the selected programme (Ml/d) input as +ve 2021-22: 0; Gains in Water Available For Use / Savings in Demand under the selected programme (Ml/d) input as +ve 2022-23: 0; Gains in Water Available For Use / Savings in Demand under the selected programme (Ml/d) input as +ve 2023-24: 0; Gains in Water Available For Use / Savings in Demand under the selected programme (Ml/d) input as +ve 2024-25: 0; Gains in Water Available For Use / Savings in Demand under the selected programme (Ml/d) input as +ve 2025-26: 0; Gains in Water Available For Use / Savings in Demand under the selected programme (Ml/d) input as +ve 2026-27: 0; Gains in Water Available For Use / Savings in Demand under the selected programme (Ml/d) input as +ve 2027-28: 0; Gains in Water Available For Use / Savings in Demand under the selected programme (Ml/d) input as +ve 2028-29: 0; Gains in Water Available For Use / Savings in Demand under the selected programme (Ml/d) input as +ve 2029-30: 0; Gains in Water Available For Use / Savings in Demand under the selected programme (Ml/d) input as +ve 2030-31: 0; Gains in Water Available For Use / Savings in Demand under the selected programme (Ml/d) input as +ve 2031-32: 0.028425; Gains in Water Available For Use / Savings in Demand under the selected programme (Ml/d) input as +ve 2032-33: 0.028425; Gains in Water Available For Use / Savings in Demand under the selected programme (Ml/d) input as +ve 2033-34: 0.028425; Gains in Water Available For Use / Savings in Demand under the selected programme (Ml/d) input as +ve 2034-35: 0.050217; Gains in Water Available For Use / Savings in Demand under the selected programme (Ml/d) input as +ve 2035-36: 0.050217; Gains in Water Available For Use / Savings in Demand under the selected programme (Ml/d) input as +ve 2036-37: 0.050217; Gains in Water Available For Use / Savings in Demand under the selected programme (Ml/d) input as +ve 2037-38: 0.050217; Gains in Water Available For Use / Savings in Demand under the selected programme (Ml/d) input as +ve 2038-39: 0.050217; Gains in Water Available For Use / Savings in Demand under the selected programme (Ml/d) input as +ve 2039-40: 0.050217; Gains in Water Available For Use / Savings in Demand under the selected programme (Ml/d) input as +ve 2040-41: 0.065851; Gains in Water Available For Use / Savings in Demand under the selected programme (Ml/d) input as +ve 2041-42: 0.10707; Gains in Water Available For Use / Savings in Demand under the selected programme (Ml/d) input as +ve 2042-43: 0.10707; Gains in Water Available For Use / Savings in Demand under the selected programme (Ml/d) input as +ve 2043-44: 0.10707; Gains in Water Available For Use / Savings in Demand under the selected programme (Ml/d) input as +ve 2044-45: 0.11717; Gains in Water Available For Use / Savings in Demand under the selected programme (Ml/d) input as +ve 2045-46: 0.12696; Gains in Water Available For Use / Savings in Demand under the selected programme (Ml/d) input as +ve 2046-47: 0.12696; Gains in Water Available For Use / Savings in Demand under the selected programme (Ml/d) input as +ve 2047-48: 0.12696; Gains in Water Available For Use / Savings in Demand under the selected programme (Ml/d) input as +ve 2048-49: 0.1407; Gains in Water Available For Use / Savings in Demand under the selected programme (Ml/d) input as +ve 2049-50: 0.1407
51cP | Find and Fix.AWSLNN | Find and Fix.AWSLNN | Active leakage management | Distribution Options | N | Preferred | AWSLNN | Ml/d | 2 | Gains in Water Available For Use / Savings in Demand under the selected programme (Ml/d) input as +ve 2019-20: 0; Gains in Water Available For Use / Savings in Demand under the selected programme (Ml/d) input as +ve 2020-21: 0; Gains in Water Available For Use / Savings in Demand under the selected programme (Ml/d) input as +ve 2021-22: 0; Gains in Water Available For Use / Savings in Demand under the selected programme (Ml/d) input as +ve 2022-23: 0; Gains in Water Available For Use / Savings in Demand under the selected programme (Ml/d) input as +ve 2023-24: 0; Gains in Water Available For Use / Savings in Demand under the selected programme (Ml/d) input as +ve 2024-25: 0; Gains in Water Available For Use / Savings in Demand under the selected programme (Ml/d) input as +ve 2025-26: 0; Gains in Water Available For Use / Savings in Demand under the selected programme (Ml/d) input as +ve 2026-27: 0; Gains in Water Available For Use / Savings in Demand under the selected programme (Ml/d) input as +ve 2027-28: 0; Gains in Water Available For Use / Savings in Demand under the selected programme (Ml/d) input as +ve 2028-29: 0; Gains in Water Available For Use / Savings in Demand under the selected programme (Ml/d) input as +ve 2029-30: 0; Gains in Water Available For Use / Savings in Demand under the selected programme (Ml/d) input as +ve 2030-31: 0; Gains in Water Available For Use / Savings in Demand under the selected programme (Ml/d) input as +ve 2031-32: 0.028425; Gains in Water Available For Use / Savings in Demand under the selected programme (Ml/d) input as +ve 2032-33: 0.028425; Gains in Water Available For Use / Savings in Demand under the selected programme (Ml/d) input as +ve 2033-34: 0.028425; Gains in Water Available For Use / Savings in Demand under the selected programme (Ml/d) input as +ve 2034-35: 0.050217; Gains in Water Available For Use / Savings in Demand under the selected programme (Ml/d) input as +ve 2035-36: 0.050217; Gains in Water Available For Use / Savings in Demand under the selected programme (Ml/d) input as +ve 2036-37: 0.050217; Gains in Water Available For Use / Savings in Demand under the selected programme (Ml/d) input as +ve 2037-38: 0.050217; Gains in Water Available For Use / Savings in Demand under the selected programme (Ml/d) input as +ve 2038-39: 0.050217; Gains in Water Available For Use / Savings in Demand under the selected programme (Ml/d) input as +ve 2039-40: 0.050217; Gains in Water Available For Use / Savings in Demand under the selected programme (Ml/d) input as +ve 2040-41: 0.065851; Gains in Water Available For Use / Savings in Demand under the selected programme (Ml/d) input as +ve 2041-42: 0.10707; Gains in Water Available For Use / Savings in Demand under the selected programme (Ml/d) input as +ve 2042-43: 0.10707; Gains in Water Available For Use / Savings in Demand under the selected programme (Ml/d) input as +ve 2043-44: 0.10707; Gains in Water Available For Use / Savings in Demand under the selected programme (Ml/d) input as +ve 2044-45: 0.11717; Gains in Water Available For Use / Savings in Demand under the selected programme (Ml/d) input as +ve 2045-46: 0.12696; Gains in Water Available For Use / Savings in Demand under the selected programme (Ml/d) input as +ve 2046-47: 0.12696; Gains in Water Available For Use / Savings in Demand under the selected programme (Ml/d) input as +ve 2047-48: 0.12696; Gains in Water Available For Use / Savings in Demand under the selected programme (Ml/d) input as +ve 2048-49: 0.1407; Gains in Water Available For Use / Savings in Demand under the selected programme (Ml/d) input as +ve 2049-50: 0.1407
51dF | G2. Mandatory water labelling.AWSLNN | WEF g2.AWSLNN | Water efficiency customer education / awareness | Customer Options | N | Least Cost | AWSLNN | Ml/d | 2 | Gains in Water Available For Use / Savings in Demand under the selected programme (Ml/d) input as +ve 2019-20: 0; Gains in Water Available For Use / Savings in Demand under the selected programme (Ml/d) input as +ve 2020-21: 0; Gains in Water Available For Use / Savings in Demand under the selected programme (Ml/d) input as +ve 2021-22: 0; Gains in Water Available For Use / Savings in Demand under the selected programme (Ml/d) input as +ve 2022-23: 0; Gains in Water Available For Use / Savings in Demand under the selected programme (Ml/d) input as +ve 2023-24: 0; Gains in Water Available For Use / Savings in Demand under the selected programme (Ml/d) input as +ve 2024-25: 0; Gains in Water Available For Use / Savings in Demand under the selected programme (Ml/d) input as +ve 2025-26: 0; Gains in Water Available For Use / Savings in Demand under the selected programme (Ml/d) input as +ve 2026-27: 0; Gains in Water Available For Use / Savings in Demand under the selected programme (Ml/d) input as +ve 2027-28: 0; Gains in Water Available For Use / Savings in Demand under the selected programme (Ml/d) input as +ve 2028-29: 0.027446; Gains in Water Available For Use / Savings in Demand under the selected programme (Ml/d) input as +ve 2029-30: 0.055222; Gains in Water Available For Use / Savings in Demand under the selected programme (Ml/d) input as +ve 2030-31: 0.083372; Gains in Water Available For Use / Savings in Demand under the selected programme (Ml/d) input as +ve 2031-32: 0.11175; Gains in Water Available For Use / Savings in Demand under the selected programme (Ml/d) input as +ve 2032-33: 0.14045; Gains in Water Available For Use / Savings in Demand under the selected programme (Ml/d) input as +ve 2033-34: 0.16938; Gains in Water Available For Use / Savings in Demand under the selected programme (Ml/d) input as +ve 2034-35: 0.25673; Gains in Water Available For Use / Savings in Demand under the selected programme (Ml/d) input as +ve 2035-36: 0.34443; Gains in Water Available For Use / Savings in Demand under the selected programme (Ml/d) input as +ve 2036-37: 0.43281; Gains in Water Available For Use / Savings in Demand under the selected programme (Ml/d) input as +ve 2037-38: 0.52188; Gains in Water Available For Use / Savings in Demand under the selected programme (Ml/d) input as +ve 2038-39: 0.61171; Gains in Water Available For Use / Savings in Demand under the selected programme (Ml/d) input as +ve 2039-40: 0.70248; Gains in Water Available For Use / Savings in Demand under the selected programme (Ml/d) input as +ve 2040-41: 0.79336; Gains in Water Available For Use / Savings in Demand under the selected programme (Ml/d) input as +ve 2041-42: 0.88486; Gains in Water Available For Use / Savings in Demand under the selected programme (Ml/d) input as +ve 2042-43: 0.97705; Gains in Water Available For Use / Savings in Demand under the selected programme (Ml/d) input as +ve 2043-44: 1.07; Gains in Water Available For Use / Savings in Demand under the selected programme (Ml/d) input as +ve 2044-45: 1.1019; Gains in Water Available For Use / Savings in Demand under the selected programme (Ml/d) input as +ve 2045-46: 1.1338; Gains in Water Available For Use / Savings in Demand under the selected programme (Ml/d) input as +ve 2046-47: 1.1658; Gains in Water Available For Use / Savings in Demand under the selected programme (Ml/d) input as +ve 2047-48: 1.1981; Gains in Water Available For Use / Savings in Demand under the selected programme (Ml/d) input as +ve 2048-49: 1.2305; Gains in Water Available For Use / Savings in Demand under the selected programme (Ml/d) input as +ve 2049-50: 1.2631
51dF | G2. Mandatory water labelling.AWSLNN | WEF g2.AWSLNN | Water efficiency customer education / awareness | Customer Options | N | Ofwat Core | AWSLNN | Ml/d | 2 | Gains in Water Available For Use / Savings in Demand under the selected programme (Ml/d) input as +ve 2019-20: 0; Gains in Water Available For Use / Savings in Demand under the selected programme (Ml/d) input as +ve 2020-21: 0; Gains in Water Available For Use / Savings in Demand under the selected programme (Ml/d) input as +ve 2021-22: 0; Gains in Water Available For Use / Savings in Demand under the selected programme (Ml/d) input as +ve 2022-23: 0; Gains in Water Available For Use / Savings in Demand under the selected programme (Ml/d) input as +ve 2023-24: 0; Gains in Water Available For Use / Savings in Demand under the selected programme (Ml/d) input as +ve 2024-25: 0; Gains in Water Available For Use / Savings in Demand under the selected programme (Ml/d) input as +ve 2025-26: 0; Gains in Water Available For Use / Savings in Demand under the selected programme (Ml/d) input as +ve 2026-27: 0; Gains in Water Available For Use / Savings in Demand under the selected programme (Ml/d) input as +ve 2027-28: 0; Gains in Water Available For Use / Savings in Demand under the selected programme (Ml/d) input as +ve 2028-29: 0.027446; Gains in Water Available For Use / Savings in Demand under the selected programme (Ml/d) input as +ve 2029-30: 0.055222; Gains in Water Available For Use / Savings in Demand under the selected programme (Ml/d) input as +ve 2030-31: 0.083372; Gains in Water Available For Use / Savings in Demand under the selected programme (Ml/d) input as +ve 2031-32: 0.11175; Gains in Water Available For Use / Savings in Demand under the selected programme (Ml/d) input as +ve 2032-33: 0.14045; Gains in Water Available For Use / Savings in Demand under the selected programme (Ml/d) input as +ve 2033-34: 0.16938; Gains in Water Available For Use / Savings in Demand under the selected programme (Ml/d) input as +ve 2034-35: 0.25673; Gains in Water Available For Use / Savings in Demand under the selected programme (Ml/d) input as +ve 2035-36: 0.34443; Gains in Water Available For Use / Savings in Demand under the selected programme (Ml/d) input as +ve 2036-37: 0.43281; Gains in Water Available For Use / Savings in Demand under the selected programme (Ml/d) input as +ve 2037-38: 0.52188; Gains in Water Available For Use / Savings in Demand under the selected programme (Ml/d) input as +ve 2038-39: 0.61171; Gains in Water Available For Use / Savings in Demand under the selected programme (Ml/d) input as +ve 2039-40: 0.70248; Gains in Water Available For Use / Savings in Demand under the selected programme (Ml/d) input as +ve 2040-41: 0.79336; Gains in Water Available For Use / Savings in Demand under the selected programme (Ml/d) input as +ve 2041-42: 0.88486; Gains in Water Available For Use / Savings in Demand under the selected programme (Ml/d) input as +ve 2042-43: 0.97705; Gains in Water Available For Use / Savings in Demand under the selected programme (Ml/d) input as +ve 2043-44: 1.07; Gains in Water Available For Use / Savings in Demand under the selected programme (Ml/d) input as +ve 2044-45: 1.1019; Gains in Water Available For Use / Savings in Demand under the selected programme (Ml/d) input as +ve 2045-46: 1.1338; Gains in Water Available For Use / Savings in Demand under the selected programme (Ml/d) input as +ve 2046-47: 1.1658; Gains in Water Available For Use / Savings in Demand under the selected programme (Ml/d) input as +ve 2047-48: 1.1981; Gains in Water Available For Use / Savings in Demand under the selected programme (Ml/d) input as +ve 2048-49: 1.2305; Gains in Water Available For Use / Savings in Demand under the selected programme (Ml/d) input as +ve 2049-50: 1.2631
51dP | G2. Mandatory water labelling.AWSLNN | WEF g2.AWSLNN | Water efficiency customer education / awareness | Customer Options | N | Preferred | AWSLNN | Ml/d | 2 | Gains in Water Available For Use / Savings in Demand under the selected programme (Ml/d) input as +ve 2019-20: 0; Gains in Water Available For Use / Savings in Demand under the selected programme (Ml/d) input as +ve 2020-21: 0; Gains in Water Available For Use / Savings in Demand under the selected programme (Ml/d) input as +ve 2021-22: 0; Gains in Water Available For Use / Savings in Demand under the selected programme (Ml/d) input as +ve 2022-23: 0; Gains in Water Available For Use / Savings in Demand under the selected programme (Ml/d) input as +ve 2023-24: 0; Gains in Water Available For Use / Savings in Demand under the selected programme (Ml/d) input as +ve 2024-25: 0; Gains in Water Available For Use / Savings in Demand under the selected programme (Ml/d) input as +ve 2025-26: 0; Gains in Water Available For Use / Savings in Demand under the selected programme (Ml/d) input as +ve 2026-27: 0; Gains in Water Available For Use / Savings in Demand under the selected programme (Ml/d) input as +ve 2027-28: 0; Gains in Water Available For Use / Savings in Demand under the selected programme (Ml/d) input as +ve 2028-29: 0.027446; Gains in Water Available For Use / Savings in Demand under the selected programme (Ml/d) input as +ve 2029-30: 0.055222; Gains in Water Available For Use / Savings in Demand under the selected programme (Ml/d) input as +ve 2030-31: 0.083372; Gains in Water Available For Use / Savings in Demand under the selected programme (Ml/d) input as +ve 2031-32: 0.11175; Gains in Water Available For Use / Savings in Demand under the selected programme (Ml/d) input as +ve 2032-33: 0.14045; Gains in Water Available For Use / Savings in Demand under the selected programme (Ml/d) input as +ve 2033-34: 0.16938; Gains in Water Available For Use / Savings in Demand under the selected programme (Ml/d) input as +ve 2034-35: 0.25673; Gains in Water Available For Use / Savings in Demand under the selected programme (Ml/d) input as +ve 2035-36: 0.34443; Gains in Water Available For Use / Savings in Demand under the selected programme (Ml/d) input as +ve 2036-37: 0.43281; Gains in Water Available For Use / Savings in Demand under the selected programme (Ml/d) input as +ve 2037-38: 0.52188; Gains in Water Available For Use / Savings in Demand under the selected programme (Ml/d) input as +ve 2038-39: 0.61171; Gains in Water Available For Use / Savings in Demand under the selected programme (Ml/d) input as +ve 2039-40: 0.70248; Gains in Water Available For Use / Savings in Demand under the selected programme (Ml/d) input as +ve 2040-41: 0.79336; Gains in Water Available For Use / Savings in Demand under the selected programme (Ml/d) input as +ve 2041-42: 0.88486; Gains in Water Available For Use / Savings in Demand under the selected programme (Ml/d) input as +ve 2042-43: 0.97705; Gains in Water Available For Use / Savings in Demand under the selected programme (Ml/d) input as +ve 2043-44: 1.07; Gains in Water Available For Use / Savings in Demand under the selected programme (Ml/d) input as +ve 2044-45: 1.1019; Gains in Water Available For Use / Savings in Demand under the selected programme (Ml/d) input as +ve 2045-46: 1.1338; Gains in Water Available For Use / Savings in Demand under the selected programme (Ml/d) input as +ve 2046-47: 1.1658; Gains in Water Available For Use / Savings in Demand under the selected programme (Ml/d) input as +ve 2047-48: 1.1981; Gains in Water Available For Use / Savings in Demand under the selected programme (Ml/d) input as +ve 2048-49: 1.2305; Gains in Water Available For Use / Savings in Demand under the selected programme (Ml/d) input as +ve 2049-50: 1.2631
51dF | LEA: NHH. NHH CSPL repairs.AWSLNN | LEA: NHH. NHH CSPL repairs.AWSLNN | Supply pipe repairs / replacement | Customer Options | N | Least Cost | AWSLNN | Ml/d | 2 | Gains in Water Available For Use / Savings in Demand under the selected programme (Ml/d) input as +ve 2019-20: 0; Gains in Water Available For Use / Savings in Demand under the selected programme (Ml/d) input as +ve 2020-21: 0; Gains in Water Available For Use / Savings in Demand under the selected programme (Ml/d) input as +ve 2021-22: 0; Gains in Water Available For Use / Savings in Demand under the selected programme (Ml/d) input as +ve 2022-23: 0; Gains in Water Available For Use / Savings in Demand under the selected programme (Ml/d) input as +ve 2023-24: 0; Gains in Water Available For Use / Savings in Demand under the selected programme (Ml/d) input as +ve 2024-25: 0; Gains in Water Available For Use / Savings in Demand under the selected programme (Ml/d) input as +ve 2025-26: 0.00066811; Gains in Water Available For Use / Savings in Demand under the selected programme (Ml/d) input as +ve 2026-27: 0.0012787; Gains in Water Available For Use / Savings in Demand under the selected programme (Ml/d) input as +ve 2027-28: 0.0018293; Gains in Water Available For Use / Savings in Demand under the selected programme (Ml/d) input as +ve 2028-29: 0.002335; Gains in Water Available For Use / Savings in Demand under the selected programme (Ml/d) input as +ve 2029-30: 0.0028232; Gains in Water Available For Use / Savings in Demand under the selected programme (Ml/d) input as +ve 2030-31: 0.0033109; Gains in Water Available For Use / Savings in Demand under the selected programme (Ml/d) input as +ve 2031-32: 0.003798; Gains in Water Available For Use / Savings in Demand under the selected programme (Ml/d) input as +ve 2032-33: 0.0042846; Gains in Water Available For Use / Savings in Demand under the selected programme (Ml/d) input as +ve 2033-34: 0.0047702; Gains in Water Available For Use / Savings in Demand under the selected programme (Ml/d) input as +ve 2034-35: 0.0052552; Gains in Water Available For Use / Savings in Demand under the selected programme (Ml/d) input as +ve 2035-36: 0.0057394; Gains in Water Available For Use / Savings in Demand under the selected programme (Ml/d) input as +ve 2036-37: 0.006223; Gains in Water Available For Use / Savings in Demand under the selected programme (Ml/d) input as +ve 2037-38: 0.0067061; Gains in Water Available For Use / Savings in Demand under the selected programme (Ml/d) input as +ve 2038-39: 0.0071885; Gains in Water Available For Use / Savings in Demand under the selected programme (Ml/d) input as +ve 2039-40: 0.0076702; Gains in Water Available For Use / Savings in Demand under the selected programme (Ml/d) input as +ve 2040-41: 0.0081514; Gains in Water Available For Use / Savings in Demand under the selected programme (Ml/d) input as +ve 2041-42: 0.008632; Gains in Water Available For Use / Savings in Demand under the selected programme (Ml/d) input as +ve 2042-43: 0.009112; Gains in Water Available For Use / Savings in Demand under the selected programme (Ml/d) input as +ve 2043-44: 0.0095914; Gains in Water Available For Use / Savings in Demand under the selected programme (Ml/d) input as +ve 2044-45: 0.01007; Gains in Water Available For Use / Savings in Demand under the selected programme (Ml/d) input as +ve 2045-46: 0.010548; Gains in Water Available For Use / Savings in Demand under the selected programme (Ml/d) input as +ve 2046-47: 0.011026; Gains in Water Available For Use / Savings in Demand under the selected programme (Ml/d) input as +ve 2047-48: 0.011503; Gains in Water Available For Use / Savings in Demand under the selected programme (Ml/d) input as +ve 2048-49: 0.01198; Gains in Water Available For Use / Savings in Demand under the selected programme (Ml/d) input as +ve 2049-50: 0.012455
51dF | LEA: NHH. NHH CSPL repairs.AWSLNN | LEA: NHH. NHH CSPL repairs.AWSLNN | Supply pipe repairs / replacement | Customer Options | N | Ofwat Core | AWSLNN | Ml/d | 2 | Gains in Water Available For Use / Savings in Demand under the selected programme (Ml/d) input as +ve 2019-20: 0; Gains in Water Available For Use / Savings in Demand under the selected programme (Ml/d) input as +ve 2020-21: 0; Gains in Water Available For Use / Savings in Demand under the selected programme (Ml/d) input as +ve 2021-22: 0; Gains in Water Available For Use / Savings in Demand under the selected programme (Ml/d) input as +ve 2022-23: 0; Gains in Water Available For Use / Savings in Demand under the selected programme (Ml/d) input as +ve 2023-24: 0; Gains in Water Available For Use / Savings in Demand under the selected programme (Ml/d) input as +ve 2024-25: 0; Gains in Water Available For Use / Savings in Demand under the selected programme (Ml/d) input as +ve 2025-26: 0.00066811; Gains in Water Available For Use / Savings in Demand under the selected programme (Ml/d) input as +ve 2026-27: 0.0012787; Gains in Water Available For Use / Savings in Demand under the selected programme (Ml/d) input as +ve 2027-28: 0.0018293; Gains in Water Available For Use / Savings in Demand under the selected programme (Ml/d) input as +ve 2028-29: 0.002335; Gains in Water Available For Use / Savings in Demand under the selected programme (Ml/d) input as +ve 2029-30: 0.0028232; Gains in Water Available For Use / Savings in Demand under the selected programme (Ml/d) input as +ve 2030-31: 0.0033109; Gains in Water Available For Use / Savings in Demand under the selected programme (Ml/d) input as +ve 2031-32: 0.003798; Gains in Water Available For Use / Savings in Demand under the selected programme (Ml/d) input as +ve 2032-33: 0.0042846; Gains in Water Available For Use / Savings in Demand under the selected programme (Ml/d) input as +ve 2033-34: 0.0047702; Gains in Water Available For Use / Savings in Demand under the selected programme (Ml/d) input as +ve 2034-35: 0.0052552; Gains in Water Available For Use / Savings in Demand under the selected programme (Ml/d) input as +ve 2035-36: 0.0057394; Gains in Water Available For Use / Savings in Demand under the selected programme (Ml/d) input as +ve 2036-37: 0.006223; Gains in Water Available For Use / Savings in Demand under the selected programme (Ml/d) input as +ve 2037-38: 0.0067061; Gains in Water Available For Use / Savings in Demand under the selected programme (Ml/d) input as +ve 2038-39: 0.0071885; Gains in Water Available For Use / Savings in Demand under the selected programme (Ml/d) input as +ve 2039-40: 0.0076702; Gains in Water Available For Use / Savings in Demand under the selected programme (Ml/d) input as +ve 2040-41: 0.0081514; Gains in Water Available For Use / Savings in Demand under the selected programme (Ml/d) input as +ve 2041-42: 0.008632; Gains in Water Available For Use / Savings in Demand under the selected programme (Ml/d) input as +ve 2042-43: 0.009112; Gains in Water Available For Use / Savings in Demand under the selected programme (Ml/d) input as +ve 2043-44: 0.0095914; Gains in Water Available For Use / Savings in Demand under the selected programme (Ml/d) input as +ve 2044-45: 0.01007; Gains in Water Available For Use / Savings in Demand under the selected programme (Ml/d) input as +ve 2045-46: 0.010548; Gains in Water Available For Use / Savings in Demand under the selected programme (Ml/d) input as +ve 2046-47: 0.011026; Gains in Water Available For Use / Savings in Demand under the selected programme (Ml/d) input as +ve 2047-48: 0.011503; Gains in Water Available For Use / Savings in Demand under the selected programme (Ml/d) input as +ve 2048-49: 0.01198; Gains in Water Available For Use / Savings in Demand under the selected programme (Ml/d) input as +ve 2049-50: 0.012455
51dP | LEA: NHH. NHH CSPL repairs.AWSLNN | LEA: NHH. NHH CSPL repairs.AWSLNN | Supply pipe repairs / replacement | Customer Options | N | Preferred | AWSLNN | Ml/d | 2 | Gains in Water Available For Use / Savings in Demand under the selected programme (Ml/d) input as +ve 2019-20: 0; Gains in Water Available For Use / Savings in Demand under the selected programme (Ml/d) input as +ve 2020-21: 0; Gains in Water Available For Use / Savings in Demand under the selected programme (Ml/d) input as +ve 2021-22: 0; Gains in Water Available For Use / Savings in Demand under the selected programme (Ml/d) input as +ve 2022-23: 0; Gains in Water Available For Use / Savings in Demand under the selected programme (Ml/d) input as +ve 2023-24: 0; Gains in Water Available For Use / Savings in Demand under the selected programme (Ml/d) input as +ve 2024-25: 0; Gains in Water Available For Use / Savings in Demand under the selected programme (Ml/d) input as +ve 2025-26: 0.00066811; Gains in Water Available For Use / Savings in Demand under the selected programme (Ml/d) input as +ve 2026-27: 0.0012787; Gains in Water Available For Use / Savings in Demand under the selected programme (Ml/d) input as +ve 2027-28: 0.0018293; Gains in Water Available For Use / Savings in Demand under the selected programme (Ml/d) input as +ve 2028-29: 0.002335; Gains in Water Available For Use / Savings in Demand under the selected programme (Ml/d) input as +ve 2029-30: 0.0028232; Gains in Water Available For Use / Savings in Demand under the selected programme (Ml/d) input as +ve 2030-31: 0.0033109; Gains in Water Available For Use / Savings in Demand under the selected programme (Ml/d) input as +ve 2031-32: 0.003798; Gains in Water Available For Use / Savings in Demand under the selected programme (Ml/d) input as +ve 2032-33: 0.0042846; Gains in Water Available For Use / Savings in Demand under the selected programme (Ml/d) input as +ve 2033-34: 0.0047702; Gains in Water Available For Use / Savings in Demand under the selected programme (Ml/d) input as +ve 2034-35: 0.0052552; Gains in Water Available For Use / Savings in Demand under the selected programme (Ml/d) input as +ve 2035-36: 0.0057394; Gains in Water Available For Use / Savings in Demand under the selected programme (Ml/d) input as +ve 2036-37: 0.006223; Gains in Water Available For Use / Savings in Demand under the selected programme (Ml/d) input as +ve 2037-38: 0.0067061; Gains in Water Available For Use / Savings in Demand under the selected programme (Ml/d) input as +ve 2038-39: 0.0071885; Gains in Water Available For Use / Savings in Demand under the selected programme (Ml/d) input as +ve 2039-40: 0.0076702; Gains in Water Available For Use / Savings in Demand under the selected programme (Ml/d) input as +ve 2040-41: 0.0081514; Gains in Water Available For Use / Savings in Demand under the selected programme (Ml/d) input as +ve 2041-42: 0.008632; Gains in Water Available For Use / Savings in Demand under the selected programme (Ml/d) input as +ve 2042-43: 0.009112; Gains in Water Available For Use / Savings in Demand under the selected programme (Ml/d) input as +ve 2043-44: 0.0095914; Gains in Water Available For Use / Savings in Demand under the selected programme (Ml/d) input as +ve 2044-45: 0.01007; Gains in Water Available For Use / Savings in Demand under the selected programme (Ml/d) input as +ve 2045-46: 0.010548; Gains in Water Available For Use / Savings in Demand under the selected programme (Ml/d) input as +ve 2046-47: 0.011026; Gains in Water Available For Use / Savings in Demand under the selected programme (Ml/d) input as +ve 2047-48: 0.011503; Gains in Water Available For Use / Savings in Demand under the selected programme (Ml/d) input as +ve 2048-49: 0.01198; Gains in Water Available For Use / Savings in Demand under the selected programme (Ml/d) input as +ve 2049-50: 0.012455
51cP | Mains Replacement (MRMax).AWSLNN | Mains Replacement (MRMax).AWSLNN | Mains replacement (not trunk mains) | Distribution Options | N | Preferred | AWSLNN | Ml/d | 2 | Gains in Water Available For Use / Savings in Demand under the selected programme (Ml/d) input as +ve 2019-20: 0; Gains in Water Available For Use / Savings in Demand under the selected programme (Ml/d) input as +ve 2020-21: 0; Gains in Water Available For Use / Savings in Demand under the selected programme (Ml/d) input as +ve 2021-22: 0; Gains in Water Available For Use / Savings in Demand under the selected programme (Ml/d) input as +ve 2022-23: 0; Gains in Water Available For Use / Savings in Demand under the selected programme (Ml/d) input as +ve 2023-24: 0; Gains in Water Available For Use / Savings in Demand under the selected programme (Ml/d) input as +ve 2024-25: 0; Gains in Water Available For Use / Savings in Demand under the selected programme (Ml/d) input as +ve 2025-26: 0; Gains in Water Available For Use / Savings in Demand under the selected programme (Ml/d) input as +ve 2026-27: 0; Gains in Water Available For Use / Savings in Demand under the selected programme (Ml/d) input as +ve 2027-28: 0; Gains in Water Available For Use / Savings in Demand under the selected programme (Ml/d) input as +ve 2028-29: 0; Gains in Water Available For Use / Savings in Demand under the selected programme (Ml/d) input as +ve 2029-30: 0; Gains in Water Available For Use / Savings in Demand under the selected programme (Ml/d) input as +ve 2030-31: 0; Gains in Water Available For Use / Savings in Demand under the selected programme (Ml/d) input as +ve 2031-32: 0; Gains in Water Available For Use / Savings in Demand under the selected programme (Ml/d) input as +ve 2032-33: 0; Gains in Water Available For Use / Savings in Demand under the selected programme (Ml/d) input as +ve 2033-34: 0; Gains in Water Available For Use / Savings in Demand under the selected programme (Ml/d) input as +ve 2034-35: 0; Gains in Water Available For Use / Savings in Demand under the selected programme (Ml/d) input as +ve 2035-36: 0; Gains in Water Available For Use / Savings in Demand under the selected programme (Ml/d) input as +ve 2036-37: 0; Gains in Water Available For Use / Savings in Demand under the selected programme (Ml/d) input as +ve 2037-38: 0; Gains in Water Available For Use / Savings in Demand under the selected programme (Ml/d) input as +ve 2038-39: 0; Gains in Water Available For Use / Savings in Demand under the selected programme (Ml/d) input as +ve 2039-40: 0; Gains in Water Available For Use / Savings in Demand under the selected programme (Ml/d) input as +ve 2040-41: 0; Gains in Water Available For Use / Savings in Demand under the selected programme (Ml/d) input as +ve 2041-42: 0; Gains in Water Available For Use / Savings in Demand under the selected programme (Ml/d) input as +ve 2042-43: 0; Gains in Water Available For Use / Savings in Demand under the selected programme (Ml/d) input as +ve 2043-44: 0.057328; Gains in Water Available For Use / Savings in Demand under the selected programme (Ml/d) input as +ve 2044-45: 0.11792; Gains in Water Available For Use / Savings in Demand under the selected programme (Ml/d) input as +ve 2045-46: 0.17334; Gains in Water Available For Use / Savings in Demand under the selected programme (Ml/d) input as +ve 2046-47: 0.27645; Gains in Water Available For Use / Savings in Demand under the selected programme (Ml/d) input as +ve 2047-48: 0.30544; Gains in Water Available For Use / Savings in Demand under the selected programme (Ml/d) input as +ve 2048-49: 0.32717; Gains in Water Available For Use / Savings in Demand under the selected programme (Ml/d) input as +ve 2049-50: 0.32717
51dF | NHH. NHH PL repairs.AWSLNN | NHH. NHH PL repairs.AWSLNN | Non-household water audit | Customer Options | N | Least Cost | AWSLNN | Ml/d | 2 | Gains in Water Available For Use / Savings in Demand under the selected programme (Ml/d) input as +ve 2019-20: 0; Gains in Water Available For Use / Savings in Demand under the selected programme (Ml/d) input as +ve 2020-21: 0; Gains in Water Available For Use / Savings in Demand under the selected programme (Ml/d) input as +ve 2021-22: 0; Gains in Water Available For Use / Savings in Demand under the selected programme (Ml/d) input as +ve 2022-23: 0; Gains in Water Available For Use / Savings in Demand under the selected programme (Ml/d) input as +ve 2023-24: 0; Gains in Water Available For Use / Savings in Demand under the selected programme (Ml/d) input as +ve 2024-25: 0; Gains in Water Available For Use / Savings in Demand under the selected programme (Ml/d) input as +ve 2025-26: 0.019814; Gains in Water Available For Use / Savings in Demand under the selected programme (Ml/d) input as +ve 2026-27: 0.037924; Gains in Water Available For Use / Savings in Demand under the selected programme (Ml/d) input as +ve 2027-28: 0.054252; Gains in Water Available For Use / Savings in Demand under the selected programme (Ml/d) input as +ve 2028-29: 0.069249; Gains in Water Available For Use / Savings in Demand under the selected programme (Ml/d) input as +ve 2029-30: 0.083728; Gains in Water Available For Use / Savings in Demand under the selected programme (Ml/d) input as +ve 2030-31: 0.098189; Gains in Water Available For Use / Savings in Demand under the selected programme (Ml/d) input as +ve 2031-32: 0.11264; Gains in Water Available For Use / Savings in Demand under the selected programme (Ml/d) input as +ve 2032-33: 0.12706; Gains in Water Available For Use / Savings in Demand under the selected programme (Ml/d) input as +ve 2033-34: 0.14146; Gains in Water Available For Use / Savings in Demand under the selected programme (Ml/d) input as +ve 2034-35: 0.15584; Gains in Water Available For Use / Savings in Demand under the selected programme (Ml/d) input as +ve 2035-36: 0.1702; Gains in Water Available For Use / Savings in Demand under the selected programme (Ml/d) input as +ve 2036-37: 0.18454; Gains in Water Available For Use / Savings in Demand under the selected programme (Ml/d) input as +ve 2037-38: 0.19886; Gains in Water Available For Use / Savings in Demand under the selected programme (Ml/d) input as +ve 2038-39: 0.21316; Gains in Water Available For Use / Savings in Demand under the selected programme (Ml/d) input as +ve 2039-40: 0.22744; Gains in Water Available For Use / Savings in Demand under the selected programme (Ml/d) input as +ve 2040-41: 0.2417; Gains in Water Available For Use / Savings in Demand under the selected programme (Ml/d) input as +ve 2041-42: 0.25595; Gains in Water Available For Use / Savings in Demand under the selected programme (Ml/d) input as +ve 2042-43: 0.27018; Gains in Water Available For Use / Savings in Demand under the selected programme (Ml/d) input as +ve 2043-44: 0.28439; Gains in Water Available For Use / Savings in Demand under the selected programme (Ml/d) input as +ve 2044-45: 0.29858; Gains in Water Available For Use / Savings in Demand under the selected programme (Ml/d) input as +ve 2045-46: 0.31275; Gains in Water Available For Use / Savings in Demand under the selected programme (Ml/d) input as +ve 2046-47: 0.32691; Gains in Water Available For Use / Savings in Demand under the selected programme (Ml/d) input as +ve 2047-48: 0.34105; Gains in Water Available For Use / Savings in Demand under the selected programme (Ml/d) input as +ve 2048-49: 0.35517; Gains in Water Available For Use / Savings in Demand under the selected programme (Ml/d) input as +ve 2049-50: 0.36927
51dF | NHH. NHH PL repairs.AWSLNN | NHH. NHH PL repairs.AWSLNN | Non-household water audit | Customer Options | N | Ofwat Core | AWSLNN | Ml/d | 2 | Gains in Water Available For Use / Savings in Demand under the selected programme (Ml/d) input as +ve 2019-20: 0; Gains in Water Available For Use / Savings in Demand under the selected programme (Ml/d) input as +ve 2020-21: 0; Gains in Water Available For Use / Savings in Demand under the selected programme (Ml/d) input as +ve 2021-22: 0; Gains in Water Available For Use / Savings in Demand under the selected programme (Ml/d) input as +ve 2022-23: 0; Gains in Water Available For Use / Savings in Demand under the selected programme (Ml/d) input as +ve 2023-24: 0; Gains in Water Available For Use / Savings in Demand under the selected programme (Ml/d) input as +ve 2024-25: 0; Gains in Water Available For Use / Savings in Demand under the selected programme (Ml/d) input as +ve 2025-26: 0.019814; Gains in Water Available For Use / Savings in Demand under the selected programme (Ml/d) input as +ve 2026-27: 0.037924; Gains in Water Available For Use / Savings in Demand under the selected programme (Ml/d) input as +ve 2027-28: 0.054252; Gains in Water Available For Use / Savings in Demand under the selected programme (Ml/d) input as +ve 2028-29: 0.069249; Gains in Water Available For Use / Savings in Demand under the selected programme (Ml/d) input as +ve 2029-30: 0.083728; Gains in Water Available For Use / Savings in Demand under the selected programme (Ml/d) input as +ve 2030-31: 0.098189; Gains in Water Available For Use / Savings in Demand under the selected programme (Ml/d) input as +ve 2031-32: 0.11264; Gains in Water Available For Use / Savings in Demand under the selected programme (Ml/d) input as +ve 2032-33: 0.12706; Gains in Water Available For Use / Savings in Demand under the selected programme (Ml/d) input as +ve 2033-34: 0.14146; Gains in Water Available For Use / Savings in Demand under the selected programme (Ml/d) input as +ve 2034-35: 0.15584; Gains in Water Available For Use / Savings in Demand under the selected programme (Ml/d) input as +ve 2035-36: 0.1702; Gains in Water Available For Use / Savings in Demand under the selected programme (Ml/d) input as +ve 2036-37: 0.18454; Gains in Water Available For Use / Savings in Demand under the selected programme (Ml/d) input as +ve 2037-38: 0.19886; Gains in Water Available For Use / Savings in Demand under the selected programme (Ml/d) input as +ve 2038-39: 0.21316; Gains in Water Available For Use / Savings in Demand under the selected programme (Ml/d) input as +ve 2039-40: 0.22744; Gains in Water Available For Use / Savings in Demand under the selected programme (Ml/d) input as +ve 2040-41: 0.2417; Gains in Water Available For Use / Savings in Demand under the selected programme (Ml/d) input as +ve 2041-42: 0.25595; Gains in Water Available For Use / Savings in Demand under the selected programme (Ml/d) input as +ve 2042-43: 0.27018; Gains in Water Available For Use / Savings in Demand under the selected programme (Ml/d) input as +ve 2043-44: 0.28439; Gains in Water Available For Use / Savings in Demand under the selected programme (Ml/d) input as +ve 2044-45: 0.29858; Gains in Water Available For Use / Savings in Demand under the selected programme (Ml/d) input as +ve 2045-46: 0.31275; Gains in Water Available For Use / Savings in Demand under the selected programme (Ml/d) input as +ve 2046-47: 0.32691; Gains in Water Available For Use / Savings in Demand under the selected programme (Ml/d) input as +ve 2047-48: 0.34105; Gains in Water Available For Use / Savings in Demand under the selected programme (Ml/d) input as +ve 2048-49: 0.35517; Gains in Water Available For Use / Savings in Demand under the selected programme (Ml/d) input as +ve 2049-50: 0.36927
51dP | NHH. NHH PL repairs.AWSLNN | NHH. NHH PL repairs.AWSLNN | Non-household water audit | Customer Options | N | Preferred | AWSLNN | Ml/d | 2 | Gains in Water Available For Use / Savings in Demand under the selected programme (Ml/d) input as +ve 2019-20: 0; Gains in Water Available For Use / Savings in Demand under the selected programme (Ml/d) input as +ve 2020-21: 0; Gains in Water Available For Use / Savings in Demand under the selected programme (Ml/d) input as +ve 2021-22: 0; Gains in Water Available For Use / Savings in Demand under the selected programme (Ml/d) input as +ve 2022-23: 0; Gains in Water Available For Use / Savings in Demand under the selected programme (Ml/d) input as +ve 2023-24: 0; Gains in Water Available For Use / Savings in Demand under the selected programme (Ml/d) input as +ve 2024-25: 0; Gains in Water Available For Use / Savings in Demand under the selected programme (Ml/d) input as +ve 2025-26: 0.019814; Gains in Water Available For Use / Savings in Demand under the selected programme (Ml/d) input as +ve 2026-27: 0.037924; Gains in Water Available For Use / Savings in Demand under the selected programme (Ml/d) input as +ve 2027-28: 0.054252; Gains in Water Available For Use / Savings in Demand under the selected programme (Ml/d) input as +ve 2028-29: 0.069249; Gains in Water Available For Use / Savings in Demand under the selected programme (Ml/d) input as +ve 2029-30: 0.083728; Gains in Water Available For Use / Savings in Demand under the selected programme (Ml/d) input as +ve 2030-31: 0.098189; Gains in Water Available For Use / Savings in Demand under the selected programme (Ml/d) input as +ve 2031-32: 0.11264; Gains in Water Available For Use / Savings in Demand under the selected programme (Ml/d) input as +ve 2032-33: 0.12706; Gains in Water Available For Use / Savings in Demand under the selected programme (Ml/d) input as +ve 2033-34: 0.14146; Gains in Water Available For Use / Savings in Demand under the selected programme (Ml/d) input as +ve 2034-35: 0.15584; Gains in Water Available For Use / Savings in Demand under the selected programme (Ml/d) input as +ve 2035-36: 0.1702; Gains in Water Available For Use / Savings in Demand under the selected programme (Ml/d) input as +ve 2036-37: 0.18454; Gains in Water Available For Use / Savings in Demand under the selected programme (Ml/d) input as +ve 2037-38: 0.19886; Gains in Water Available For Use / Savings in Demand under the selected programme (Ml/d) input as +ve 2038-39: 0.21316; Gains in Water Available For Use / Savings in Demand under the selected programme (Ml/d) input as +ve 2039-40: 0.22744; Gains in Water Available For Use / Savings in Demand under the selected programme (Ml/d) input as +ve 2040-41: 0.2417; Gains in Water Available For Use / Savings in Demand under the selected programme (Ml/d) input as +ve 2041-42: 0.25595; Gains in Water Available For Use / Savings in Demand under the selected programme (Ml/d) input as +ve 2042-43: 0.27018; Gains in Water Available For Use / Savings in Demand under the selected programme (Ml/d) input as +ve 2043-44: 0.28439; Gains in Water Available For Use / Savings in Demand under the selected programme (Ml/d) input as +ve 2044-45: 0.29858; Gains in Water Available For Use / Savings in Demand under the selected programme (Ml/d) input as +ve 2045-46: 0.31275; Gains in Water Available For Use / Savings in Demand under the selected programme (Ml/d) input as +ve 2046-47: 0.32691; Gains in Water Available For Use / Savings in Demand under the selected programme (Ml/d) input as +ve 2047-48: 0.34105; Gains in Water Available For Use / Savings in Demand under the selected programme (Ml/d) input as +ve 2048-49: 0.35517; Gains in Water Available For Use / Savings in Demand under the selected programme (Ml/d) input as +ve 2049-50: 0.36927
51dF | NHH. NHH PL100 repairs.AWSLNN | NHH. NHH PL100 repairs.AWSLNN | Non-household water audit | Customer Options | N | Least Cost | AWSLNN | Ml/d | 2 | Gains in Water Available For Use / Savings in Demand under the selected programme (Ml/d) input as +ve 2019-20: 0; Gains in Water Available For Use / Savings in Demand under the selected programme (Ml/d) input as +ve 2020-21: 0; Gains in Water Available For Use / Savings in Demand under the selected programme (Ml/d) input as +ve 2021-22: 0; Gains in Water Available For Use / Savings in Demand under the selected programme (Ml/d) input as +ve 2022-23: 0; Gains in Water Available For Use / Savings in Demand under the selected programme (Ml/d) input as +ve 2023-24: 0; Gains in Water Available For Use / Savings in Demand under the selected programme (Ml/d) input as +ve 2024-25: 0; Gains in Water Available For Use / Savings in Demand under the selected programme (Ml/d) input as +ve 2025-26: 0.004871; Gains in Water Available For Use / Savings in Demand under the selected programme (Ml/d) input as +ve 2026-27: 0.0093229; Gains in Water Available For Use / Savings in Demand under the selected programme (Ml/d) input as +ve 2027-28: 0.013337; Gains in Water Available For Use / Savings in Demand under the selected programme (Ml/d) input as +ve 2028-29: 0.017024; Gains in Water Available For Use / Savings in Demand under the selected programme (Ml/d) input as +ve 2029-30: 0.020583; Gains in Water Available For Use / Savings in Demand under the selected programme (Ml/d) input as +ve 2030-31: 0.024138; Gains in Water Available For Use / Savings in Demand under the selected programme (Ml/d) input as +ve 2031-32: 0.02769; Gains in Water Available For Use / Savings in Demand under the selected programme (Ml/d) input as +ve 2032-33: 0.031236; Gains in Water Available For Use / Savings in Demand under the selected programme (Ml/d) input as +ve 2033-34: 0.034777; Gains in Water Available For Use / Savings in Demand under the selected programme (Ml/d) input as +ve 2034-35: 0.038311; Gains in Water Available For Use / Savings in Demand under the selected programme (Ml/d) input as +ve 2035-36: 0.041841; Gains in Water Available For Use / Savings in Demand under the selected programme (Ml/d) input as +ve 2036-37: 0.045365; Gains in Water Available For Use / Savings in Demand under the selected programme (Ml/d) input as +ve 2037-38: 0.048886; Gains in Water Available For Use / Savings in Demand under the selected programme (Ml/d) input as +ve 2038-39: 0.052401; Gains in Water Available For Use / Savings in Demand under the selected programme (Ml/d) input as +ve 2039-40: 0.055912; Gains in Water Available For Use / Savings in Demand under the selected programme (Ml/d) input as +ve 2040-41: 0.059419; Gains in Water Available For Use / Savings in Demand under the selected programme (Ml/d) input as +ve 2041-42: 0.062921; Gains in Water Available For Use / Savings in Demand under the selected programme (Ml/d) input as +ve 2042-43: 0.066418; Gains in Water Available For Use / Savings in Demand under the selected programme (Ml/d) input as +ve 2043-44: 0.069911; Gains in Water Available For Use / Savings in Demand under the selected programme (Ml/d) input as +ve 2044-45: 0.0734; Gains in Water Available For Use / Savings in Demand under the selected programme (Ml/d) input as +ve 2045-46: 0.076885; Gains in Water Available For Use / Savings in Demand under the selected programme (Ml/d) input as +ve 2046-47: 0.080365; Gains in Water Available For Use / Savings in Demand under the selected programme (Ml/d) input as +ve 2047-48: 0.083841; Gains in Water Available For Use / Savings in Demand under the selected programme (Ml/d) input as +ve 2048-49: 0.087313; Gains in Water Available For Use / Savings in Demand under the selected programme (Ml/d) input as +ve 2049-50: 0.09078
51dF | NHH. NHH PL100 repairs.AWSLNN | NHH. NHH PL100 repairs.AWSLNN | Non-household water audit | Customer Options | N | Ofwat Core | AWSLNN | Ml/d | 2 | Gains in Water Available For Use / Savings in Demand under the selected programme (Ml/d) input as +ve 2019-20: 0; Gains in Water Available For Use / Savings in Demand under the selected programme (Ml/d) input as +ve 2020-21: 0; Gains in Water Available For Use / Savings in Demand under the selected programme (Ml/d) input as +ve 2021-22: 0; Gains in Water Available For Use / Savings in Demand under the selected programme (Ml/d) input as +ve 2022-23: 0; Gains in Water Available For Use / Savings in Demand under the selected programme (Ml/d) input as +ve 2023-24: 0; Gains in Water Available For Use / Savings in Demand under the selected programme (Ml/d) input as +ve 2024-25: 0; Gains in Water Available For Use / Savings in Demand under the selected programme (Ml/d) input as +ve 2025-26: 0.004871; Gains in Water Available For Use / Savings in Demand under the selected programme (Ml/d) input as +ve 2026-27: 0.0093229; Gains in Water Available For Use / Savings in Demand under the selected programme (Ml/d) input as +ve 2027-28: 0.013337; Gains in Water Available For Use / Savings in Demand under the selected programme (Ml/d) input as +ve 2028-29: 0.017024; Gains in Water Available For Use / Savings in Demand under the selected programme (Ml/d) input as +ve 2029-30: 0.020583; Gains in Water Available For Use / Savings in Demand under the selected programme (Ml/d) input as +ve 2030-31: 0.024138; Gains in Water Available For Use / Savings in Demand under the selected programme (Ml/d) input as +ve 2031-32: 0.02769; Gains in Water Available For Use / Savings in Demand under the selected programme (Ml/d) input as +ve 2032-33: 0.031236; Gains in Water Available For Use / Savings in Demand under the selected programme (Ml/d) input as +ve 2033-34: 0.034777; Gains in Water Available For Use / Savings in Demand under the selected programme (Ml/d) input as +ve 2034-35: 0.038311; Gains in Water Available For Use / Savings in Demand under the selected programme (Ml/d) input as +ve 2035-36: 0.041841; Gains in Water Available For Use / Savings in Demand under the selected programme (Ml/d) input as +ve 2036-37: 0.045365; Gains in Water Available For Use / Savings in Demand under the selected programme (Ml/d) input as +ve 2037-38: 0.048886; Gains in Water Available For Use / Savings in Demand under the selected programme (Ml/d) input as +ve 2038-39: 0.052401; Gains in Water Available For Use / Savings in Demand under the selected programme (Ml/d) input as +ve 2039-40: 0.055912; Gains in Water Available For Use / Savings in Demand under the selected programme (Ml/d) input as +ve 2040-41: 0.059419; Gains in Water Available For Use / Savings in Demand under the selected programme (Ml/d) input as +ve 2041-42: 0.062921; Gains in Water Available For Use / Savings in Demand under the selected programme (Ml/d) input as +ve 2042-43: 0.066418; Gains in Water Available For Use / Savings in Demand under the selected programme (Ml/d) input as +ve 2043-44: 0.069911; Gains in Water Available For Use / Savings in Demand under the selected programme (Ml/d) input as +ve 2044-45: 0.0734; Gains in Water Available For Use / Savings in Demand under the selected programme (Ml/d) input as +ve 2045-46: 0.076885; Gains in Water Available For Use / Savings in Demand under the selected programme (Ml/d) input as +ve 2046-47: 0.080365; Gains in Water Available For Use / Savings in Demand under the selected programme (Ml/d) input as +ve 2047-48: 0.083841; Gains in Water Available For Use / Savings in Demand under the selected programme (Ml/d) input as +ve 2048-49: 0.087313; Gains in Water Available For Use / Savings in Demand under the selected programme (Ml/d) input as +ve 2049-50: 0.09078
51dP | NHH. NHH PL100 repairs.AWSLNN | NHH. NHH PL100 repairs.AWSLNN | Non-household water audit | Customer Options | N | Preferred | AWSLNN | Ml/d | 2 | Gains in Water Available For Use / Savings in Demand under the selected programme (Ml/d) input as +ve 2019-20: 0; Gains in Water Available For Use / Savings in Demand under the selected programme (Ml/d) input as +ve 2020-21: 0; Gains in Water Available For Use / Savings in Demand under the selected programme (Ml/d) input as +ve 2021-22: 0; Gains in Water Available For Use / Savings in Demand under the selected programme (Ml/d) input as +ve 2022-23: 0; Gains in Water Available For Use / Savings in Demand under the selected programme (Ml/d) input as +ve 2023-24: 0; Gains in Water Available For Use / Savings in Demand under the selected programme (Ml/d) input as +ve 2024-25: 0; Gains in Water Available For Use / Savings in Demand under the selected programme (Ml/d) input as +ve 2025-26: 0.004871; Gains in Water Available For Use / Savings in Demand under the selected programme (Ml/d) input as +ve 2026-27: 0.0093229; Gains in Water Available For Use / Savings in Demand under the selected programme (Ml/d) input as +ve 2027-28: 0.013337; Gains in Water Available For Use / Savings in Demand under the selected programme (Ml/d) input as +ve 2028-29: 0.017024; Gains in Water Available For Use / Savings in Demand under the selected programme (Ml/d) input as +ve 2029-30: 0.020583; Gains in Water Available For Use / Savings in Demand under the selected programme (Ml/d) input as +ve 2030-31: 0.024138; Gains in Water Available For Use / Savings in Demand under the selected programme (Ml/d) input as +ve 2031-32: 0.02769; Gains in Water Available For Use / Savings in Demand under the selected programme (Ml/d) input as +ve 2032-33: 0.031236; Gains in Water Available For Use / Savings in Demand under the selected programme (Ml/d) input as +ve 2033-34: 0.034777; Gains in Water Available For Use / Savings in Demand under the selected programme (Ml/d) input as +ve 2034-35: 0.038311; Gains in Water Available For Use / Savings in Demand under the selected programme (Ml/d) input as +ve 2035-36: 0.041841; Gains in Water Available For Use / Savings in Demand under the selected programme (Ml/d) input as +ve 2036-37: 0.045365; Gains in Water Available For Use / Savings in Demand under the selected programme (Ml/d) input as +ve 2037-38: 0.048886; Gains in Water Available For Use / Savings in Demand under the selected programme (Ml/d) input as +ve 2038-39: 0.052401; Gains in Water Available For Use / Savings in Demand under the selected programme (Ml/d) input as +ve 2039-40: 0.055912; Gains in Water Available For Use / Savings in Demand under the selected programme (Ml/d) input as +ve 2040-41: 0.059419; Gains in Water Available For Use / Savings in Demand under the selected programme (Ml/d) input as +ve 2041-42: 0.062921; Gains in Water Available For Use / Savings in Demand under the selected programme (Ml/d) input as +ve 2042-43: 0.066418; Gains in Water Available For Use / Savings in Demand under the selected programme (Ml/d) input as +ve 2043-44: 0.069911; Gains in Water Available For Use / Savings in Demand under the selected programme (Ml/d) input as +ve 2044-45: 0.0734; Gains in Water Available For Use / Savings in Demand under the selected programme (Ml/d) input as +ve 2045-46: 0.076885; Gains in Water Available For Use / Savings in Demand under the selected programme (Ml/d) input as +ve 2046-47: 0.080365; Gains in Water Available For Use / Savings in Demand under the selected programme (Ml/d) input as +ve 2047-48: 0.083841; Gains in Water Available For Use / Savings in Demand under the selected programme (Ml/d) input as +ve 2048-49: 0.087313; Gains in Water Available For Use / Savings in Demand under the selected programme (Ml/d) input as +ve 2049-50: 0.09078
51dF | NHH. WEF Visit Lower.AWSLNN | NHH. WEF Visit Lower.AWSLNN | Non-household water audit | Customer Options | N | Least Cost | AWSLNN | Ml/d | 2 | Gains in Water Available For Use / Savings in Demand under the selected programme (Ml/d) input as +ve 2019-20: 0; Gains in Water Available For Use / Savings in Demand under the selected programme (Ml/d) input as +ve 2020-21: 0; Gains in Water Available For Use / Savings in Demand under the selected programme (Ml/d) input as +ve 2021-22: 0; Gains in Water Available For Use / Savings in Demand under the selected programme (Ml/d) input as +ve 2022-23: 0; Gains in Water Available For Use / Savings in Demand under the selected programme (Ml/d) input as +ve 2023-24: 0; Gains in Water Available For Use / Savings in Demand under the selected programme (Ml/d) input as +ve 2024-25: 0; Gains in Water Available For Use / Savings in Demand under the selected programme (Ml/d) input as +ve 2025-26: 0.011703; Gains in Water Available For Use / Savings in Demand under the selected programme (Ml/d) input as +ve 2026-27: 0.022399; Gains in Water Available For Use / Savings in Demand under the selected programme (Ml/d) input as +ve 2027-28: 0.032043; Gains in Water Available For Use / Savings in Demand under the selected programme (Ml/d) input as +ve 2028-29: 0.040901; Gains in Water Available For Use / Savings in Demand under the selected programme (Ml/d) input as +ve 2029-30: 0.049453; Gains in Water Available For Use / Savings in Demand under the selected programme (Ml/d) input as +ve 2030-31: 0.057994; Gains in Water Available For Use / Savings in Demand under the selected programme (Ml/d) input as +ve 2031-32: 0.066527; Gains in Water Available For Use / Savings in Demand under the selected programme (Ml/d) input as +ve 2032-33: 0.075049; Gains in Water Available For Use / Savings in Demand under the selected programme (Ml/d) input as +ve 2033-34: 0.083555; Gains in Water Available For Use / Savings in Demand under the selected programme (Ml/d) input as +ve 2034-35: 0.092047; Gains in Water Available For Use / Savings in Demand under the selected programme (Ml/d) input as +ve 2035-36: 0.10053; Gains in Water Available For Use / Savings in Demand under the selected programme (Ml/d) input as +ve 2036-37: 0.109; Gains in Water Available For Use / Savings in Demand under the selected programme (Ml/d) input as +ve 2037-38: 0.11745; Gains in Water Available For Use / Savings in Demand under the selected programme (Ml/d) input as +ve 2038-39: 0.1259; Gains in Water Available For Use / Savings in Demand under the selected programme (Ml/d) input as +ve 2039-40: 0.13434; Gains in Water Available For Use / Savings in Demand under the selected programme (Ml/d) input as +ve 2040-41: 0.14276; Gains in Water Available For Use / Savings in Demand under the selected programme (Ml/d) input as +ve 2041-42: 0.15117; Gains in Water Available For Use / Savings in Demand under the selected programme (Ml/d) input as +ve 2042-43: 0.15958; Gains in Water Available For Use / Savings in Demand under the selected programme (Ml/d) input as +ve 2043-44: 0.16797; Gains in Water Available For Use / Savings in Demand under the selected programme (Ml/d) input as +ve 2044-45: 0.17635; Gains in Water Available For Use / Savings in Demand under the selected programme (Ml/d) input as +ve 2045-46: 0.18472; Gains in Water Available For Use / Savings in Demand under the selected programme (Ml/d) input as +ve 2046-47: 0.19309; Gains in Water Available For Use / Savings in Demand under the selected programme (Ml/d) input as +ve 2047-48: 0.20144; Gains in Water Available For Use / Savings in Demand under the selected programme (Ml/d) input as +ve 2048-49: 0.20978; Gains in Water Available For Use / Savings in Demand under the selected programme (Ml/d) input as +ve 2049-50: 0.21811
51dF | NHH. WEF Visit Lower.AWSLNN | NHH. WEF Visit Lower.AWSLNN | Non-household water audit | Customer Options | N | Ofwat Core | AWSLNN | Ml/d | 2 | Gains in Water Available For Use / Savings in Demand under the selected programme (Ml/d) input as +ve 2019-20: 0; Gains in Water Available For Use / Savings in Demand under the selected programme (Ml/d) input as +ve 2020-21: 0; Gains in Water Available For Use / Savings in Demand under the selected programme (Ml/d) input as +ve 2021-22: 0; Gains in Water Available For Use / Savings in Demand under the selected programme (Ml/d) input as +ve 2022-23: 0; Gains in Water Available For Use / Savings in Demand under the selected programme (Ml/d) input as +ve 2023-24: 0; Gains in Water Available For Use / Savings in Demand under the selected programme (Ml/d) input as +ve 2024-25: 0; Gains in Water Available For Use / Savings in Demand under the selected programme (Ml/d) input as +ve 2025-26: 0.011703; Gains in Water Available For Use / Savings in Demand under the selected programme (Ml/d) input as +ve 2026-27: 0.022399; Gains in Water Available For Use / Savings in Demand under the selected programme (Ml/d) input as +ve 2027-28: 0.032043; Gains in Water Available For Use / Savings in Demand under the selected programme (Ml/d) input as +ve 2028-29: 0.040901; Gains in Water Available For Use / Savings in Demand under the selected programme (Ml/d) input as +ve 2029-30: 0.049453; Gains in Water Available For Use / Savings in Demand under the selected programme (Ml/d) input as +ve 2030-31: 0.057994; Gains in Water Available For Use / Savings in Demand under the selected programme (Ml/d) input as +ve 2031-32: 0.066527; Gains in Water Available For Use / Savings in Demand under the selected programme (Ml/d) input as +ve 2032-33: 0.075049; Gains in Water Available For Use / Savings in Demand under the selected programme (Ml/d) input as +ve 2033-34: 0.083555; Gains in Water Available For Use / Savings in Demand under the selected programme (Ml/d) input as +ve 2034-35: 0.092047; Gains in Water Available For Use / Savings in Demand under the selected programme (Ml/d) input as +ve 2035-36: 0.10053; Gains in Water Available For Use / Savings in Demand under the selected programme (Ml/d) input as +ve 2036-37: 0.109; Gains in Water Available For Use / Savings in Demand under the selected programme (Ml/d) input as +ve 2037-38: 0.11745; Gains in Water Available For Use / Savings in Demand under the selected programme (Ml/d) input as +ve 2038-39: 0.1259; Gains in Water Available For Use / Savings in Demand under the selected programme (Ml/d) input as +ve 2039-40: 0.13434; Gains in Water Available For Use / Savings in Demand under the selected programme (Ml/d) input as +ve 2040-41: 0.14276; Gains in Water Available For Use / Savings in Demand under the selected programme (Ml/d) input as +ve 2041-42: 0.15117; Gains in Water Available For Use / Savings in Demand under the selected programme (Ml/d) input as +ve 2042-43: 0.15958; Gains in Water Available For Use / Savings in Demand under the selected programme (Ml/d) input as +ve 2043-44: 0.16797; Gains in Water Available For Use / Savings in Demand under the selected programme (Ml/d) input as +ve 2044-45: 0.17635; Gains in Water Available For Use / Savings in Demand under the selected programme (Ml/d) input as +ve 2045-46: 0.18472; Gains in Water Available For Use / Savings in Demand under the selected programme (Ml/d) input as +ve 2046-47: 0.19309; Gains in Water Available For Use / Savings in Demand under the selected programme (Ml/d) input as +ve 2047-48: 0.20144; Gains in Water Available For Use / Savings in Demand under the selected programme (Ml/d) input as +ve 2048-49: 0.20978; Gains in Water Available For Use / Savings in Demand under the selected programme (Ml/d) input as +ve 2049-50: 0.21811
51dP | NHH. WEF Visit Lower.AWSLNN | NHH. WEF Visit Lower.AWSLNN | Non-household water audit | Customer Options | N | Preferred | AWSLNN | Ml/d | 2 | Gains in Water Available For Use / Savings in Demand under the selected programme (Ml/d) input as +ve 2019-20: 0; Gains in Water Available For Use / Savings in Demand under the selected programme (Ml/d) input as +ve 2020-21: 0; Gains in Water Available For Use / Savings in Demand under the selected programme (Ml/d) input as +ve 2021-22: 0; Gains in Water Available For Use / Savings in Demand under the selected programme (Ml/d) input as +ve 2022-23: 0; Gains in Water Available For Use / Savings in Demand under the selected programme (Ml/d) input as +ve 2023-24: 0; Gains in Water Available For Use / Savings in Demand under the selected programme (Ml/d) input as +ve 2024-25: 0; Gains in Water Available For Use / Savings in Demand under the selected programme (Ml/d) input as +ve 2025-26: 0.011703; Gains in Water Available For Use / Savings in Demand under the selected programme (Ml/d) input as +ve 2026-27: 0.022399; Gains in Water Available For Use / Savings in Demand under the selected programme (Ml/d) input as +ve 2027-28: 0.032043; Gains in Water Available For Use / Savings in Demand under the selected programme (Ml/d) input as +ve 2028-29: 0.040901; Gains in Water Available For Use / Savings in Demand under the selected programme (Ml/d) input as +ve 2029-30: 0.049453; Gains in Water Available For Use / Savings in Demand under the selected programme (Ml/d) input as +ve 2030-31: 0.057994; Gains in Water Available For Use / Savings in Demand under the selected programme (Ml/d) input as +ve 2031-32: 0.066527; Gains in Water Available For Use / Savings in Demand under the selected programme (Ml/d) input as +ve 2032-33: 0.075049; Gains in Water Available For Use / Savings in Demand under the selected programme (Ml/d) input as +ve 2033-34: 0.083555; Gains in Water Available For Use / Savings in Demand under the selected programme (Ml/d) input as +ve 2034-35: 0.092047; Gains in Water Available For Use / Savings in Demand under the selected programme (Ml/d) input as +ve 2035-36: 0.10053; Gains in Water Available For Use / Savings in Demand under the selected programme (Ml/d) input as +ve 2036-37: 0.109; Gains in Water Available For Use / Savings in Demand under the selected programme (Ml/d) input as +ve 2037-38: 0.11745; Gains in Water Available For Use / Savings in Demand under the selected programme (Ml/d) input as +ve 2038-39: 0.1259; Gains in Water Available For Use / Savings in Demand under the selected programme (Ml/d) input as +ve 2039-40: 0.13434; Gains in Water Available For Use / Savings in Demand under the selected programme (Ml/d) input as +ve 2040-41: 0.14276; Gains in Water Available For Use / Savings in Demand under the selected programme (Ml/d) input as +ve 2041-42: 0.15117; Gains in Water Available For Use / Savings in Demand under the selected programme (Ml/d) input as +ve 2042-43: 0.15958; Gains in Water Available For Use / Savings in Demand under the selected programme (Ml/d) input as +ve 2043-44: 0.16797; Gains in Water Available For Use / Savings in Demand under the selected programme (Ml/d) input as +ve 2044-45: 0.17635; Gains in Water Available For Use / Savings in Demand under the selected programme (Ml/d) input as +ve 2045-46: 0.18472; Gains in Water Available For Use / Savings in Demand under the selected programme (Ml/d) input as +ve 2046-47: 0.19309; Gains in Water Available For Use / Savings in Demand under the selected programme (Ml/d) input as +ve 2047-48: 0.20144; Gains in Water Available For Use / Savings in Demand under the selected programme (Ml/d) input as +ve 2048-49: 0.20978; Gains in Water Available For Use / Savings in Demand under the selected programme (Ml/d) input as +ve 2049-50: 0.21811
51dF | NHH. WEF Visit Super High.AWSLNN | NHH. WEF Visit Super High.AWSLNN | Non-household water audit | Customer Options | N | Least Cost | AWSLNN | Ml/d | 2 | Gains in Water Available For Use / Savings in Demand under the selected programme (Ml/d) input as +ve 2019-20: 0; Gains in Water Available For Use / Savings in Demand under the selected programme (Ml/d) input as +ve 2020-21: 0; Gains in Water Available For Use / Savings in Demand under the selected programme (Ml/d) input as +ve 2021-22: 0; Gains in Water Available For Use / Savings in Demand under the selected programme (Ml/d) input as +ve 2022-23: 0; Gains in Water Available For Use / Savings in Demand under the selected programme (Ml/d) input as +ve 2023-24: 0; Gains in Water Available For Use / Savings in Demand under the selected programme (Ml/d) input as +ve 2024-25: 0; Gains in Water Available For Use / Savings in Demand under the selected programme (Ml/d) input as +ve 2025-26: 0.012047; Gains in Water Available For Use / Savings in Demand under the selected programme (Ml/d) input as +ve 2026-27: 0.023057; Gains in Water Available For Use / Savings in Demand under the selected programme (Ml/d) input as +ve 2027-28: 0.032984; Gains in Water Available For Use / Savings in Demand under the selected programme (Ml/d) input as +ve 2028-29: 0.042102; Gains in Water Available For Use / Savings in Demand under the selected programme (Ml/d) input as +ve 2029-30: 0.050906; Gains in Water Available For Use / Savings in Demand under the selected programme (Ml/d) input as +ve 2030-31: 0.059697; Gains in Water Available For Use / Savings in Demand under the selected programme (Ml/d) input as +ve 2031-32: 0.068481; Gains in Water Available For Use / Savings in Demand under the selected programme (Ml/d) input as +ve 2032-33: 0.077253; Gains in Water Available For Use / Savings in Demand under the selected programme (Ml/d) input as +ve 2033-34: 0.086008; Gains in Water Available For Use / Savings in Demand under the selected programme (Ml/d) input as +ve 2034-35: 0.09475; Gains in Water Available For Use / Savings in Demand under the selected programme (Ml/d) input as +ve 2035-36: 0.10348; Gains in Water Available For Use / Savings in Demand under the selected programme (Ml/d) input as +ve 2036-37: 0.1122; Gains in Water Available For Use / Savings in Demand under the selected programme (Ml/d) input as +ve 2037-38: 0.1209; Gains in Water Available For Use / Savings in Demand under the selected programme (Ml/d) input as +ve 2038-39: 0.1296; Gains in Water Available For Use / Savings in Demand under the selected programme (Ml/d) input as +ve 2039-40: 0.13828; Gains in Water Available For Use / Savings in Demand under the selected programme (Ml/d) input as +ve 2040-41: 0.14695; Gains in Water Available For Use / Savings in Demand under the selected programme (Ml/d) input as +ve 2041-42: 0.15561; Gains in Water Available For Use / Savings in Demand under the selected programme (Ml/d) input as +ve 2042-43: 0.16426; Gains in Water Available For Use / Savings in Demand under the selected programme (Ml/d) input as +ve 2043-44: 0.1729; Gains in Water Available For Use / Savings in Demand under the selected programme (Ml/d) input as +ve 2044-45: 0.18153; Gains in Water Available For Use / Savings in Demand under the selected programme (Ml/d) input as +ve 2045-46: 0.19015; Gains in Water Available For Use / Savings in Demand under the selected programme (Ml/d) input as +ve 2046-47: 0.19876; Gains in Water Available For Use / Savings in Demand under the selected programme (Ml/d) input as +ve 2047-48: 0.20735; Gains in Water Available For Use / Savings in Demand under the selected programme (Ml/d) input as +ve 2048-49: 0.21594; Gains in Water Available For Use / Savings in Demand under the selected programme (Ml/d) input as +ve 2049-50: 0.22451
51dF | NHH. WEF Visit Super High.AWSLNN | NHH. WEF Visit Super High.AWSLNN | Non-household water audit | Customer Options | N | Ofwat Core | AWSLNN | Ml/d | 2 | Gains in Water Available For Use / Savings in Demand under the selected programme (Ml/d) input as +ve 2019-20: 0; Gains in Water Available For Use / Savings in Demand under the selected programme (Ml/d) input as +ve 2020-21: 0; Gains in Water Available For Use / Savings in Demand under the selected programme (Ml/d) input as +ve 2021-22: 0; Gains in Water Available For Use / Savings in Demand under the selected programme (Ml/d) input as +ve 2022-23: 0; Gains in Water Available For Use / Savings in Demand under the selected programme (Ml/d) input as +ve 2023-24: 0; Gains in Water Available For Use / Savings in Demand under the selected programme (Ml/d) input as +ve 2024-25: 0; Gains in Water Available For Use / Savings in Demand under the selected programme (Ml/d) input as +ve 2025-26: 0.012047; Gains in Water Available For Use / Savings in Demand under the selected programme (Ml/d) input as +ve 2026-27: 0.023057; Gains in Water Available For Use / Savings in Demand under the selected programme (Ml/d) input as +ve 2027-28: 0.032984; Gains in Water Available For Use / Savings in Demand under the selected programme (Ml/d) input as +ve 2028-29: 0.042102; Gains in Water Available For Use / Savings in Demand under the selected programme (Ml/d) input as +ve 2029-30: 0.050906; Gains in Water Available For Use / Savings in Demand under the selected programme (Ml/d) input as +ve 2030-31: 0.059697; Gains in Water Available For Use / Savings in Demand under the selected programme (Ml/d) input as +ve 2031-32: 0.068481; Gains in Water Available For Use / Savings in Demand under the selected programme (Ml/d) input as +ve 2032-33: 0.077253; Gains in Water Available For Use / Savings in Demand under the selected programme (Ml/d) input as +ve 2033-34: 0.086008; Gains in Water Available For Use / Savings in Demand under the selected programme (Ml/d) input as +ve 2034-35: 0.09475; Gains in Water Available For Use / Savings in Demand under the selected programme (Ml/d) input as +ve 2035-36: 0.10348; Gains in Water Available For Use / Savings in Demand under the selected programme (Ml/d) input as +ve 2036-37: 0.1122; Gains in Water Available For Use / Savings in Demand under the selected programme (Ml/d) input as +ve 2037-38: 0.1209; Gains in Water Available For Use / Savings in Demand under the selected programme (Ml/d) input as +ve 2038-39: 0.1296; Gains in Water Available For Use / Savings in Demand under the selected programme (Ml/d) input as +ve 2039-40: 0.13828; Gains in Water Available For Use / Savings in Demand under the selected programme (Ml/d) input as +ve 2040-41: 0.14695; Gains in Water Available For Use / Savings in Demand under the selected programme (Ml/d) input as +ve 2041-42: 0.15561; Gains in Water Available For Use / Savings in Demand under the selected programme (Ml/d) input as +ve 2042-43: 0.16426; Gains in Water Available For Use / Savings in Demand under the selected programme (Ml/d) input as +ve 2043-44: 0.1729; Gains in Water Available For Use / Savings in Demand under the selected programme (Ml/d) input as +ve 2044-45: 0.18153; Gains in Water Available For Use / Savings in Demand under the selected programme (Ml/d) input as +ve 2045-46: 0.19015; Gains in Water Available For Use / Savings in Demand under the selected programme (Ml/d) input as +ve 2046-47: 0.19876; Gains in Water Available For Use / Savings in Demand under the selected programme (Ml/d) input as +ve 2047-48: 0.20735; Gains in Water Available For Use / Savings in Demand under the selected programme (Ml/d) input as +ve 2048-49: 0.21594; Gains in Water Available For Use / Savings in Demand under the selected programme (Ml/d) input as +ve 2049-50: 0.22451
51dP | NHH. WEF Visit Super High.AWSLNN | NHH. WEF Visit Super High.AWSLNN | Non-household water audit | Customer Options | N | Preferred | AWSLNN | Ml/d | 2 | Gains in Water Available For Use / Savings in Demand under the selected programme (Ml/d) input as +ve 2019-20: 0; Gains in Water Available For Use / Savings in Demand under the selected programme (Ml/d) input as +ve 2020-21: 0; Gains in Water Available For Use / Savings in Demand under the selected programme (Ml/d) input as +ve 2021-22: 0; Gains in Water Available For Use / Savings in Demand under the selected programme (Ml/d) input as +ve 2022-23: 0; Gains in Water Available For Use / Savings in Demand under the selected programme (Ml/d) input as +ve 2023-24: 0; Gains in Water Available For Use / Savings in Demand under the selected programme (Ml/d) input as +ve 2024-25: 0; Gains in Water Available For Use / Savings in Demand under the selected programme (Ml/d) input as +ve 2025-26: 0.012047; Gains in Water Available For Use / Savings in Demand under the selected programme (Ml/d) input as +ve 2026-27: 0.023057; Gains in Water Available For Use / Savings in Demand under the selected programme (Ml/d) input as +ve 2027-28: 0.032984; Gains in Water Available For Use / Savings in Demand under the selected programme (Ml/d) input as +ve 2028-29: 0.042102; Gains in Water Available For Use / Savings in Demand under the selected programme (Ml/d) input as +ve 2029-30: 0.050906; Gains in Water Available For Use / Savings in Demand under the selected programme (Ml/d) input as +ve 2030-31: 0.059697; Gains in Water Available For Use / Savings in Demand under the selected programme (Ml/d) input as +ve 2031-32: 0.068481; Gains in Water Available For Use / Savings in Demand under the selected programme (Ml/d) input as +ve 2032-33: 0.077253; Gains in Water Available For Use / Savings in Demand under the selected programme (Ml/d) input as +ve 2033-34: 0.086008; Gains in Water Available For Use / Savings in Demand under the selected programme (Ml/d) input as +ve 2034-35: 0.09475; Gains in Water Available For Use / Savings in Demand under the selected programme (Ml/d) input as +ve 2035-36: 0.10348; Gains in Water Available For Use / Savings in Demand under the selected programme (Ml/d) input as +ve 2036-37: 0.1122; Gains in Water Available For Use / Savings in Demand under the selected programme (Ml/d) input as +ve 2037-38: 0.1209; Gains in Water Available For Use / Savings in Demand under the selected programme (Ml/d) input as +ve 2038-39: 0.1296; Gains in Water Available For Use / Savings in Demand under the selected programme (Ml/d) input as +ve 2039-40: 0.13828; Gains in Water Available For Use / Savings in Demand under the selected programme (Ml/d) input as +ve 2040-41: 0.14695; Gains in Water Available For Use / Savings in Demand under the selected programme (Ml/d) input as +ve 2041-42: 0.15561; Gains in Water Available For Use / Savings in Demand under the selected programme (Ml/d) input as +ve 2042-43: 0.16426; Gains in Water Available For Use / Savings in Demand under the selected programme (Ml/d) input as +ve 2043-44: 0.1729; Gains in Water Available For Use / Savings in Demand under the selected programme (Ml/d) input as +ve 2044-45: 0.18153; Gains in Water Available For Use / Savings in Demand under the selected programme (Ml/d) input as +ve 2045-46: 0.19015; Gains in Water Available For Use / Savings in Demand under the selected programme (Ml/d) input as +ve 2046-47: 0.19876; Gains in Water Available For Use / Savings in Demand under the selected programme (Ml/d) input as +ve 2047-48: 0.20735; Gains in Water Available For Use / Savings in Demand under the selected programme (Ml/d) input as +ve 2048-49: 0.21594; Gains in Water Available For Use / Savings in Demand under the selected programme (Ml/d) input as +ve 2049-50: 0.22451
51dF | NHH. WEF Visit Upper.AWSLNN | NHH. WEF Visit Upper.AWSLNN | Non-household water audit | Customer Options | N | Least Cost | AWSLNN | Ml/d | 2 | Gains in Water Available For Use / Savings in Demand under the selected programme (Ml/d) input as +ve 2019-20: 0; Gains in Water Available For Use / Savings in Demand under the selected programme (Ml/d) input as +ve 2020-21: 0; Gains in Water Available For Use / Savings in Demand under the selected programme (Ml/d) input as +ve 2021-22: 0; Gains in Water Available For Use / Savings in Demand under the selected programme (Ml/d) input as +ve 2022-23: 0; Gains in Water Available For Use / Savings in Demand under the selected programme (Ml/d) input as +ve 2023-24: 0; Gains in Water Available For Use / Savings in Demand under the selected programme (Ml/d) input as +ve 2024-25: 0; Gains in Water Available For Use / Savings in Demand under the selected programme (Ml/d) input as +ve 2025-26: 0.0063218; Gains in Water Available For Use / Savings in Demand under the selected programme (Ml/d) input as +ve 2026-27: 0.0121; Gains in Water Available For Use / Savings in Demand under the selected programme (Ml/d) input as +ve 2027-28: 0.017309; Gains in Water Available For Use / Savings in Demand under the selected programme (Ml/d) input as +ve 2028-29: 0.022094; Gains in Water Available For Use / Savings in Demand under the selected programme (Ml/d) input as +ve 2029-30: 0.026713; Gains in Water Available For Use / Savings in Demand under the selected programme (Ml/d) input as +ve 2030-31: 0.031327; Gains in Water Available For Use / Savings in Demand under the selected programme (Ml/d) input as +ve 2031-32: 0.035936; Gains in Water Available For Use / Savings in Demand under the selected programme (Ml/d) input as +ve 2032-33: 0.04054; Gains in Water Available For Use / Savings in Demand under the selected programme (Ml/d) input as +ve 2033-34: 0.045134; Gains in Water Available For Use / Savings in Demand under the selected programme (Ml/d) input as +ve 2034-35: 0.049721; Gains in Water Available For Use / Savings in Demand under the selected programme (Ml/d) input as +ve 2035-36: 0.054302; Gains in Water Available For Use / Savings in Demand under the selected programme (Ml/d) input as +ve 2036-37: 0.058877; Gains in Water Available For Use / Savings in Demand under the selected programme (Ml/d) input as +ve 2037-38: 0.063445; Gains in Water Available For Use / Savings in Demand under the selected programme (Ml/d) input as +ve 2038-39: 0.068008; Gains in Water Available For Use / Savings in Demand under the selected programme (Ml/d) input as +ve 2039-40: 0.072565; Gains in Water Available For Use / Savings in Demand under the selected programme (Ml/d) input as +ve 2040-41: 0.077115; Gains in Water Available For Use / Savings in Demand under the selected programme (Ml/d) input as +ve 2041-42: 0.08166; Gains in Water Available For Use / Savings in Demand under the selected programme (Ml/d) input as +ve 2042-43: 0.0862; Gains in Water Available For Use / Savings in Demand under the selected programme (Ml/d) input as +ve 2043-44: 0.090733; Gains in Water Available For Use / Savings in Demand under the selected programme (Ml/d) input as +ve 2044-45: 0.095261; Gains in Water Available For Use / Savings in Demand under the selected programme (Ml/d) input as +ve 2045-46: 0.099784; Gains in Water Available For Use / Savings in Demand under the selected programme (Ml/d) input as +ve 2046-47: 0.1043; Gains in Water Available For Use / Savings in Demand under the selected programme (Ml/d) input as +ve 2047-48: 0.10881; Gains in Water Available For Use / Savings in Demand under the selected programme (Ml/d) input as +ve 2048-49: 0.11332; Gains in Water Available For Use / Savings in Demand under the selected programme (Ml/d) input as +ve 2049-50: 0.11782
51dF | NHH. WEF Visit Upper.AWSLNN | NHH. WEF Visit Upper.AWSLNN | Non-household water audit | Customer Options | N | Ofwat Core | AWSLNN | Ml/d | 2 | Gains in Water Available For Use / Savings in Demand under the selected programme (Ml/d) input as +ve 2019-20: 0; Gains in Water Available For Use / Savings in Demand under the selected programme (Ml/d) input as +ve 2020-21: 0; Gains in Water Available For Use / Savings in Demand under the selected programme (Ml/d) input as +ve 2021-22: 0; Gains in Water Available For Use / Savings in Demand under the selected programme (Ml/d) input as +ve 2022-23: 0; Gains in Water Available For Use / Savings in Demand under the selected programme (Ml/d) input as +ve 2023-24: 0; Gains in Water Available For Use / Savings in Demand under the selected programme (Ml/d) input as +ve 2024-25: 0; Gains in Water Available For Use / Savings in Demand under the selected programme (Ml/d) input as +ve 2025-26: 0.0063218; Gains in Water Available For Use / Savings in Demand under the selected programme (Ml/d) input as +ve 2026-27: 0.0121; Gains in Water Available For Use / Savings in Demand under the selected programme (Ml/d) input as +ve 2027-28: 0.017309; Gains in Water Available For Use / Savings in Demand under the selected programme (Ml/d) input as +ve 2028-29: 0.022094; Gains in Water Available For Use / Savings in Demand under the selected programme (Ml/d) input as +ve 2029-30: 0.026713; Gains in Water Available For Use / Savings in Demand under the selected programme (Ml/d) input as +ve 2030-31: 0.031327; Gains in Water Available For Use / Savings in Demand under the selected programme (Ml/d) input as +ve 2031-32: 0.035936; Gains in Water Available For Use / Savings in Demand under the selected programme (Ml/d) input as +ve 2032-33: 0.04054; Gains in Water Available For Use / Savings in Demand under the selected programme (Ml/d) input as +ve 2033-34: 0.045134; Gains in Water Available For Use / Savings in Demand under the selected programme (Ml/d) input as +ve 2034-35: 0.049721; Gains in Water Available For Use / Savings in Demand under the selected programme (Ml/d) input as +ve 2035-36: 0.054302; Gains in Water Available For Use / Savings in Demand under the selected programme (Ml/d) input as +ve 2036-37: 0.058877; Gains in Water Available For Use / Savings in Demand under the selected programme (Ml/d) input as +ve 2037-38: 0.063445; Gains in Water Available For Use / Savings in Demand under the selected programme (Ml/d) input as +ve 2038-39: 0.068008; Gains in Water Available For Use / Savings in Demand under the selected programme (Ml/d) input as +ve 2039-40: 0.072565; Gains in Water Available For Use / Savings in Demand under the selected programme (Ml/d) input as +ve 2040-41: 0.077115; Gains in Water Available For Use / Savings in Demand under the selected programme (Ml/d) input as +ve 2041-42: 0.08166; Gains in Water Available For Use / Savings in Demand under the selected programme (Ml/d) input as +ve 2042-43: 0.0862; Gains in Water Available For Use / Savings in Demand under the selected programme (Ml/d) input as +ve 2043-44: 0.090733; Gains in Water Available For Use / Savings in Demand under the selected programme (Ml/d) input as +ve 2044-45: 0.095261; Gains in Water Available For Use / Savings in Demand under the selected programme (Ml/d) input as +ve 2045-46: 0.099784; Gains in Water Available For Use / Savings in Demand under the selected programme (Ml/d) input as +ve 2046-47: 0.1043; Gains in Water Available For Use / Savings in Demand under the selected programme (Ml/d) input as +ve 2047-48: 0.10881; Gains in Water Available For Use / Savings in Demand under the selected programme (Ml/d) input as +ve 2048-49: 0.11332; Gains in Water Available For Use / Savings in Demand under the selected programme (Ml/d) input as +ve 2049-50: 0.11782
51dP | NHH. WEF Visit Upper.AWSLNN | NHH. WEF Visit Upper.AWSLNN | Non-household water audit | Customer Options | N | Preferred | AWSLNN | Ml/d | 2 | Gains in Water Available For Use / Savings in Demand under the selected programme (Ml/d) input as +ve 2019-20: 0; Gains in Water Available For Use / Savings in Demand under the selected programme (Ml/d) input as +ve 2020-21: 0; Gains in Water Available For Use / Savings in Demand under the selected programme (Ml/d) input as +ve 2021-22: 0; Gains in Water Available For Use / Savings in Demand under the selected programme (Ml/d) input as +ve 2022-23: 0; Gains in Water Available For Use / Savings in Demand under the selected programme (Ml/d) input as +ve 2023-24: 0; Gains in Water Available For Use / Savings in Demand under the selected programme (Ml/d) input as +ve 2024-25: 0; Gains in Water Available For Use / Savings in Demand under the selected programme (Ml/d) input as +ve 2025-26: 0.0063218; Gains in Water Available For Use / Savings in Demand under the selected programme (Ml/d) input as +ve 2026-27: 0.0121; Gains in Water Available For Use / Savings in Demand under the selected programme (Ml/d) input as +ve 2027-28: 0.017309; Gains in Water Available For Use / Savings in Demand under the selected programme (Ml/d) input as +ve 2028-29: 0.022094; Gains in Water Available For Use / Savings in Demand under the selected programme (Ml/d) input as +ve 2029-30: 0.026713; Gains in Water Available For Use / Savings in Demand under the selected programme (Ml/d) input as +ve 2030-31: 0.031327; Gains in Water Available For Use / Savings in Demand under the selected programme (Ml/d) input as +ve 2031-32: 0.035936; Gains in Water Available For Use / Savings in Demand under the selected programme (Ml/d) input as +ve 2032-33: 0.04054; Gains in Water Available For Use / Savings in Demand under the selected programme (Ml/d) input as +ve 2033-34: 0.045134; Gains in Water Available For Use / Savings in Demand under the selected programme (Ml/d) input as +ve 2034-35: 0.049721; Gains in Water Available For Use / Savings in Demand under the selected programme (Ml/d) input as +ve 2035-36: 0.054302; Gains in Water Available For Use / Savings in Demand under the selected programme (Ml/d) input as +ve 2036-37: 0.058877; Gains in Water Available For Use / Savings in Demand under the selected programme (Ml/d) input as +ve 2037-38: 0.063445; Gains in Water Available For Use / Savings in Demand under the selected programme (Ml/d) input as +ve 2038-39: 0.068008; Gains in Water Available For Use / Savings in Demand under the selected programme (Ml/d) input as +ve 2039-40: 0.072565; Gains in Water Available For Use / Savings in Demand under the selected programme (Ml/d) input as +ve 2040-41: 0.077115; Gains in Water Available For Use / Savings in Demand under the selected programme (Ml/d) input as +ve 2041-42: 0.08166; Gains in Water Available For Use / Savings in Demand under the selected programme (Ml/d) input as +ve 2042-43: 0.0862; Gains in Water Available For Use / Savings in Demand under the selected programme (Ml/d) input as +ve 2043-44: 0.090733; Gains in Water Available For Use / Savings in Demand under the selected programme (Ml/d) input as +ve 2044-45: 0.095261; Gains in Water Available For Use / Savings in Demand under the selected programme (Ml/d) input as +ve 2045-46: 0.099784; Gains in Water Available For Use / Savings in Demand under the selected programme (Ml/d) input as +ve 2046-47: 0.1043; Gains in Water Available For Use / Savings in Demand under the selected programme (Ml/d) input as +ve 2047-48: 0.10881; Gains in Water Available For Use / Savings in Demand under the selected programme (Ml/d) input as +ve 2048-49: 0.11332; Gains in Water Available For Use / Savings in Demand under the selected programme (Ml/d) input as +ve 2049-50: 0.11782
51dF | Smart Metering.AWSLNN | Smart Metering.AWSLNN | Metering other selective | Customer Options | N | Least Cost | AWSLNN | Ml/d | 2 | Gains in Water Available For Use / Savings in Demand under the selected programme (Ml/d) input as +ve 2019-20: 0; Gains in Water Available For Use / Savings in Demand under the selected programme (Ml/d) input as +ve 2020-21: 0; Gains in Water Available For Use / Savings in Demand under the selected programme (Ml/d) input as +ve 2021-22: 0; Gains in Water Available For Use / Savings in Demand under the selected programme (Ml/d) input as +ve 2022-23: 0; Gains in Water Available For Use / Savings in Demand under the selected programme (Ml/d) input as +ve 2023-24: 0; Gains in Water Available For Use / Savings in Demand under the selected programme (Ml/d) input as +ve 2024-25: 0; Gains in Water Available For Use / Savings in Demand under the selected programme (Ml/d) input as +ve 2025-26: 0.0078365; Gains in Water Available For Use / Savings in Demand under the selected programme (Ml/d) input as +ve 2026-27: 0.016084; Gains in Water Available For Use / Savings in Demand under the selected programme (Ml/d) input as +ve 2027-28: 0.024884; Gains in Water Available For Use / Savings in Demand under the selected programme (Ml/d) input as +ve 2028-29: 0.034911; Gains in Water Available For Use / Savings in Demand under the selected programme (Ml/d) input as +ve 2029-30: 0.045221; Gains in Water Available For Use / Savings in Demand under the selected programme (Ml/d) input as +ve 2030-31: 0.056543; Gains in Water Available For Use / Savings in Demand under the selected programme (Ml/d) input as +ve 2031-32: 0.068842; Gains in Water Available For Use / Savings in Demand under the selected programme (Ml/d) input as +ve 2032-33: 0.077354; Gains in Water Available For Use / Savings in Demand under the selected programme (Ml/d) input as +ve 2033-34: 0.085496; Gains in Water Available For Use / Savings in Demand under the selected programme (Ml/d) input as +ve 2034-35: 0.093228; Gains in Water Available For Use / Savings in Demand under the selected programme (Ml/d) input as +ve 2035-36: 0.10014; Gains in Water Available For Use / Savings in Demand under the selected programme (Ml/d) input as +ve 2036-37: 0.10721; Gains in Water Available For Use / Savings in Demand under the selected programme (Ml/d) input as +ve 2037-38: 0.11417; Gains in Water Available For Use / Savings in Demand under the selected programme (Ml/d) input as +ve 2038-39: 0.12123; Gains in Water Available For Use / Savings in Demand under the selected programme (Ml/d) input as +ve 2039-40: 0.12802; Gains in Water Available For Use / Savings in Demand under the selected programme (Ml/d) input as +ve 2040-41: 0.1339; Gains in Water Available For Use / Savings in Demand under the selected programme (Ml/d) input as +ve 2041-42: 0.13961; Gains in Water Available For Use / Savings in Demand under the selected programme (Ml/d) input as +ve 2042-43: 0.14514; Gains in Water Available For Use / Savings in Demand under the selected programme (Ml/d) input as +ve 2043-44: 0.15047; Gains in Water Available For Use / Savings in Demand under the selected programme (Ml/d) input as +ve 2044-45: 0.15561; Gains in Water Available For Use / Savings in Demand under the selected programme (Ml/d) input as +ve 2045-46: 0.15745; Gains in Water Available For Use / Savings in Demand under the selected programme (Ml/d) input as +ve 2046-47: 0.15924; Gains in Water Available For Use / Savings in Demand under the selected programme (Ml/d) input as +ve 2047-48: 0.16096; Gains in Water Available For Use / Savings in Demand under the selected programme (Ml/d) input as +ve 2048-49: 0.16264; Gains in Water Available For Use / Savings in Demand under the selected programme (Ml/d) input as +ve 2049-50: 0.16505
51dF | Smart Metering.AWSLNN | Smart Metering.AWSLNN | Metering other selective | Customer Options | N | Ofwat Core | AWSLNN | Ml/d | 2 | Gains in Water Available For Use / Savings in Demand under the selected programme (Ml/d) input as +ve 2019-20: 0; Gains in Water Available For Use / Savings in Demand under the selected programme (Ml/d) input as +ve 2020-21: 0; Gains in Water Available For Use / Savings in Demand under the selected programme (Ml/d) input as +ve 2021-22: 0; Gains in Water Available For Use / Savings in Demand under the selected programme (Ml/d) input as +ve 2022-23: 0; Gains in Water Available For Use / Savings in Demand under the selected programme (Ml/d) input as +ve 2023-24: 0; Gains in Water Available For Use / Savings in Demand under the selected programme (Ml/d) input as +ve 2024-25: 0; Gains in Water Available For Use / Savings in Demand under the selected programme (Ml/d) input as +ve 2025-26: 0.0078365; Gains in Water Available For Use / Savings in Demand under the selected programme (Ml/d) input as +ve 2026-27: 0.016084; Gains in Water Available For Use / Savings in Demand under the selected programme (Ml/d) input as +ve 2027-28: 0.024884; Gains in Water Available For Use / Savings in Demand under the selected programme (Ml/d) input as +ve 2028-29: 0.034911; Gains in Water Available For Use / Savings in Demand under the selected programme (Ml/d) input as +ve 2029-30: 0.045221; Gains in Water Available For Use / Savings in Demand under the selected programme (Ml/d) input as +ve 2030-31: 0.056543; Gains in Water Available For Use / Savings in Demand under the selected programme (Ml/d) input as +ve 2031-32: 0.068842; Gains in Water Available For Use / Savings in Demand under the selected programme (Ml/d) input as +ve 2032-33: 0.077354; Gains in Water Available For Use / Savings in Demand under the selected programme (Ml/d) input as +ve 2033-34: 0.085496; Gains in Water Available For Use / Savings in Demand under the selected programme (Ml/d) input as +ve 2034-35: 0.093228; Gains in Water Available For Use / Savings in Demand under the selected programme (Ml/d) input as +ve 2035-36: 0.10014; Gains in Water Available For Use / Savings in Demand under the selected programme (Ml/d) input as +ve 2036-37: 0.10721; Gains in Water Available For Use / Savings in Demand under the selected programme (Ml/d) input as +ve 2037-38: 0.11417; Gains in Water Available For Use / Savings in Demand under the selected programme (Ml/d) input as +ve 2038-39: 0.12123; Gains in Water Available For Use / Savings in Demand under the selected programme (Ml/d) input as +ve 2039-40: 0.12802; Gains in Water Available For Use / Savings in Demand under the selected programme (Ml/d) input as +ve 2040-41: 0.1339; Gains in Water Available For Use / Savings in Demand under the selected programme (Ml/d) input as +ve 2041-42: 0.13961; Gains in Water Available For Use / Savings in Demand under the selected programme (Ml/d) input as +ve 2042-43: 0.14514; Gains in Water Available For Use / Savings in Demand under the selected programme (Ml/d) input as +ve 2043-44: 0.15047; Gains in Water Available For Use / Savings in Demand under the selected programme (Ml/d) input as +ve 2044-45: 0.15561; Gains in Water Available For Use / Savings in Demand under the selected programme (Ml/d) input as +ve 2045-46: 0.15745; Gains in Water Available For Use / Savings in Demand under the selected programme (Ml/d) input as +ve 2046-47: 0.15924; Gains in Water Available For Use / Savings in Demand under the selected programme (Ml/d) input as +ve 2047-48: 0.16096; Gains in Water Available For Use / Savings in Demand under the selected programme (Ml/d) input as +ve 2048-49: 0.16264; Gains in Water Available For Use / Savings in Demand under the selected programme (Ml/d) input as +ve 2049-50: 0.16505
51dP | Smart Metering.AWSLNN | Smart Metering.AWSLNN | Metering other selective | Customer Options | N | Preferred | AWSLNN | Ml/d | 2 | Gains in Water Available For Use / Savings in Demand under the selected programme (Ml/d) input as +ve 2019-20: 0; Gains in Water Available For Use / Savings in Demand under the selected programme (Ml/d) input as +ve 2020-21: 0; Gains in Water Available For Use / Savings in Demand under the selected programme (Ml/d) input as +ve 2021-22: 0; Gains in Water Available For Use / Savings in Demand under the selected programme (Ml/d) input as +ve 2022-23: 0; Gains in Water Available For Use / Savings in Demand under the selected programme (Ml/d) input as +ve 2023-24: 0; Gains in Water Available For Use / Savings in Demand under the selected programme (Ml/d) input as +ve 2024-25: 0; Gains in Water Available For Use / Savings in Demand under the selected programme (Ml/d) input as +ve 2025-26: 0.0078365; Gains in Water Available For Use / Savings in Demand under the selected programme (Ml/d) input as +ve 2026-27: 0.016084; Gains in Water Available For Use / Savings in Demand under the selected programme (Ml/d) input as +ve 2027-28: 0.024884; Gains in Water Available For Use / Savings in Demand under the selected programme (Ml/d) input as +ve 2028-29: 0.034911; Gains in Water Available For Use / Savings in Demand under the selected programme (Ml/d) input as +ve 2029-30: 0.045221; Gains in Water Available For Use / Savings in Demand under the selected programme (Ml/d) input as +ve 2030-31: 0.056543; Gains in Water Available For Use / Savings in Demand under the selected programme (Ml/d) input as +ve 2031-32: 0.068842; Gains in Water Available For Use / Savings in Demand under the selected programme (Ml/d) input as +ve 2032-33: 0.077354; Gains in Water Available For Use / Savings in Demand under the selected programme (Ml/d) input as +ve 2033-34: 0.085496; Gains in Water Available For Use / Savings in Demand under the selected programme (Ml/d) input as +ve 2034-35: 0.093228; Gains in Water Available For Use / Savings in Demand under the selected programme (Ml/d) input as +ve 2035-36: 0.10014; Gains in Water Available For Use / Savings in Demand under the selected programme (Ml/d) input as +ve 2036-37: 0.10721; Gains in Water Available For Use / Savings in Demand under the selected programme (Ml/d) input as +ve 2037-38: 0.11417; Gains in Water Available For Use / Savings in Demand under the selected programme (Ml/d) input as +ve 2038-39: 0.12123; Gains in Water Available For Use / Savings in Demand under the selected programme (Ml/d) input as +ve 2039-40: 0.12802; Gains in Water Available For Use / Savings in Demand under the selected programme (Ml/d) input as +ve 2040-41: 0.1339; Gains in Water Available For Use / Savings in Demand under the selected programme (Ml/d) input as +ve 2041-42: 0.13961; Gains in Water Available For Use / Savings in Demand under the selected programme (Ml/d) input as +ve 2042-43: 0.14514; Gains in Water Available For Use / Savings in Demand under the selected programme (Ml/d) input as +ve 2043-44: 0.15047; Gains in Water Available For Use / Savings in Demand under the selected programme (Ml/d) input as +ve 2044-45: 0.15561; Gains in Water Available For Use / Savings in Demand under the selected programme (Ml/d) input as +ve 2045-46: 0.15745; Gains in Water Available For Use / Savings in Demand under the selected programme (Ml/d) input as +ve 2046-47: 0.15924; Gains in Water Available For Use / Savings in Demand under the selected programme (Ml/d) input as +ve 2047-48: 0.16096; Gains in Water Available For Use / Savings in Demand under the selected programme (Ml/d) input as +ve 2048-49: 0.16264; Gains in Water Available For Use / Savings in Demand under the selected programme (Ml/d) input as +ve 2049-50: 0.16505
51dF | USPL_HH_MET.AWSLNN | USPL_HH_MET.AWSLNN | Supply pipe repairs / replacement | Customer Options | N | Least Cost | AWSLNN | Ml/d | 2 | Gains in Water Available For Use / Savings in Demand under the selected programme (Ml/d) input as +ve 2019-20: 0; Gains in Water Available For Use / Savings in Demand under the selected programme (Ml/d) input as +ve 2020-21: 0; Gains in Water Available For Use / Savings in Demand under the selected programme (Ml/d) input as +ve 2021-22: 0; Gains in Water Available For Use / Savings in Demand under the selected programme (Ml/d) input as +ve 2022-23: 0; Gains in Water Available For Use / Savings in Demand under the selected programme (Ml/d) input as +ve 2023-24: 0; Gains in Water Available For Use / Savings in Demand under the selected programme (Ml/d) input as +ve 2024-25: 0; Gains in Water Available For Use / Savings in Demand under the selected programme (Ml/d) input as +ve 2025-26: 0.0011889; Gains in Water Available For Use / Savings in Demand under the selected programme (Ml/d) input as +ve 2026-27: 0.0029029; Gains in Water Available For Use / Savings in Demand under the selected programme (Ml/d) input as +ve 2027-28: 0.0050037; Gains in Water Available For Use / Savings in Demand under the selected programme (Ml/d) input as +ve 2028-29: 0.007613; Gains in Water Available For Use / Savings in Demand under the selected programme (Ml/d) input as +ve 2029-30: 0.010447; Gains in Water Available For Use / Savings in Demand under the selected programme (Ml/d) input as +ve 2030-31: 0.013655; Gains in Water Available For Use / Savings in Demand under the selected programme (Ml/d) input as +ve 2031-32: 0.01724; Gains in Water Available For Use / Savings in Demand under the selected programme (Ml/d) input as +ve 2032-33: 0.019336; Gains in Water Available For Use / Savings in Demand under the selected programme (Ml/d) input as +ve 2033-34: 0.021326; Gains in Water Available For Use / Savings in Demand under the selected programme (Ml/d) input as +ve 2034-35: 0.023209; Gains in Water Available For Use / Savings in Demand under the selected programme (Ml/d) input as +ve 2035-36: 0.024874; Gains in Water Available For Use / Savings in Demand under the selected programme (Ml/d) input as +ve 2036-37: 0.026588; Gains in Water Available For Use / Savings in Demand under the selected programme (Ml/d) input as +ve 2037-38: 0.028265; Gains in Water Available For Use / Savings in Demand under the selected programme (Ml/d) input as +ve 2038-39: 0.029984; Gains in Water Available For Use / Savings in Demand under the selected programme (Ml/d) input as +ve 2039-40: 0.031632; Gains in Water Available For Use / Savings in Demand under the selected programme (Ml/d) input as +ve 2040-41: 0.032992; Gains in Water Available For Use / Savings in Demand under the selected programme (Ml/d) input as +ve 2041-42: 0.034317; Gains in Water Available For Use / Savings in Demand under the selected programme (Ml/d) input as +ve 2042-43: 0.035595; Gains in Water Available For Use / Savings in Demand under the selected programme (Ml/d) input as +ve 2043-44: 0.036828; Gains in Water Available For Use / Savings in Demand under the selected programme (Ml/d) input as +ve 2044-45: 0.038012; Gains in Water Available For Use / Savings in Demand under the selected programme (Ml/d) input as +ve 2045-46: 0.038964; Gains in Water Available For Use / Savings in Demand under the selected programme (Ml/d) input as +ve 2046-47: 0.039881; Gains in Water Available For Use / Savings in Demand under the selected programme (Ml/d) input as +ve 2047-48: 0.040763; Gains in Water Available For Use / Savings in Demand under the selected programme (Ml/d) input as +ve 2048-49: 0.041618; Gains in Water Available For Use / Savings in Demand under the selected programme (Ml/d) input as +ve 2049-50: 0.042312
51dF | USPL_HH_MET.AWSLNN | USPL_HH_MET.AWSLNN | Supply pipe repairs / replacement | Customer Options | N | Ofwat Core | AWSLNN | Ml/d | 2 | Gains in Water Available For Use / Savings in Demand under the selected programme (Ml/d) input as +ve 2019-20: 0; Gains in Water Available For Use / Savings in Demand under the selected programme (Ml/d) input as +ve 2020-21: 0; Gains in Water Available For Use / Savings in Demand under the selected programme (Ml/d) input as +ve 2021-22: 0; Gains in Water Available For Use / Savings in Demand under the selected programme (Ml/d) input as +ve 2022-23: 0; Gains in Water Available For Use / Savings in Demand under the selected programme (Ml/d) input as +ve 2023-24: 0; Gains in Water Available For Use / Savings in Demand under the selected programme (Ml/d) input as +ve 2024-25: 0; Gains in Water Available For Use / Savings in Demand under the selected programme (Ml/d) input as +ve 2025-26: 0.0011889; Gains in Water Available For Use / Savings in Demand under the selected programme (Ml/d) input as +ve 2026-27: 0.0029029; Gains in Water Available For Use / Savings in Demand under the selected programme (Ml/d) input as +ve 2027-28: 0.0050037; Gains in Water Available For Use / Savings in Demand under the selected programme (Ml/d) input as +ve 2028-29: 0.007613; Gains in Water Available For Use / Savings in Demand under the selected programme (Ml/d) input as +ve 2029-30: 0.010447; Gains in Water Available For Use / Savings in Demand under the selected programme (Ml/d) input as +ve 2030-31: 0.013655; Gains in Water Available For Use / Savings in Demand under the selected programme (Ml/d) input as +ve 2031-32: 0.01724; Gains in Water Available For Use / Savings in Demand under the selected programme (Ml/d) input as +ve 2032-33: 0.019336; Gains in Water Available For Use / Savings in Demand under the selected programme (Ml/d) input as +ve 2033-34: 0.021326; Gains in Water Available For Use / Savings in Demand under the selected programme (Ml/d) input as +ve 2034-35: 0.023209; Gains in Water Available For Use / Savings in Demand under the selected programme (Ml/d) input as +ve 2035-36: 0.024874; Gains in Water Available For Use / Savings in Demand under the selected programme (Ml/d) input as +ve 2036-37: 0.026588; Gains in Water Available For Use / Savings in Demand under the selected programme (Ml/d) input as +ve 2037-38: 0.028265; Gains in Water Available For Use / Savings in Demand under the selected programme (Ml/d) input as +ve 2038-39: 0.029984; Gains in Water Available For Use / Savings in Demand under the selected programme (Ml/d) input as +ve 2039-40: 0.031632; Gains in Water Available For Use / Savings in Demand under the selected programme (Ml/d) input as +ve 2040-41: 0.032992; Gains in Water Available For Use / Savings in Demand under the selected programme (Ml/d) input as +ve 2041-42: 0.034317; Gains in Water Available For Use / Savings in Demand under the selected programme (Ml/d) input as +ve 2042-43: 0.035595; Gains in Water Available For Use / Savings in Demand under the selected programme (Ml/d) input as +ve 2043-44: 0.036828; Gains in Water Available For Use / Savings in Demand under the selected programme (Ml/d) input as +ve 2044-45: 0.038012; Gains in Water Available For Use / Savings in Demand under the selected programme (Ml/d) input as +ve 2045-46: 0.038964; Gains in Water Available For Use / Savings in Demand under the selected programme (Ml/d) input as +ve 2046-47: 0.039881; Gains in Water Available For Use / Savings in Demand under the selected programme (Ml/d) input as +ve 2047-48: 0.040763; Gains in Water Available For Use / Savings in Demand under the selected programme (Ml/d) input as +ve 2048-49: 0.041618; Gains in Water Available For Use / Savings in Demand under the selected programme (Ml/d) input as +ve 2049-50: 0.042312
51dP | USPL_HH_MET.AWSLNN | USPL_HH_MET.AWSLNN | Supply pipe repairs / replacement | Customer Options | N | Preferred | AWSLNN | Ml/d | 2 | Gains in Water Available For Use / Savings in Demand under the selected programme (Ml/d) input as +ve 2019-20: 0; Gains in Water Available For Use / Savings in Demand under the selected programme (Ml/d) input as +ve 2020-21: 0; Gains in Water Available For Use / Savings in Demand under the selected programme (Ml/d) input as +ve 2021-22: 0; Gains in Water Available For Use / Savings in Demand under the selected programme (Ml/d) input as +ve 2022-23: 0; Gains in Water Available For Use / Savings in Demand under the selected programme (Ml/d) input as +ve 2023-24: 0; Gains in Water Available For Use / Savings in Demand under the selected programme (Ml/d) input as +ve 2024-25: 0; Gains in Water Available For Use / Savings in Demand under the selected programme (Ml/d) input as +ve 2025-26: 0.0011889; Gains in Water Available For Use / Savings in Demand under the selected programme (Ml/d) input as +ve 2026-27: 0.0029029; Gains in Water Available For Use / Savings in Demand under the selected programme (Ml/d) input as +ve 2027-28: 0.0050037; Gains in Water Available For Use / Savings in Demand under the selected programme (Ml/d) input as +ve 2028-29: 0.007613; Gains in Water Available For Use / Savings in Demand under the selected programme (Ml/d) input as +ve 2029-30: 0.010447; Gains in Water Available For Use / Savings in Demand under the selected programme (Ml/d) input as +ve 2030-31: 0.013655; Gains in Water Available For Use / Savings in Demand under the selected programme (Ml/d) input as +ve 2031-32: 0.01724; Gains in Water Available For Use / Savings in Demand under the selected programme (Ml/d) input as +ve 2032-33: 0.019336; Gains in Water Available For Use / Savings in Demand under the selected programme (Ml/d) input as +ve 2033-34: 0.021326; Gains in Water Available For Use / Savings in Demand under the selected programme (Ml/d) input as +ve 2034-35: 0.023209; Gains in Water Available For Use / Savings in Demand under the selected programme (Ml/d) input as +ve 2035-36: 0.024874; Gains in Water Available For Use / Savings in Demand under the selected programme (Ml/d) input as +ve 2036-37: 0.026588; Gains in Water Available For Use / Savings in Demand under the selected programme (Ml/d) input as +ve 2037-38: 0.028265; Gains in Water Available For Use / Savings in Demand under the selected programme (Ml/d) input as +ve 2038-39: 0.029984; Gains in Water Available For Use / Savings in Demand under the selected programme (Ml/d) input as +ve 2039-40: 0.031632; Gains in Water Available For Use / Savings in Demand under the selected programme (Ml/d) input as +ve 2040-41: 0.032992; Gains in Water Available For Use / Savings in Demand under the selected programme (Ml/d) input as +ve 2041-42: 0.034317; Gains in Water Available For Use / Savings in Demand under the selected programme (Ml/d) input as +ve 2042-43: 0.035595; Gains in Water Available For Use / Savings in Demand under the selected programme (Ml/d) input as +ve 2043-44: 0.036828; Gains in Water Available For Use / Savings in Demand under the selected programme (Ml/d) input as +ve 2044-45: 0.038012; Gains in Water Available For Use / Savings in Demand under the selected programme (Ml/d) input as +ve 2045-46: 0.038964; Gains in Water Available For Use / Savings in Demand under the selected programme (Ml/d) input as +ve 2046-47: 0.039881; Gains in Water Available For Use / Savings in Demand under the selected programme (Ml/d) input as +ve 2047-48: 0.040763; Gains in Water Available For Use / Savings in Demand under the selected programme (Ml/d) input as +ve 2048-49: 0.041618; Gains in Water Available For Use / Savings in Demand under the selected programme (Ml/d) input as +ve 2049-50: 0.042312
51dF | USPL_ShSupplies.AWSLNN | USPL_ShSupplies.AWSLNN | Supply pipe repairs / replacement | Customer Options | N | Least Cost | AWSLNN | Ml/d | 2 | Gains in Water Available For Use / Savings in Demand under the selected programme (Ml/d) input as +ve 2019-20: 0; Gains in Water Available For Use / Savings in Demand under the selected programme (Ml/d) input as +ve 2020-21: 0; Gains in Water Available For Use / Savings in Demand under the selected programme (Ml/d) input as +ve 2021-22: 0; Gains in Water Available For Use / Savings in Demand under the selected programme (Ml/d) input as +ve 2022-23: 0; Gains in Water Available For Use / Savings in Demand under the selected programme (Ml/d) input as +ve 2023-24: 0; Gains in Water Available For Use / Savings in Demand under the selected programme (Ml/d) input as +ve 2024-25: 0; Gains in Water Available For Use / Savings in Demand under the selected programme (Ml/d) input as +ve 2025-26: 0.00045095; Gains in Water Available For Use / Savings in Demand under the selected programme (Ml/d) input as +ve 2026-27: 0.00045095; Gains in Water Available For Use / Savings in Demand under the selected programme (Ml/d) input as +ve 2027-28: 0.00045095; Gains in Water Available For Use / Savings in Demand under the selected programme (Ml/d) input as +ve 2028-29: 0.00045095; Gains in Water Available For Use / Savings in Demand under the selected programme (Ml/d) input as +ve 2029-30: 0.00045095; Gains in Water Available For Use / Savings in Demand under the selected programme (Ml/d) input as +ve 2030-31: 0.00045095; Gains in Water Available For Use / Savings in Demand under the selected programme (Ml/d) input as +ve 2031-32: 0.00045095; Gains in Water Available For Use / Savings in Demand under the selected programme (Ml/d) input as +ve 2032-33: 0.00045095; Gains in Water Available For Use / Savings in Demand under the selected programme (Ml/d) input as +ve 2033-34: 0.00045095; Gains in Water Available For Use / Savings in Demand under the selected programme (Ml/d) input as +ve 2034-35: 0.00045095; Gains in Water Available For Use / Savings in Demand under the selected programme (Ml/d) input as +ve 2035-36: 0.00045095; Gains in Water Available For Use / Savings in Demand under the selected programme (Ml/d) input as +ve 2036-37: 0.00045095; Gains in Water Available For Use / Savings in Demand under the selected programme (Ml/d) input as +ve 2037-38: 0.00045095; Gains in Water Available For Use / Savings in Demand under the selected programme (Ml/d) input as +ve 2038-39: 0.00045095; Gains in Water Available For Use / Savings in Demand under the selected programme (Ml/d) input as +ve 2039-40: 0.00045095; Gains in Water Available For Use / Savings in Demand under the selected programme (Ml/d) input as +ve 2040-41: 0.00045095; Gains in Water Available For Use / Savings in Demand under the selected programme (Ml/d) input as +ve 2041-42: 0.00045095; Gains in Water Available For Use / Savings in Demand under the selected programme (Ml/d) input as +ve 2042-43: 0.00045095; Gains in Water Available For Use / Savings in Demand under the selected programme (Ml/d) input as +ve 2043-44: 0.00045095; Gains in Water Available For Use / Savings in Demand under the selected programme (Ml/d) input as +ve 2044-45: 0.00045095; Gains in Water Available For Use / Savings in Demand under the selected programme (Ml/d) input as +ve 2045-46: 0.00045095; Gains in Water Available For Use / Savings in Demand under the selected programme (Ml/d) input as +ve 2046-47: 0.00045095; Gains in Water Available For Use / Savings in Demand under the selected programme (Ml/d) input as +ve 2047-48: 0.00045095; Gains in Water Available For Use / Savings in Demand under the selected programme (Ml/d) input as +ve 2048-49: 0.00045095; Gains in Water Available For Use / Savings in Demand under the selected programme (Ml/d) input as +ve 2049-50: 0.00045095
51dF | USPL_ShSupplies.AWSLNN | USPL_ShSupplies.AWSLNN | Supply pipe repairs / replacement | Customer Options | N | Ofwat Core | AWSLNN | Ml/d | 2 | Gains in Water Available For Use / Savings in Demand under the selected programme (Ml/d) input as +ve 2019-20: 0; Gains in Water Available For Use / Savings in Demand under the selected programme (Ml/d) input as +ve 2020-21: 0; Gains in Water Available For Use / Savings in Demand under the selected programme (Ml/d) input as +ve 2021-22: 0; Gains in Water Available For Use / Savings in Demand under the selected programme (Ml/d) input as +ve 2022-23: 0; Gains in Water Available For Use / Savings in Demand under the selected programme (Ml/d) input as +ve 2023-24: 0; Gains in Water Available For Use / Savings in Demand under the selected programme (Ml/d) input as +ve 2024-25: 0; Gains in Water Available For Use / Savings in Demand under the selected programme (Ml/d) input as +ve 2025-26: 0.00045095; Gains in Water Available For Use / Savings in Demand under the selected programme (Ml/d) input as +ve 2026-27: 0.00045095; Gains in Water Available For Use / Savings in Demand under the selected programme (Ml/d) input as +ve 2027-28: 0.00045095; Gains in Water Available For Use / Savings in Demand under the selected programme (Ml/d) input as +ve 2028-29: 0.00045095; Gains in Water Available For Use / Savings in Demand under the selected programme (Ml/d) input as +ve 2029-30: 0.00045095; Gains in Water Available For Use / Savings in Demand under the selected programme (Ml/d) input as +ve 2030-31: 0.00045095; Gains in Water Available For Use / Savings in Demand under the selected programme (Ml/d) input as +ve 2031-32: 0.00045095; Gains in Water Available For Use / Savings in Demand under the selected programme (Ml/d) input as +ve 2032-33: 0.00045095; Gains in Water Available For Use / Savings in Demand under the selected programme (Ml/d) input as +ve 2033-34: 0.00045095; Gains in Water Available For Use / Savings in Demand under the selected programme (Ml/d) input as +ve 2034-35: 0.00045095; Gains in Water Available For Use / Savings in Demand under the selected programme (Ml/d) input as +ve 2035-36: 0.00045095; Gains in Water Available For Use / Savings in Demand under the selected programme (Ml/d) input as +ve 2036-37: 0.00045095; Gains in Water Available For Use / Savings in Demand under the selected programme (Ml/d) input as +ve 2037-38: 0.00045095; Gains in Water Available For Use / Savings in Demand under the selected programme (Ml/d) input as +ve 2038-39: 0.00045095; Gains in Water Available For Use / Savings in Demand under the selected programme (Ml/d) input as +ve 2039-40: 0.00045095; Gains in Water Available For Use / Savings in Demand under the selected programme (Ml/d) input as +ve 2040-41: 0.00045095; Gains in Water Available For Use / Savings in Demand under the selected programme (Ml/d) input as +ve 2041-42: 0.00045095; Gains in Water Available For Use / Savings in Demand under the selected programme (Ml/d) input as +ve 2042-43: 0.00045095; Gains in Water Available For Use / Savings in Demand under the selected programme (Ml/d) input as +ve 2043-44: 0.00045095; Gains in Water Available For Use / Savings in Demand under the selected programme (Ml/d) input as +ve 2044-45: 0.00045095; Gains in Water Available For Use / Savings in Demand under the selected programme (Ml/d) input as +ve 2045-46: 0.00045095; Gains in Water Available For Use / Savings in Demand under the selected programme (Ml/d) input as +ve 2046-47: 0.00045095; Gains in Water Available For Use / Savings in Demand under the selected programme (Ml/d) input as +ve 2047-48: 0.00045095; Gains in Water Available For Use / Savings in Demand under the selected programme (Ml/d) input as +ve 2048-49: 0.00045095; Gains in Water Available For Use / Savings in Demand under the selected programme (Ml/d) input as +ve 2049-50: 0.00045095
51dP | USPL_ShSupplies.AWSLNN | USPL_ShSupplies.AWSLNN | Supply pipe repairs / replacement | Customer Options | N | Preferred | AWSLNN | Ml/d | 2 | Gains in Water Available For Use / Savings in Demand under the selected programme (Ml/d) input as +ve 2019-20: 0; Gains in Water Available For Use / Savings in Demand under the selected programme (Ml/d) input as +ve 2020-21: 0; Gains in Water Available For Use / Savings in Demand under the selected programme (Ml/d) input as +ve 2021-22: 0; Gains in Water Available For Use / Savings in Demand under the selected programme (Ml/d) input as +ve 2022-23: 0; Gains in Water Available For Use / Savings in Demand under the selected programme (Ml/d) input as +ve 2023-24: 0; Gains in Water Available For Use / Savings in Demand under the selected programme (Ml/d) input as +ve 2024-25: 0; Gains in Water Available For Use / Savings in Demand under the selected programme (Ml/d) input as +ve 2025-26: 0.00045095; Gains in Water Available For Use / Savings in Demand under the selected programme (Ml/d) input as +ve 2026-27: 0.00045095; Gains in Water Available For Use / Savings in Demand under the selected programme (Ml/d) input as +ve 2027-28: 0.00045095; Gains in Water Available For Use / Savings in Demand under the selected programme (Ml/d) input as +ve 2028-29: 0.00045095; Gains in Water Available For Use / Savings in Demand under the selected programme (Ml/d) input as +ve 2029-30: 0.00045095; Gains in Water Available For Use / Savings in Demand under the selected programme (Ml/d) input as +ve 2030-31: 0.00045095; Gains in Water Available For Use / Savings in Demand under the selected programme (Ml/d) input as +ve 2031-32: 0.00045095; Gains in Water Available For Use / Savings in Demand under the selected programme (Ml/d) input as +ve 2032-33: 0.00045095; Gains in Water Available For Use / Savings in Demand under the selected programme (Ml/d) input as +ve 2033-34: 0.00045095; Gains in Water Available For Use / Savings in Demand under the selected programme (Ml/d) input as +ve 2034-35: 0.00045095; Gains in Water Available For Use / Savings in Demand under the selected programme (Ml/d) input as +ve 2035-36: 0.00045095; Gains in Water Available For Use / Savings in Demand under the selected programme (Ml/d) input as +ve 2036-37: 0.00045095; Gains in Water Available For Use / Savings in Demand under the selected programme (Ml/d) input as +ve 2037-38: 0.00045095; Gains in Water Available For Use / Savings in Demand under the selected programme (Ml/d) input as +ve 2038-39: 0.00045095; Gains in Water Available For Use / Savings in Demand under the selected programme (Ml/d) input as +ve 2039-40: 0.00045095; Gains in Water Available For Use / Savings in Demand under the selected programme (Ml/d) input as +ve 2040-41: 0.00045095; Gains in Water Available For Use / Savings in Demand under the selected programme (Ml/d) input as +ve 2041-42: 0.00045095; Gains in Water Available For Use / Savings in Demand under the selected programme (Ml/d) input as +ve 2042-43: 0.00045095; Gains in Water Available For Use / Savings in Demand under the selected programme (Ml/d) input as +ve 2043-44: 0.00045095; Gains in Water Available For Use / Savings in Demand under the selected programme (Ml/d) input as +ve 2044-45: 0.00045095; Gains in Water Available For Use / Savings in Demand under the selected programme (Ml/d) input as +ve 2045-46: 0.00045095; Gains in Water Available For Use / Savings in Demand under the selected programme (Ml/d) input as +ve 2046-47: 0.00045095; Gains in Water Available For Use / Savings in Demand under the selected programme (Ml/d) input as +ve 2047-48: 0.00045095; Gains in Water Available For Use / Savings in Demand under the selected programme (Ml/d) input as +ve 2048-49: 0.00045095; Gains in Water Available For Use / Savings in Demand under the selected programme (Ml/d) input as +ve 2049-50: 0.00045095
52aA | Adjustment for Licence cap scenario 8 | LC07 | Other changes to DO | Resource Options | N | Ofwat Core | AWSLNN | Ml/d | 2 | Gains in Water Available For Use / Savings in Demand under the selected programme (Ml/d) input as +ve 2025-26: 3.63; Gains in Water Available For Use / Savings in Demand under the selected programme (Ml/d) input as +ve 2026-27: 3.63; Gains in Water Available For Use / Savings in Demand under the selected programme (Ml/d) input as +ve 2027-28: 3.63; Gains in Water Available For Use / Savings in Demand under the selected programme (Ml/d) input as +ve 2028-29: 3.63; Gains in Water Available For Use / Savings in Demand under the selected programme (Ml/d) input as +ve 2029-30: 3.63; Gains in Water Available For Use / Savings in Demand under the selected programme (Ml/d) input as +ve 2030-31: 2.67; Gains in Water Available For Use / Savings in Demand under the selected programme (Ml/d) input as +ve 2031-32: 2.67; Gains in Water Available For Use / Savings in Demand under the selected programme (Ml/d) input as +ve 2032-33: 2.67; Gains in Water Available For Use / Savings in Demand under the selected programme (Ml/d) input as +ve 2033-34: 2.67; Gains in Water Available For Use / Savings in Demand under the selected programme (Ml/d) input as +ve 2034-35: 2.67; Gains in Water Available For Use / Savings in Demand under the selected programme (Ml/d) input as +ve 2035-36: 0; Gains in Water Available For Use / Savings in Demand under the selected programme (Ml/d) input as +ve 2036-37: 0; Gains in Water Available For Use / Savings in Demand under the selected programme (Ml/d) input as +ve 2037-38: 0; Gains in Water Available For Use / Savings in Demand under the selected programme (Ml/d) input as +ve 2038-39: 0; Gains in Water Available For Use / Savings in Demand under the selected programme (Ml/d) input as +ve 2039-40: 0; Gains in Water Available For Use / Savings in Demand under the selected programme (Ml/d) input as +ve 2040-41: 0; Gains in Water Available For Use / Savings in Demand under the selected programme (Ml/d) input as +ve 2041-42: 0; Gains in Water Available For Use / Savings in Demand under the selected programme (Ml/d) input as +ve 2042-43: 0; Gains in Water Available For Use / Savings in Demand under the selected programme (Ml/d) input as +ve 2043-44: 0; Gains in Water Available For Use / Savings in Demand under the selected programme (Ml/d) input as +ve 2044-45: 0; Gains in Water Available For Use / Savings in Demand under the selected programme (Ml/d) input as +ve 2045-46: 0; Gains in Water Available For Use / Savings in Demand under the selected programme (Ml/d) input as +ve 2046-47: 0; Gains in Water Available For Use / Savings in Demand under the selected programme (Ml/d) input as +ve 2047-48: 0; Gains in Water Available For Use / Savings in Demand under the selected programme (Ml/d) input as +ve 2048-49: 0; Gains in Water Available For Use / Savings in Demand under the selected programme (Ml/d) input as +ve 2049-50: 0
52aA | Lincolnshire Retford and Gainsborough resource optimisation | LNN3 | Groundwater enhancement | Resource Options | N | Ofwat Core | AWSLNN | Ml/d | 2 | Gains in Water Available For Use / Savings in Demand under the selected programme (Ml/d) input as +ve 2025-26: 0; Gains in Water Available For Use / Savings in Demand under the selected programme (Ml/d) input as +ve 2026-27: 0; Gains in Water Available For Use / Savings in Demand under the selected programme (Ml/d) input as +ve 2027-28: 0; Gains in Water Available For Use / Savings in Demand under the selected programme (Ml/d) input as +ve 2028-29: 0; Gains in Water Available For Use / Savings in Demand under the selected programme (Ml/d) input as +ve 2029-30: 0; Gains in Water Available For Use / Savings in Demand under the selected programme (Ml/d) input as +ve 2030-31: 0.72; Gains in Water Available For Use / Savings in Demand under the selected programme (Ml/d) input as +ve 2031-32: 0.72; Gains in Water Available For Use / Savings in Demand under the selected programme (Ml/d) input as +ve 2032-33: 0.72; Gains in Water Available For Use / Savings in Demand under the selected programme (Ml/d) input as +ve 2033-34: 0.72; Gains in Water Available For Use / Savings in Demand under the selected programme (Ml/d) input as +ve 2034-35: 0.72; Gains in Water Available For Use / Savings in Demand under the selected programme (Ml/d) input as +ve 2035-36: 0.72; Gains in Water Available For Use / Savings in Demand under the selected programme (Ml/d) input as +ve 2036-37: 0.72; Gains in Water Available For Use / Savings in Demand under the selected programme (Ml/d) input as +ve 2037-38: 0.72; Gains in Water Available For Use / Savings in Demand under the selected programme (Ml/d) input as +ve 2038-39: 0.72; Gains in Water Available For Use / Savings in Demand under the selected programme (Ml/d) input as +ve 2039-40: 0.72; Gains in Water Available For Use / Savings in Demand under the selected programme (Ml/d) input as +ve 2040-41: 0.72; Gains in Water Available For Use / Savings in Demand under the selected programme (Ml/d) input as +ve 2041-42: 0.72; Gains in Water Available For Use / Savings in Demand under the selected programme (Ml/d) input as +ve 2042-43: 0.72; Gains in Water Available For Use / Savings in Demand under the selected programme (Ml/d) input as +ve 2043-44: 0.72; Gains in Water Available For Use / Savings in Demand under the selected programme (Ml/d) input as +ve 2044-45: 0.72; Gains in Water Available For Use / Savings in Demand under the selected programme (Ml/d) input as +ve 2045-46: 0.72; Gains in Water Available For Use / Savings in Demand under the selected programme (Ml/d) input as +ve 2046-47: 0.72; Gains in Water Available For Use / Savings in Demand under the selected programme (Ml/d) input as +ve 2047-48: 0.72; Gains in Water Available For Use / Savings in Demand under the selected programme (Ml/d) input as +ve 2048-49: 0.72; Gains in Water Available For Use / Savings in Demand under the selected programme (Ml/d) input as +ve 2049-50: 0.72
52aA | Adjustment for Licence cap scenario 8 | LC07 | Other changes to DO | Resource Options | N | Least Cost | AWSLNN | Ml/d | 2 | Gains in Water Available For Use / Savings in Demand under the selected programme (Ml/d) input as +ve 2025-26: 3.63; Gains in Water Available For Use / Savings in Demand under the selected programme (Ml/d) input as +ve 2026-27: 3.63; Gains in Water Available For Use / Savings in Demand under the selected programme (Ml/d) input as +ve 2027-28: 3.63; Gains in Water Available For Use / Savings in Demand under the selected programme (Ml/d) input as +ve 2028-29: 3.63; Gains in Water Available For Use / Savings in Demand under the selected programme (Ml/d) input as +ve 2029-30: 3.63; Gains in Water Available For Use / Savings in Demand under the selected programme (Ml/d) input as +ve 2030-31: 2.67; Gains in Water Available For Use / Savings in Demand under the selected programme (Ml/d) input as +ve 2031-32: 2.67; Gains in Water Available For Use / Savings in Demand under the selected programme (Ml/d) input as +ve 2032-33: 2.67; Gains in Water Available For Use / Savings in Demand under the selected programme (Ml/d) input as +ve 2033-34: 2.67; Gains in Water Available For Use / Savings in Demand under the selected programme (Ml/d) input as +ve 2034-35: 2.67; Gains in Water Available For Use / Savings in Demand under the selected programme (Ml/d) input as +ve 2035-36: 0; Gains in Water Available For Use / Savings in Demand under the selected programme (Ml/d) input as +ve 2036-37: 0; Gains in Water Available For Use / Savings in Demand under the selected programme (Ml/d) input as +ve 2037-38: 0; Gains in Water Available For Use / Savings in Demand under the selected programme (Ml/d) input as +ve 2038-39: 0; Gains in Water Available For Use / Savings in Demand under the selected programme (Ml/d) input as +ve 2039-40: 0; Gains in Water Available For Use / Savings in Demand under the selected programme (Ml/d) input as +ve 2040-41: 0; Gains in Water Available For Use / Savings in Demand under the selected programme (Ml/d) input as +ve 2041-42: 0; Gains in Water Available For Use / Savings in Demand under the selected programme (Ml/d) input as +ve 2042-43: 0; Gains in Water Available For Use / Savings in Demand under the selected programme (Ml/d) input as +ve 2043-44: 0; Gains in Water Available For Use / Savings in Demand under the selected programme (Ml/d) input as +ve 2044-45: 0; Gains in Water Available For Use / Savings in Demand under the selected programme (Ml/d) input as +ve 2045-46: 0; Gains in Water Available For Use / Savings in Demand under the selected programme (Ml/d) input as +ve 2046-47: 0; Gains in Water Available For Use / Savings in Demand under the selected programme (Ml/d) input as +ve 2047-48: 0; Gains in Water Available For Use / Savings in Demand under the selected programme (Ml/d) input as +ve 2048-49: 0; Gains in Water Available For Use / Savings in Demand under the selected programme (Ml/d) input as +ve 2049-50: 0
52aA | Lincolnshire Retford and Gainsborough resource optimisation | LNN3 | Groundwater enhancement | Resource Options | N | Least Cost | AWSLNN | Ml/d | 2 | Gains in Water Available For Use / Savings in Demand under the selected programme (Ml/d) input as +ve 2025-26: 0; Gains in Water Available For Use / Savings in Demand under the selected programme (Ml/d) input as +ve 2026-27: 0; Gains in Water Available For Use / Savings in Demand under the selected programme (Ml/d) input as +ve 2027-28: 0; Gains in Water Available For Use / Savings in Demand under the selected programme (Ml/d) input as +ve 2028-29: 0; Gains in Water Available For Use / Savings in Demand under the selected programme (Ml/d) input as +ve 2029-30: 0; Gains in Water Available For Use / Savings in Demand under the selected programme (Ml/d) input as +ve 2030-31: 0.72; Gains in Water Available For Use / Savings in Demand under the selected programme (Ml/d) input as +ve 2031-32: 0.72; Gains in Water Available For Use / Savings in Demand under the selected programme (Ml/d) input as +ve 2032-33: 0.72; Gains in Water Available For Use / Savings in Demand under the selected programme (Ml/d) input as +ve 2033-34: 0.72; Gains in Water Available For Use / Savings in Demand under the selected programme (Ml/d) input as +ve 2034-35: 0.72; Gains in Water Available For Use / Savings in Demand under the selected programme (Ml/d) input as +ve 2035-36: 0.72; Gains in Water Available For Use / Savings in Demand under the selected programme (Ml/d) input as +ve 2036-37: 0.72; Gains in Water Available For Use / Savings in Demand under the selected programme (Ml/d) input as +ve 2037-38: 0.72; Gains in Water Available For Use / Savings in Demand under the selected programme (Ml/d) input as +ve 2038-39: 0.72; Gains in Water Available For Use / Savings in Demand under the selected programme (Ml/d) input as +ve 2039-40: 0.72; Gains in Water Available For Use / Savings in Demand under the selected programme (Ml/d) input as +ve 2040-41: 0.72; Gains in Water Available For Use / Savings in Demand under the selected programme (Ml/d) input as +ve 2041-42: 0.72; Gains in Water Available For Use / Savings in Demand under the selected programme (Ml/d) input as +ve 2042-43: 0.72; Gains in Water Available For Use / Savings in Demand under the selected programme (Ml/d) input as +ve 2043-44: 0.72; Gains in Water Available For Use / Savings in Demand under the selected programme (Ml/d) input as +ve 2044-45: 0.72; Gains in Water Available For Use / Savings in Demand under the selected programme (Ml/d) input as +ve 2045-46: 0.72; Gains in Water Available For Use / Savings in Demand under the selected programme (Ml/d) input as +ve 2046-47: 0.72; Gains in Water Available For Use / Savings in Demand under the selected programme (Ml/d) input as +ve 2047-48: 0.72; Gains in Water Available For Use / Savings in Demand under the selected programme (Ml/d) input as +ve 2048-49: 0.72; Gains in Water Available For Use / Savings in Demand under the selected programme (Ml/d) input as +ve 2049-50: 0.72
52aP | Adjustment for Licence cap scenario 8 | LC07 | Other changes to DO | Resource Options | N | Preferred | AWSLNN | Ml/d | 2 | Gains in Water Available For Use / Savings in Demand under the selected programme (Ml/d) input as +ve 2025-26: 3.63; Gains in Water Available For Use / Savings in Demand under the selected programme (Ml/d) input as +ve 2026-27: 3.63; Gains in Water Available For Use / Savings in Demand under the selected programme (Ml/d) input as +ve 2027-28: 3.63; Gains in Water Available For Use / Savings in Demand under the selected programme (Ml/d) input as +ve 2028-29: 3.63; Gains in Water Available For Use / Savings in Demand under the selected programme (Ml/d) input as +ve 2029-30: 3.63; Gains in Water Available For Use / Savings in Demand under the selected programme (Ml/d) input as +ve 2030-31: 2.67; Gains in Water Available For Use / Savings in Demand under the selected programme (Ml/d) input as +ve 2031-32: 2.67; Gains in Water Available For Use / Savings in Demand under the selected programme (Ml/d) input as +ve 2032-33: 2.67; Gains in Water Available For Use / Savings in Demand under the selected programme (Ml/d) input as +ve 2033-34: 2.67; Gains in Water Available For Use / Savings in Demand under the selected programme (Ml/d) input as +ve 2034-35: 2.67; Gains in Water Available For Use / Savings in Demand under the selected programme (Ml/d) input as +ve 2035-36: 0; Gains in Water Available For Use / Savings in Demand under the selected programme (Ml/d) input as +ve 2036-37: 0; Gains in Water Available For Use / Savings in Demand under the selected programme (Ml/d) input as +ve 2037-38: 0; Gains in Water Available For Use / Savings in Demand under the selected programme (Ml/d) input as +ve 2038-39: 0; Gains in Water Available For Use / Savings in Demand under the selected programme (Ml/d) input as +ve 2039-40: 0; Gains in Water Available For Use / Savings in Demand under the selected programme (Ml/d) input as +ve 2040-41: 0; Gains in Water Available For Use / Savings in Demand under the selected programme (Ml/d) input as +ve 2041-42: 0; Gains in Water Available For Use / Savings in Demand under the selected programme (Ml/d) input as +ve 2042-43: 0; Gains in Water Available For Use / Savings in Demand under the selected programme (Ml/d) input as +ve 2043-44: 0; Gains in Water Available For Use / Savings in Demand under the selected programme (Ml/d) input as +ve 2044-45: 0; Gains in Water Available For Use / Savings in Demand under the selected programme (Ml/d) input as +ve 2045-46: 0; Gains in Water Available For Use / Savings in Demand under the selected programme (Ml/d) input as +ve 2046-47: 0; Gains in Water Available For Use / Savings in Demand under the selected programme (Ml/d) input as +ve 2047-48: 0; Gains in Water Available For Use / Savings in Demand under the selected programme (Ml/d) input as +ve 2048-49: 0; Gains in Water Available For Use / Savings in Demand under the selected programme (Ml/d) input as +ve 2049-50: 0
52aP | Lincolnshire Retford and Gainsborough resource optimisation | LNN3 | Groundwater enhancement | Resource Options | N | Preferred | AWSLNN | Ml/d | 2 | Gains in Water Available For Use / Savings in Demand under the selected programme (Ml/d) input as +ve 2025-26: 0; Gains in Water Available For Use / Savings in Demand under the selected programme (Ml/d) input as +ve 2026-27: 0; Gains in Water Available For Use / Savings in Demand under the selected programme (Ml/d) input as +ve 2027-28: 0; Gains in Water Available For Use / Savings in Demand under the selected programme (Ml/d) input as +ve 2028-29: 0; Gains in Water Available For Use / Savings in Demand under the selected programme (Ml/d) input as +ve 2029-30: 0; Gains in Water Available For Use / Savings in Demand under the selected programme (Ml/d) input as +ve 2030-31: 0.72; Gains in Water Available For Use / Savings in Demand under the selected programme (Ml/d) input as +ve 2031-32: 0.72; Gains in Water Available For Use / Savings in Demand under the selected programme (Ml/d) input as +ve 2032-33: 0.72; Gains in Water Available For Use / Savings in Demand under the selected programme (Ml/d) input as +ve 2033-34: 0.72; Gains in Water Available For Use / Savings in Demand under the selected programme (Ml/d) input as +ve 2034-35: 0.72; Gains in Water Available For Use / Savings in Demand under the selected programme (Ml/d) input as +ve 2035-36: 0.72; Gains in Water Available For Use / Savings in Demand under the selected programme (Ml/d) input as +ve 2036-37: 0.72; Gains in Water Available For Use / Savings in Demand under the selected programme (Ml/d) input as +ve 2037-38: 0.72; Gains in Water Available For Use / Savings in Demand under the selected programme (Ml/d) input as +ve 2038-39: 0.72; Gains in Water Available For Use / Savings in Demand under the selected programme (Ml/d) input as +ve 2039-40: 0.72; Gains in Water Available For Use / Savings in Demand under the selected programme (Ml/d) input as +ve 2040-41: 0.72; Gains in Water Available For Use / Savings in Demand under the selected programme (Ml/d) input as +ve 2041-42: 0.72; Gains in Water Available For Use / Savings in Demand under the selected programme (Ml/d) input as +ve 2042-43: 0.72; Gains in Water Available For Use / Savings in Demand under the selected programme (Ml/d) input as +ve 2043-44: 0.72; Gains in Water Available For Use / Savings in Demand under the selected programme (Ml/d) input as +ve 2044-45: 0.72; Gains in Water Available For Use / Savings in Demand under the selected programme (Ml/d) input as +ve 2045-46: 0.72; Gains in Water Available For Use / Savings in Demand under the selected programme (Ml/d) input as +ve 2046-47: 0.72; Gains in Water Available For Use / Savings in Demand under the selected programme (Ml/d) input as +ve 2047-48: 0.72; Gains in Water Available For Use / Savings in Demand under the selected programme (Ml/d) input as +ve 2048-49: 0.72; Gains in Water Available For Use / Savings in Demand under the selected programme (Ml/d) input as +ve 2049-50: 0.72
52cA | Adjustment to existing potable water import | EI06 | Internal potable transfer | Distribution Options | N | Ofwat Core | AWSLNN | Ml/d | 2 | Gains in Water Available For Use / Savings in Demand under the selected programme (Ml/d) input as +ve 2025-26: 0.001; Gains in Water Available For Use / Savings in Demand under the selected programme (Ml/d) input as +ve 2026-27: 0.001; Gains in Water Available For Use / Savings in Demand under the selected programme (Ml/d) input as +ve 2027-28: 0.001; Gains in Water Available For Use / Savings in Demand under the selected programme (Ml/d) input as +ve 2028-29: 0.001; Gains in Water Available For Use / Savings in Demand under the selected programme (Ml/d) input as +ve 2029-30: 0.001; Gains in Water Available For Use / Savings in Demand under the selected programme (Ml/d) input as +ve 2030-31: 0.18; Gains in Water Available For Use / Savings in Demand under the selected programme (Ml/d) input as +ve 2031-32: 0.04; Gains in Water Available For Use / Savings in Demand under the selected programme (Ml/d) input as +ve 2032-33: 0.001; Gains in Water Available For Use / Savings in Demand under the selected programme (Ml/d) input as +ve 2033-34: 0.001; Gains in Water Available For Use / Savings in Demand under the selected programme (Ml/d) input as +ve 2034-35: 0.001; Gains in Water Available For Use / Savings in Demand under the selected programme (Ml/d) input as +ve 2035-36: 0.3; Gains in Water Available For Use / Savings in Demand under the selected programme (Ml/d) input as +ve 2036-37: 0.3; Gains in Water Available For Use / Savings in Demand under the selected programme (Ml/d) input as +ve 2037-38: 0.3; Gains in Water Available For Use / Savings in Demand under the selected programme (Ml/d) input as +ve 2038-39: 0.3; Gains in Water Available For Use / Savings in Demand under the selected programme (Ml/d) input as +ve 2039-40: 0.3; Gains in Water Available For Use / Savings in Demand under the selected programme (Ml/d) input as +ve 2040-41: 0.3; Gains in Water Available For Use / Savings in Demand under the selected programme (Ml/d) input as +ve 2041-42: 0.3; Gains in Water Available For Use / Savings in Demand under the selected programme (Ml/d) input as +ve 2042-43: 0.3; Gains in Water Available For Use / Savings in Demand under the selected programme (Ml/d) input as +ve 2043-44: 0.3; Gains in Water Available For Use / Savings in Demand under the selected programme (Ml/d) input as +ve 2044-45: 0.3; Gains in Water Available For Use / Savings in Demand under the selected programme (Ml/d) input as +ve 2045-46: 0.3; Gains in Water Available For Use / Savings in Demand under the selected programme (Ml/d) input as +ve 2046-47: 0.15; Gains in Water Available For Use / Savings in Demand under the selected programme (Ml/d) input as +ve 2047-48: 0.07; Gains in Water Available For Use / Savings in Demand under the selected programme (Ml/d) input as +ve 2048-49: 0.001; Gains in Water Available For Use / Savings in Demand under the selected programme (Ml/d) input as +ve 2049-50: 0.001
52cA | Lincolnshire Central to Lincolnshire Retford and Gainsborough potable transfer (3.5 Ml/d) | LNN1 | Internal potable transfer | Distribution Options | N | Alternative | AWSLNN | Ml/d | 2 | Gains in Water Available For Use / Savings in Demand under the selected programme (Ml/d) input as +ve 2025-26: 0; Gains in Water Available For Use / Savings in Demand under the selected programme (Ml/d) input as +ve 2026-27: 0; Gains in Water Available For Use / Savings in Demand under the selected programme (Ml/d) input as +ve 2027-28: 0; Gains in Water Available For Use / Savings in Demand under the selected programme (Ml/d) input as +ve 2028-29: 0; Gains in Water Available For Use / Savings in Demand under the selected programme (Ml/d) input as +ve 2029-30: 0; Gains in Water Available For Use / Savings in Demand under the selected programme (Ml/d) input as +ve 2030-31: 0; Gains in Water Available For Use / Savings in Demand under the selected programme (Ml/d) input as +ve 2031-32: 0; Gains in Water Available For Use / Savings in Demand under the selected programme (Ml/d) input as +ve 2032-33: 0; Gains in Water Available For Use / Savings in Demand under the selected programme (Ml/d) input as +ve 2033-34: 0; Gains in Water Available For Use / Savings in Demand under the selected programme (Ml/d) input as +ve 2034-35: 0; Gains in Water Available For Use / Savings in Demand under the selected programme (Ml/d) input as +ve 2035-36: 1.86; Gains in Water Available For Use / Savings in Demand under the selected programme (Ml/d) input as +ve 2036-37: 1.63; Gains in Water Available For Use / Savings in Demand under the selected programme (Ml/d) input as +ve 2037-38: 1.54; Gains in Water Available For Use / Savings in Demand under the selected programme (Ml/d) input as +ve 2038-39: 1.46; Gains in Water Available For Use / Savings in Demand under the selected programme (Ml/d) input as +ve 2039-40: 1.14; Gains in Water Available For Use / Savings in Demand under the selected programme (Ml/d) input as +ve 2040-41: 1.01; Gains in Water Available For Use / Savings in Demand under the selected programme (Ml/d) input as +ve 2041-42: 0.86; Gains in Water Available For Use / Savings in Demand under the selected programme (Ml/d) input as +ve 2042-43: 0.77; Gains in Water Available For Use / Savings in Demand under the selected programme (Ml/d) input as +ve 2043-44: 0.62; Gains in Water Available For Use / Savings in Demand under the selected programme (Ml/d) input as +ve 2044-45: 0.5; Gains in Water Available For Use / Savings in Demand under the selected programme (Ml/d) input as +ve 2045-46: 0.25; Gains in Water Available For Use / Savings in Demand under the selected programme (Ml/d) input as +ve 2046-47: 0.24; Gains in Water Available For Use / Savings in Demand under the selected programme (Ml/d) input as +ve 2047-48: 0.24; Gains in Water Available For Use / Savings in Demand under the selected programme (Ml/d) input as +ve 2048-49: 0.24; Gains in Water Available For Use / Savings in Demand under the selected programme (Ml/d) input as +ve 2049-50: 0.24
52cA | Adjustment to existing potable water import | EI06 | Internal potable transfer | Distribution Options | N | Least Cost | AWSLNN | Ml/d | 2 | Gains in Water Available For Use / Savings in Demand under the selected programme (Ml/d) input as +ve 2025-26: 0.001; Gains in Water Available For Use / Savings in Demand under the selected programme (Ml/d) input as +ve 2026-27: 0.001; Gains in Water Available For Use / Savings in Demand under the selected programme (Ml/d) input as +ve 2027-28: 0.001; Gains in Water Available For Use / Savings in Demand under the selected programme (Ml/d) input as +ve 2028-29: 0.001; Gains in Water Available For Use / Savings in Demand under the selected programme (Ml/d) input as +ve 2029-30: 0.001; Gains in Water Available For Use / Savings in Demand under the selected programme (Ml/d) input as +ve 2030-31: 0.18; Gains in Water Available For Use / Savings in Demand under the selected programme (Ml/d) input as +ve 2031-32: 0.04; Gains in Water Available For Use / Savings in Demand under the selected programme (Ml/d) input as +ve 2032-33: 0.001; Gains in Water Available For Use / Savings in Demand under the selected programme (Ml/d) input as +ve 2033-34: 0.001; Gains in Water Available For Use / Savings in Demand under the selected programme (Ml/d) input as +ve 2034-35: 0.001; Gains in Water Available For Use / Savings in Demand under the selected programme (Ml/d) input as +ve 2035-36: 0.3; Gains in Water Available For Use / Savings in Demand under the selected programme (Ml/d) input as +ve 2036-37: 0.3; Gains in Water Available For Use / Savings in Demand under the selected programme (Ml/d) input as +ve 2037-38: 0.3; Gains in Water Available For Use / Savings in Demand under the selected programme (Ml/d) input as +ve 2038-39: 0.3; Gains in Water Available For Use / Savings in Demand under the selected programme (Ml/d) input as +ve 2039-40: 0.3; Gains in Water Available For Use / Savings in Demand under the selected programme (Ml/d) input as +ve 2040-41: 0.3; Gains in Water Available For Use / Savings in Demand under the selected programme (Ml/d) input as +ve 2041-42: 0.3; Gains in Water Available For Use / Savings in Demand under the selected programme (Ml/d) input as +ve 2042-43: 0.3; Gains in Water Available For Use / Savings in Demand under the selected programme (Ml/d) input as +ve 2043-44: 0.3; Gains in Water Available For Use / Savings in Demand under the selected programme (Ml/d) input as +ve 2044-45: 0.3; Gains in Water Available For Use / Savings in Demand under the selected programme (Ml/d) input as +ve 2045-46: 0.3; Gains in Water Available For Use / Savings in Demand under the selected programme (Ml/d) input as +ve 2046-47: 0.15; Gains in Water Available For Use / Savings in Demand under the selected programme (Ml/d) input as +ve 2047-48: 0.07; Gains in Water Available For Use / Savings in Demand under the selected programme (Ml/d) input as +ve 2048-49: 0.001; Gains in Water Available For Use / Savings in Demand under the selected programme (Ml/d) input as +ve 2049-50: 0.001
52cA | Lincolnshire Central to Lincolnshire Retford and Gainsborough potable transfer (3.5 Ml/d) | LNN1 | Internal potable transfer | Distribution Options | N | Least Cost | AWSLNN | Ml/d | 2 | Gains in Water Available For Use / Savings in Demand under the selected programme (Ml/d) input as +ve 2025-26: 0; Gains in Water Available For Use / Savings in Demand under the selected programme (Ml/d) input as +ve 2026-27: 0; Gains in Water Available For Use / Savings in Demand under the selected programme (Ml/d) input as +ve 2027-28: 0; Gains in Water Available For Use / Savings in Demand under the selected programme (Ml/d) input as +ve 2028-29: 0; Gains in Water Available For Use / Savings in Demand under the selected programme (Ml/d) input as +ve 2029-30: 0; Gains in Water Available For Use / Savings in Demand under the selected programme (Ml/d) input as +ve 2030-31: 0; Gains in Water Available For Use / Savings in Demand under the selected programme (Ml/d) input as +ve 2031-32: 0; Gains in Water Available For Use / Savings in Demand under the selected programme (Ml/d) input as +ve 2032-33: 0; Gains in Water Available For Use / Savings in Demand under the selected programme (Ml/d) input as +ve 2033-34: 0; Gains in Water Available For Use / Savings in Demand under the selected programme (Ml/d) input as +ve 2034-35: 0; Gains in Water Available For Use / Savings in Demand under the selected programme (Ml/d) input as +ve 2035-36: 1.86; Gains in Water Available For Use / Savings in Demand under the selected programme (Ml/d) input as +ve 2036-37: 1.63; Gains in Water Available For Use / Savings in Demand under the selected programme (Ml/d) input as +ve 2037-38: 1.54; Gains in Water Available For Use / Savings in Demand under the selected programme (Ml/d) input as +ve 2038-39: 1.46; Gains in Water Available For Use / Savings in Demand under the selected programme (Ml/d) input as +ve 2039-40: 1.14; Gains in Water Available For Use / Savings in Demand under the selected programme (Ml/d) input as +ve 2040-41: 1.01; Gains in Water Available For Use / Savings in Demand under the selected programme (Ml/d) input as +ve 2041-42: 0.86; Gains in Water Available For Use / Savings in Demand under the selected programme (Ml/d) input as +ve 2042-43: 0.77; Gains in Water Available For Use / Savings in Demand under the selected programme (Ml/d) input as +ve 2043-44: 0.62; Gains in Water Available For Use / Savings in Demand under the selected programme (Ml/d) input as +ve 2044-45: 0.5; Gains in Water Available For Use / Savings in Demand under the selected programme (Ml/d) input as +ve 2045-46: 0.25; Gains in Water Available For Use / Savings in Demand under the selected programme (Ml/d) input as +ve 2046-47: 0.24; Gains in Water Available For Use / Savings in Demand under the selected programme (Ml/d) input as +ve 2047-48: 0.24; Gains in Water Available For Use / Savings in Demand under the selected programme (Ml/d) input as +ve 2048-49: 0.24; Gains in Water Available For Use / Savings in Demand under the selected programme (Ml/d) input as +ve 2049-50: 0.24
52cP | Adjustment to existing potable water import | EI06 | Internal potable transfer | Distribution Options | N | Preferred | AWSLNN | Ml/d | 2 | Gains in Water Available For Use / Savings in Demand under the selected programme (Ml/d) input as +ve 2025-26: 0.001; Gains in Water Available For Use / Savings in Demand under the selected programme (Ml/d) input as +ve 2026-27: 0.001; Gains in Water Available For Use / Savings in Demand under the selected programme (Ml/d) input as +ve 2027-28: 0.001; Gains in Water Available For Use / Savings in Demand under the selected programme (Ml/d) input as +ve 2028-29: 0.001; Gains in Water Available For Use / Savings in Demand under the selected programme (Ml/d) input as +ve 2029-30: 0.001; Gains in Water Available For Use / Savings in Demand under the selected programme (Ml/d) input as +ve 2030-31: 0.18; Gains in Water Available For Use / Savings in Demand under the selected programme (Ml/d) input as +ve 2031-32: 0.04; Gains in Water Available For Use / Savings in Demand under the selected programme (Ml/d) input as +ve 2032-33: 0.001; Gains in Water Available For Use / Savings in Demand under the selected programme (Ml/d) input as +ve 2033-34: 0.001; Gains in Water Available For Use / Savings in Demand under the selected programme (Ml/d) input as +ve 2034-35: 0.001; Gains in Water Available For Use / Savings in Demand under the selected programme (Ml/d) input as +ve 2035-36: 0.3; Gains in Water Available For Use / Savings in Demand under the selected programme (Ml/d) input as +ve 2036-37: 0.3; Gains in Water Available For Use / Savings in Demand under the selected programme (Ml/d) input as +ve 2037-38: 0.3; Gains in Water Available For Use / Savings in Demand under the selected programme (Ml/d) input as +ve 2038-39: 0.3; Gains in Water Available For Use / Savings in Demand under the selected programme (Ml/d) input as +ve 2039-40: 0.3; Gains in Water Available For Use / Savings in Demand under the selected programme (Ml/d) input as +ve 2040-41: 0.3; Gains in Water Available For Use / Savings in Demand under the selected programme (Ml/d) input as +ve 2041-42: 0.3; Gains in Water Available For Use / Savings in Demand under the selected programme (Ml/d) input as +ve 2042-43: 0.3; Gains in Water Available For Use / Savings in Demand under the selected programme (Ml/d) input as +ve 2043-44: 0.3; Gains in Water Available For Use / Savings in Demand under the selected programme (Ml/d) input as +ve 2044-45: 0.3; Gains in Water Available For Use / Savings in Demand under the selected programme (Ml/d) input as +ve 2045-46: 0.3; Gains in Water Available For Use / Savings in Demand under the selected programme (Ml/d) input as +ve 2046-47: 0.15; Gains in Water Available For Use / Savings in Demand under the selected programme (Ml/d) input as +ve 2047-48: 0.07; Gains in Water Available For Use / Savings in Demand under the selected programme (Ml/d) input as +ve 2048-49: 0.001; Gains in Water Available For Use / Savings in Demand under the selected programme (Ml/d) input as +ve 2049-50: 0.001
52cP | Lincolnshire Central to Lincolnshire Retford and Gainsborough potable transfer (3.5 Ml/d) | LNN1 | Internal potable transfer | Distribution Options | N | Preferred | AWSLNN | Ml/d | 2 | Gains in Water Available For Use / Savings in Demand under the selected programme (Ml/d) input as +ve 2025-26: 0; Gains in Water Available For Use / Savings in Demand under the selected programme (Ml/d) input as +ve 2026-27: 0; Gains in Water Available For Use / Savings in Demand under the selected programme (Ml/d) input as +ve 2027-28: 0; Gains in Water Available For Use / Savings in Demand under the selected programme (Ml/d) input as +ve 2028-29: 0; Gains in Water Available For Use / Savings in Demand under the selected programme (Ml/d) input as +ve 2029-30: 0; Gains in Water Available For Use / Savings in Demand under the selected programme (Ml/d) input as +ve 2030-31: 0; Gains in Water Available For Use / Savings in Demand under the selected programme (Ml/d) input as +ve 2031-32: 0; Gains in Water Available For Use / Savings in Demand under the selected programme (Ml/d) input as +ve 2032-33: 0; Gains in Water Available For Use / Savings in Demand under the selected programme (Ml/d) input as +ve 2033-34: 0; Gains in Water Available For Use / Savings in Demand under the selected programme (Ml/d) input as +ve 2034-35: 0; Gains in Water Available For Use / Savings in Demand under the selected programme (Ml/d) input as +ve 2035-36: 1.86; Gains in Water Available For Use / Savings in Demand under the selected programme (Ml/d) input as +ve 2036-37: 1.63; Gains in Water Available For Use / Savings in Demand under the selected programme (Ml/d) input as +ve 2037-38: 1.54; Gains in Water Available For Use / Savings in Demand under the selected programme (Ml/d) input as +ve 2038-39: 1.46; Gains in Water Available For Use / Savings in Demand under the selected programme (Ml/d) input as +ve 2039-40: 1.14; Gains in Water Available For Use / Savings in Demand under the selected programme (Ml/d) input as +ve 2040-41: 1.01; Gains in Water Available For Use / Savings in Demand under the selected programme (Ml/d) input as +ve 2041-42: 0.86; Gains in Water Available For Use / Savings in Demand under the selected programme (Ml/d) input as +ve 2042-43: 0.77; Gains in Water Available For Use / Savings in Demand under the selected programme (Ml/d) input as +ve 2043-44: 0.62; Gains in Water Available For Use / Savings in Demand under the selected programme (Ml/d) input as +ve 2044-45: 0.5; Gains in Water Available For Use / Savings in Demand under the selected programme (Ml/d) input as +ve 2045-46: 0.25; Gains in Water Available For Use / Savings in Demand under the selected programme (Ml/d) input as +ve 2046-47: 0.24; Gains in Water Available For Use / Savings in Demand under the selected programme (Ml/d) input as +ve 2047-48: 0.24; Gains in Water Available For Use / Savings in Demand under the selected programme (Ml/d) input as +ve 2048-49: 0.24; Gains in Water Available For Use / Savings in Demand under the selected programme (Ml/d) input as +ve 2049-50: 0.24
51cF | CC Mains Replacement.AWSLNN | CC Mains Replacement.AWSLNN | Mains replacement (not trunk mains) | Distribution Options | N | Least Cost | AWSLNN | Ml/d | 2 | 0 | 0 | 0 | 0 | 0 | 0 | 0.0017604 | 0.0035209 | 0.0052813 | 0.0070417 | 0.0088022 | 0.010563 | 0.012323 | 0.014083 | 0.015844 | 0.017604 | 0.019365 | 0.021125 | 0.022886 | 0.024646 | 0.026406 | 0.028167 | 0.029927 | 0.031688 | 0.033448 | 0.035209 | 0.036969 | 0.03873 | 0.04049 | 0.04225 | 0.044011 | 0.045771 | 0.047532 | 0.049292 | 0.051053 | 0.052813 | 0.054573 | 0.056334 | 0.058094 | 0.059855 | 0.061615 | 0.063376 | 0.065136 | 0.066896 | 0.068657 | 0.070417 | 0.072178 | 0.073938 | 0.075699 | 0.077459 | 0.079219 | 0.08098 | 0.08274 | 0.084501 | 0.086261 | 0.088022 | 0.089782 | 0.091542 | 0.093303 | 0.095063 | 0.096824 | 0.098584 | 0.10034 | 0.10211 | 0.10387 | 0.10563 | 0.10739 | 0.10915 | 0.11091 | 0.11267 | 0.11443 | 0.11619 | 0.11795 | 0.11971 | 0.12147 | 0.12323 | 0.12499 | 0.12675 | 0.12851 | 0.13027 | 0.13203
51cF | CC Mains Replacement.AWSLNN | CC Mains Replacement.AWSLNN | Mains replacement (not trunk mains) | Distribution Options | N | Ofwat Core | AWSLNN | Ml/d | 2 | 0 | 0 | 0 | 0 | 0 | 0 | 0.0017604 | 0.0035209 | 0.0052813 | 0.0070417 | 0.0088022 | 0.010563 | 0.012323 | 0.014083 | 0.015844 | 0.017604 | 0.019365 | 0.021125 | 0.022886 | 0.024646 | 0.026406 | 0.028167 | 0.029927 | 0.031688 | 0.033448 | 0.035209 | 0.036969 | 0.03873 | 0.04049 | 0.04225 | 0.044011 | 0.045771 | 0.047532 | 0.049292 | 0.051053 | 0.052813 | 0.054573 | 0.056334 | 0.058094 | 0.059855 | 0.061615 | 0.063376 | 0.065136 | 0.066896 | 0.068657 | 0.070417 | 0.072178 | 0.073938 | 0.075699 | 0.077459 | 0.079219 | 0.08098 | 0.08274 | 0.084501 | 0.086261 | 0.088022 | 0.089782 | 0.091542 | 0.093303 | 0.095063 | 0.096824 | 0.098584 | 0.10034 | 0.10211 | 0.10387 | 0.10563 | 0.10739 | 0.10915 | 0.11091 | 0.11267 | 0.11443 | 0.11619 | 0.11795 | 0.11971 | 0.12147 | 0.12323 | 0.12499 | 0.12675 | 0.12851 | 0.13027 | 0.13203
51cP | CC Mains Replacement.AWSLNN | CC Mains Replacement.AWSLNN | Mains replacement (not trunk mains) | Distribution Options | N | Preferred | AWSLNN | Ml/d | 2 | 0 | 0 | 0 | 0 | 0 | 0 | 0.0017604 | 0.0035209 | 0.0052813 | 0.0070417 | 0.0088022 | 0.010563 | 0.012323 | 0.014083 | 0.015844 | 0.017604 | 0.019365 | 0.021125 | 0.022886 | 0.024646 | 0.026406 | 0.028167 | 0.029927 | 0.031688 | 0.033448 | 0.035209 | 0.036969 | 0.03873 | 0.04049 | 0.04225 | 0.044011 | 0.045771 | 0.047532 | 0.049292 | 0.051053 | 0.052813 | 0.054573 | 0.056334 | 0.058094 | 0.059855 | 0.061615 | 0.063376 | 0.065136 | 0.066896 | 0.068657 | 0.070417 | 0.072178 | 0.073938 | 0.075699 | 0.077459 | 0.079219 | 0.08098 | 0.08274 | 0.084501 | 0.086261 | 0.088022 | 0.089782 | 0.091542 | 0.093303 | 0.095063 | 0.096824 | 0.098584 | 0.10034 | 0.10211 | 0.10387 | 0.10563 | 0.10739 | 0.10915 | 0.11091 | 0.11267 | 0.11443 | 0.11619 | 0.11795 | 0.11971 | 0.12147 | 0.12323 | 0.12499 | 0.12675 | 0.12851 | 0.13027 | 0.13203
51dF | 1a WRMP24. Smart Showers.AWSNAY | WEF 1a.AWSNAY | Retrofitting indoor water efficiency devices | Customer Options | N | Least Cost | AWSNAY | Ml/d | 2 | Gains in Water Available For Use / Savings in Demand under the selected programme (Ml/d) input as +ve 2019-20: 0; Gains in Water Available For Use / Savings in Demand under the selected programme (Ml/d) input as +ve 2020-21: 0; Gains in Water Available For Use / Savings in Demand under the selected programme (Ml/d) input as +ve 2021-22: 0; Gains in Water Available For Use / Savings in Demand under the selected programme (Ml/d) input as +ve 2022-23: 0; Gains in Water Available For Use / Savings in Demand under the selected programme (Ml/d) input as +ve 2023-24: 0; Gains in Water Available For Use / Savings in Demand under the selected programme (Ml/d) input as +ve 2024-25: 0; Gains in Water Available For Use / Savings in Demand under the selected programme (Ml/d) input as +ve 2025-26: 0; Gains in Water Available For Use / Savings in Demand under the selected programme (Ml/d) input as +ve 2026-27: 0; Gains in Water Available For Use / Savings in Demand under the selected programme (Ml/d) input as +ve 2027-28: 0.001713; Gains in Water Available For Use / Savings in Demand under the selected programme (Ml/d) input as +ve 2028-29: 0.0032886; Gains in Water Available For Use / Savings in Demand under the selected programme (Ml/d) input as +ve 2029-30: 0.0047618; Gains in Water Available For Use / Savings in Demand under the selected programme (Ml/d) input as +ve 2030-31: 0.0062491; Gains in Water Available For Use / Savings in Demand under the selected programme (Ml/d) input as +ve 2031-32: 0.0077494; Gains in Water Available For Use / Savings in Demand under the selected programme (Ml/d) input as +ve 2032-33: 0.0079717; Gains in Water Available For Use / Savings in Demand under the selected programme (Ml/d) input as +ve 2033-34: 0.0083051; Gains in Water Available For Use / Savings in Demand under the selected programme (Ml/d) input as +ve 2034-35: 0.0087228; Gains in Water Available For Use / Savings in Demand under the selected programme (Ml/d) input as +ve 2035-36: 0.0091434; Gains in Water Available For Use / Savings in Demand under the selected programme (Ml/d) input as +ve 2036-37: 0.0095543; Gains in Water Available For Use / Savings in Demand under the selected programme (Ml/d) input as +ve 2037-38: 0.0099502; Gains in Water Available For Use / Savings in Demand under the selected programme (Ml/d) input as +ve 2038-39: 0.010341; Gains in Water Available For Use / Savings in Demand under the selected programme (Ml/d) input as +ve 2039-40: 0.010725; Gains in Water Available For Use / Savings in Demand under the selected programme (Ml/d) input as +ve 2040-41: 0.011098; Gains in Water Available For Use / Savings in Demand under the selected programme (Ml/d) input as +ve 2041-42: 0.01147; Gains in Water Available For Use / Savings in Demand under the selected programme (Ml/d) input as +ve 2042-43: 0.01184; Gains in Water Available For Use / Savings in Demand under the selected programme (Ml/d) input as +ve 2043-44: 0.012206; Gains in Water Available For Use / Savings in Demand under the selected programme (Ml/d) input as +ve 2044-45: 0.012566; Gains in Water Available For Use / Savings in Demand under the selected programme (Ml/d) input as +ve 2045-46: 0.012922; Gains in Water Available For Use / Savings in Demand under the selected programme (Ml/d) input as +ve 2046-47: 0.013275; Gains in Water Available For Use / Savings in Demand under the selected programme (Ml/d) input as +ve 2047-48: 0.013625; Gains in Water Available For Use / Savings in Demand under the selected programme (Ml/d) input as +ve 2048-49: 0.013975; Gains in Water Available For Use / Savings in Demand under the selected programme (Ml/d) input as +ve 2049-50: 0.014324
51dF | 1a WRMP24. Smart Showers.AWSNAY | WEF 1a.AWSNAY | Retrofitting indoor water efficiency devices | Customer Options | N | Ofwat Core | AWSNAY | Ml/d | 2 | Gains in Water Available For Use / Savings in Demand under the selected programme (Ml/d) input as +ve 2019-20: 0; Gains in Water Available For Use / Savings in Demand under the selected programme (Ml/d) input as +ve 2020-21: 0; Gains in Water Available For Use / Savings in Demand under the selected programme (Ml/d) input as +ve 2021-22: 0; Gains in Water Available For Use / Savings in Demand under the selected programme (Ml/d) input as +ve 2022-23: 0; Gains in Water Available For Use / Savings in Demand under the selected programme (Ml/d) input as +ve 2023-24: 0; Gains in Water Available For Use / Savings in Demand under the selected programme (Ml/d) input as +ve 2024-25: 0; Gains in Water Available For Use / Savings in Demand under the selected programme (Ml/d) input as +ve 2025-26: 0; Gains in Water Available For Use / Savings in Demand under the selected programme (Ml/d) input as +ve 2026-27: 0; Gains in Water Available For Use / Savings in Demand under the selected programme (Ml/d) input as +ve 2027-28: 0.001713; Gains in Water Available For Use / Savings in Demand under the selected programme (Ml/d) input as +ve 2028-29: 0.0032886; Gains in Water Available For Use / Savings in Demand under the selected programme (Ml/d) input as +ve 2029-30: 0.0047618; Gains in Water Available For Use / Savings in Demand under the selected programme (Ml/d) input as +ve 2030-31: 0.0062491; Gains in Water Available For Use / Savings in Demand under the selected programme (Ml/d) input as +ve 2031-32: 0.0077494; Gains in Water Available For Use / Savings in Demand under the selected programme (Ml/d) input as +ve 2032-33: 0.0079717; Gains in Water Available For Use / Savings in Demand under the selected programme (Ml/d) input as +ve 2033-34: 0.0083051; Gains in Water Available For Use / Savings in Demand under the selected programme (Ml/d) input as +ve 2034-35: 0.0087228; Gains in Water Available For Use / Savings in Demand under the selected programme (Ml/d) input as +ve 2035-36: 0.0091434; Gains in Water Available For Use / Savings in Demand under the selected programme (Ml/d) input as +ve 2036-37: 0.0095543; Gains in Water Available For Use / Savings in Demand under the selected programme (Ml/d) input as +ve 2037-38: 0.0099502; Gains in Water Available For Use / Savings in Demand under the selected programme (Ml/d) input as +ve 2038-39: 0.010341; Gains in Water Available For Use / Savings in Demand under the selected programme (Ml/d) input as +ve 2039-40: 0.010725; Gains in Water Available For Use / Savings in Demand under the selected programme (Ml/d) input as +ve 2040-41: 0.011098; Gains in Water Available For Use / Savings in Demand under the selected programme (Ml/d) input as +ve 2041-42: 0.01147; Gains in Water Available For Use / Savings in Demand under the selected programme (Ml/d) input as +ve 2042-43: 0.01184; Gains in Water Available For Use / Savings in Demand under the selected programme (Ml/d) input as +ve 2043-44: 0.012206; Gains in Water Available For Use / Savings in Demand under the selected programme (Ml/d) input as +ve 2044-45: 0.012566; Gains in Water Available For Use / Savings in Demand under the selected programme (Ml/d) input as +ve 2045-46: 0.012922; Gains in Water Available For Use / Savings in Demand under the selected programme (Ml/d) input as +ve 2046-47: 0.013275; Gains in Water Available For Use / Savings in Demand under the selected programme (Ml/d) input as +ve 2047-48: 0.013625; Gains in Water Available For Use / Savings in Demand under the selected programme (Ml/d) input as +ve 2048-49: 0.013975; Gains in Water Available For Use / Savings in Demand under the selected programme (Ml/d) input as +ve 2049-50: 0.014324
51dP | 1a WRMP24. Smart Showers.AWSNAY | WEF 1a.AWSNAY | Retrofitting indoor water efficiency devices | Customer Options | N | Preferred | AWSNAY | Ml/d | 2 | Gains in Water Available For Use / Savings in Demand under the selected programme (Ml/d) input as +ve 2019-20: 0; Gains in Water Available For Use / Savings in Demand under the selected programme (Ml/d) input as +ve 2020-21: 0; Gains in Water Available For Use / Savings in Demand under the selected programme (Ml/d) input as +ve 2021-22: 0; Gains in Water Available For Use / Savings in Demand under the selected programme (Ml/d) input as +ve 2022-23: 0; Gains in Water Available For Use / Savings in Demand under the selected programme (Ml/d) input as +ve 2023-24: 0; Gains in Water Available For Use / Savings in Demand under the selected programme (Ml/d) input as +ve 2024-25: 0; Gains in Water Available For Use / Savings in Demand under the selected programme (Ml/d) input as +ve 2025-26: 0; Gains in Water Available For Use / Savings in Demand under the selected programme (Ml/d) input as +ve 2026-27: 0; Gains in Water Available For Use / Savings in Demand under the selected programme (Ml/d) input as +ve 2027-28: 0.001713; Gains in Water Available For Use / Savings in Demand under the selected programme (Ml/d) input as +ve 2028-29: 0.0032886; Gains in Water Available For Use / Savings in Demand under the selected programme (Ml/d) input as +ve 2029-30: 0.0047618; Gains in Water Available For Use / Savings in Demand under the selected programme (Ml/d) input as +ve 2030-31: 0.0062491; Gains in Water Available For Use / Savings in Demand under the selected programme (Ml/d) input as +ve 2031-32: 0.0077494; Gains in Water Available For Use / Savings in Demand under the selected programme (Ml/d) input as +ve 2032-33: 0.0079717; Gains in Water Available For Use / Savings in Demand under the selected programme (Ml/d) input as +ve 2033-34: 0.0083051; Gains in Water Available For Use / Savings in Demand under the selected programme (Ml/d) input as +ve 2034-35: 0.0087228; Gains in Water Available For Use / Savings in Demand under the selected programme (Ml/d) input as +ve 2035-36: 0.0091434; Gains in Water Available For Use / Savings in Demand under the selected programme (Ml/d) input as +ve 2036-37: 0.0095543; Gains in Water Available For Use / Savings in Demand under the selected programme (Ml/d) input as +ve 2037-38: 0.0099502; Gains in Water Available For Use / Savings in Demand under the selected programme (Ml/d) input as +ve 2038-39: 0.010341; Gains in Water Available For Use / Savings in Demand under the selected programme (Ml/d) input as +ve 2039-40: 0.010725; Gains in Water Available For Use / Savings in Demand under the selected programme (Ml/d) input as +ve 2040-41: 0.011098; Gains in Water Available For Use / Savings in Demand under the selected programme (Ml/d) input as +ve 2041-42: 0.01147; Gains in Water Available For Use / Savings in Demand under the selected programme (Ml/d) input as +ve 2042-43: 0.01184; Gains in Water Available For Use / Savings in Demand under the selected programme (Ml/d) input as +ve 2043-44: 0.012206; Gains in Water Available For Use / Savings in Demand under the selected programme (Ml/d) input as +ve 2044-45: 0.012566; Gains in Water Available For Use / Savings in Demand under the selected programme (Ml/d) input as +ve 2045-46: 0.012922; Gains in Water Available For Use / Savings in Demand under the selected programme (Ml/d) input as +ve 2046-47: 0.013275; Gains in Water Available For Use / Savings in Demand under the selected programme (Ml/d) input as +ve 2047-48: 0.013625; Gains in Water Available For Use / Savings in Demand under the selected programme (Ml/d) input as +ve 2048-49: 0.013975; Gains in Water Available For Use / Savings in Demand under the selected programme (Ml/d) input as +ve 2049-50: 0.014324
51dF | 2c WRMP24. Garden Advice.AWSNAY | WEF 2c.AWSNAY | Water efficiency customer education / awareness | Customer Options | N | Least Cost | AWSNAY | Ml/d | 2 | Gains in Water Available For Use / Savings in Demand under the selected programme (Ml/d) input as +ve 2019-20: 0; Gains in Water Available For Use / Savings in Demand under the selected programme (Ml/d) input as +ve 2020-21: 0; Gains in Water Available For Use / Savings in Demand under the selected programme (Ml/d) input as +ve 2021-22: 0; Gains in Water Available For Use / Savings in Demand under the selected programme (Ml/d) input as +ve 2022-23: 0; Gains in Water Available For Use / Savings in Demand under the selected programme (Ml/d) input as +ve 2023-24: 0; Gains in Water Available For Use / Savings in Demand under the selected programme (Ml/d) input as +ve 2024-25: 0; Gains in Water Available For Use / Savings in Demand under the selected programme (Ml/d) input as +ve 2025-26: 0.00032198; Gains in Water Available For Use / Savings in Demand under the selected programme (Ml/d) input as +ve 2026-27: 0.00064534; Gains in Water Available For Use / Savings in Demand under the selected programme (Ml/d) input as +ve 2027-28: 0.00097036; Gains in Water Available For Use / Savings in Demand under the selected programme (Ml/d) input as +ve 2028-29: 0.0012992; Gains in Water Available For Use / Savings in Demand under the selected programme (Ml/d) input as +ve 2029-30: 0.0016337; Gains in Water Available For Use / Savings in Demand under the selected programme (Ml/d) input as +ve 2030-31: 0.0019713; Gains in Water Available For Use / Savings in Demand under the selected programme (Ml/d) input as +ve 2031-32: 0.0023118; Gains in Water Available For Use / Savings in Demand under the selected programme (Ml/d) input as +ve 2032-33: 0.0026566; Gains in Water Available For Use / Savings in Demand under the selected programme (Ml/d) input as +ve 2033-34: 0.003003; Gains in Water Available For Use / Savings in Demand under the selected programme (Ml/d) input as +ve 2034-35: 0.0033508; Gains in Water Available For Use / Savings in Demand under the selected programme (Ml/d) input as +ve 2035-36: 0.0037017; Gains in Water Available For Use / Savings in Demand under the selected programme (Ml/d) input as +ve 2036-37: 0.0040526; Gains in Water Available For Use / Savings in Demand under the selected programme (Ml/d) input as +ve 2037-38: 0.0044035; Gains in Water Available For Use / Savings in Demand under the selected programme (Ml/d) input as +ve 2038-39: 0.0047543; Gains in Water Available For Use / Savings in Demand under the selected programme (Ml/d) input as +ve 2039-40: 0.005105; Gains in Water Available For Use / Savings in Demand under the selected programme (Ml/d) input as +ve 2040-41: 0.0054555; Gains in Water Available For Use / Savings in Demand under the selected programme (Ml/d) input as +ve 2041-42: 0.0058057; Gains in Water Available For Use / Savings in Demand under the selected programme (Ml/d) input as +ve 2042-43: 0.0061556; Gains in Water Available For Use / Savings in Demand under the selected programme (Ml/d) input as +ve 2043-44: 0.0065043; Gains in Water Available For Use / Savings in Demand under the selected programme (Ml/d) input as +ve 2044-45: 0.0068517; Gains in Water Available For Use / Savings in Demand under the selected programme (Ml/d) input as +ve 2045-46: 0.0071983; Gains in Water Available For Use / Savings in Demand under the selected programme (Ml/d) input as +ve 2046-47: 0.0075438; Gains in Water Available For Use / Savings in Demand under the selected programme (Ml/d) input as +ve 2047-48: 0.0078884; Gains in Water Available For Use / Savings in Demand under the selected programme (Ml/d) input as +ve 2048-49: 0.008232; Gains in Water Available For Use / Savings in Demand under the selected programme (Ml/d) input as +ve 2049-50: 0.0085747
51dF | 2c WRMP24. Garden Advice.AWSNAY | WEF 2c.AWSNAY | Water efficiency customer education / awareness | Customer Options | N | Ofwat Core | AWSNAY | Ml/d | 2 | Gains in Water Available For Use / Savings in Demand under the selected programme (Ml/d) input as +ve 2019-20: 0; Gains in Water Available For Use / Savings in Demand under the selected programme (Ml/d) input as +ve 2020-21: 0; Gains in Water Available For Use / Savings in Demand under the selected programme (Ml/d) input as +ve 2021-22: 0; Gains in Water Available For Use / Savings in Demand under the selected programme (Ml/d) input as +ve 2022-23: 0; Gains in Water Available For Use / Savings in Demand under the selected programme (Ml/d) input as +ve 2023-24: 0; Gains in Water Available For Use / Savings in Demand under the selected programme (Ml/d) input as +ve 2024-25: 0; Gains in Water Available For Use / Savings in Demand under the selected programme (Ml/d) input as +ve 2025-26: 0.00032198; Gains in Water Available For Use / Savings in Demand under the selected programme (Ml/d) input as +ve 2026-27: 0.00064534; Gains in Water Available For Use / Savings in Demand under the selected programme (Ml/d) input as +ve 2027-28: 0.00097036; Gains in Water Available For Use / Savings in Demand under the selected programme (Ml/d) input as +ve 2028-29: 0.0012992; Gains in Water Available For Use / Savings in Demand under the selected programme (Ml/d) input as +ve 2029-30: 0.0016337; Gains in Water Available For Use / Savings in Demand under the selected programme (Ml/d) input as +ve 2030-31: 0.0019713; Gains in Water Available For Use / Savings in Demand under the selected programme (Ml/d) input as +ve 2031-32: 0.0023118; Gains in Water Available For Use / Savings in Demand under the selected programme (Ml/d) input as +ve 2032-33: 0.0026566; Gains in Water Available For Use / Savings in Demand under the selected programme (Ml/d) input as +ve 2033-34: 0.003003; Gains in Water Available For Use / Savings in Demand under the selected programme (Ml/d) input as +ve 2034-35: 0.0033508; Gains in Water Available For Use / Savings in Demand under the selected programme (Ml/d) input as +ve 2035-36: 0.0037017; Gains in Water Available For Use / Savings in Demand under the selected programme (Ml/d) input as +ve 2036-37: 0.0040526; Gains in Water Available For Use / Savings in Demand under the selected programme (Ml/d) input as +ve 2037-38: 0.0044035; Gains in Water Available For Use / Savings in Demand under the selected programme (Ml/d) input as +ve 2038-39: 0.0047543; Gains in Water Available For Use / Savings in Demand under the selected programme (Ml/d) input as +ve 2039-40: 0.005105; Gains in Water Available For Use / Savings in Demand under the selected programme (Ml/d) input as +ve 2040-41: 0.0054555; Gains in Water Available For Use / Savings in Demand under the selected programme (Ml/d) input as +ve 2041-42: 0.0058057; Gains in Water Available For Use / Savings in Demand under the selected programme (Ml/d) input as +ve 2042-43: 0.0061556; Gains in Water Available For Use / Savings in Demand under the selected programme (Ml/d) input as +ve 2043-44: 0.0065043; Gains in Water Available For Use / Savings in Demand under the selected programme (Ml/d) input as +ve 2044-45: 0.0068517; Gains in Water Available For Use / Savings in Demand under the selected programme (Ml/d) input as +ve 2045-46: 0.0071983; Gains in Water Available For Use / Savings in Demand under the selected programme (Ml/d) input as +ve 2046-47: 0.0075438; Gains in Water Available For Use / Savings in Demand under the selected programme (Ml/d) input as +ve 2047-48: 0.0078884; Gains in Water Available For Use / Savings in Demand under the selected programme (Ml/d) input as +ve 2048-49: 0.008232; Gains in Water Available For Use / Savings in Demand under the selected programme (Ml/d) input as +ve 2049-50: 0.0085747
51dP | 2c WRMP24. Garden Advice.AWSNAY | WEF 2c.AWSNAY | Water efficiency customer education / awareness | Customer Options | N | Preferred | AWSNAY | Ml/d | 2 | Gains in Water Available For Use / Savings in Demand under the selected programme (Ml/d) input as +ve 2019-20: 0; Gains in Water Available For Use / Savings in Demand under the selected programme (Ml/d) input as +ve 2020-21: 0; Gains in Water Available For Use / Savings in Demand under the selected programme (Ml/d) input as +ve 2021-22: 0; Gains in Water Available For Use / Savings in Demand under the selected programme (Ml/d) input as +ve 2022-23: 0; Gains in Water Available For Use / Savings in Demand under the selected programme (Ml/d) input as +ve 2023-24: 0; Gains in Water Available For Use / Savings in Demand under the selected programme (Ml/d) input as +ve 2024-25: 0; Gains in Water Available For Use / Savings in Demand under the selected programme (Ml/d) input as +ve 2025-26: 0.00032198; Gains in Water Available For Use / Savings in Demand under the selected programme (Ml/d) input as +ve 2026-27: 0.00064534; Gains in Water Available For Use / Savings in Demand under the selected programme (Ml/d) input as +ve 2027-28: 0.00097036; Gains in Water Available For Use / Savings in Demand under the selected programme (Ml/d) input as +ve 2028-29: 0.0012992; Gains in Water Available For Use / Savings in Demand under the selected programme (Ml/d) input as +ve 2029-30: 0.0016337; Gains in Water Available For Use / Savings in Demand under the selected programme (Ml/d) input as +ve 2030-31: 0.0019713; Gains in Water Available For Use / Savings in Demand under the selected programme (Ml/d) input as +ve 2031-32: 0.0023118; Gains in Water Available For Use / Savings in Demand under the selected programme (Ml/d) input as +ve 2032-33: 0.0026566; Gains in Water Available For Use / Savings in Demand under the selected programme (Ml/d) input as +ve 2033-34: 0.003003; Gains in Water Available For Use / Savings in Demand under the selected programme (Ml/d) input as +ve 2034-35: 0.0033508; Gains in Water Available For Use / Savings in Demand under the selected programme (Ml/d) input as +ve 2035-36: 0.0037017; Gains in Water Available For Use / Savings in Demand under the selected programme (Ml/d) input as +ve 2036-37: 0.0040526; Gains in Water Available For Use / Savings in Demand under the selected programme (Ml/d) input as +ve 2037-38: 0.0044035; Gains in Water Available For Use / Savings in Demand under the selected programme (Ml/d) input as +ve 2038-39: 0.0047543; Gains in Water Available For Use / Savings in Demand under the selected programme (Ml/d) input as +ve 2039-40: 0.005105; Gains in Water Available For Use / Savings in Demand under the selected programme (Ml/d) input as +ve 2040-41: 0.0054555; Gains in Water Available For Use / Savings in Demand under the selected programme (Ml/d) input as +ve 2041-42: 0.0058057; Gains in Water Available For Use / Savings in Demand under the selected programme (Ml/d) input as +ve 2042-43: 0.0061556; Gains in Water Available For Use / Savings in Demand under the selected programme (Ml/d) input as +ve 2043-44: 0.0065043; Gains in Water Available For Use / Savings in Demand under the selected programme (Ml/d) input as +ve 2044-45: 0.0068517; Gains in Water Available For Use / Savings in Demand under the selected programme (Ml/d) input as +ve 2045-46: 0.0071983; Gains in Water Available For Use / Savings in Demand under the selected programme (Ml/d) input as +ve 2046-47: 0.0075438; Gains in Water Available For Use / Savings in Demand under the selected programme (Ml/d) input as +ve 2047-48: 0.0078884; Gains in Water Available For Use / Savings in Demand under the selected programme (Ml/d) input as +ve 2048-49: 0.008232; Gains in Water Available For Use / Savings in Demand under the selected programme (Ml/d) input as +ve 2049-50: 0.0085747
51dF | 3a WRMP24. Community Reward.AWSNAY | WEF 3a.AWSNAY | Water efficiency customer education / awareness | Customer Options | N | Least Cost | AWSNAY | Ml/d | 2 | Gains in Water Available For Use / Savings in Demand under the selected programme (Ml/d) input as +ve 2019-20: 0; Gains in Water Available For Use / Savings in Demand under the selected programme (Ml/d) input as +ve 2020-21: 0; Gains in Water Available For Use / Savings in Demand under the selected programme (Ml/d) input as +ve 2021-22: 0; Gains in Water Available For Use / Savings in Demand under the selected programme (Ml/d) input as +ve 2022-23: 0; Gains in Water Available For Use / Savings in Demand under the selected programme (Ml/d) input as +ve 2023-24: 0; Gains in Water Available For Use / Savings in Demand under the selected programme (Ml/d) input as +ve 2024-25: 0; Gains in Water Available For Use / Savings in Demand under the selected programme (Ml/d) input as +ve 2025-26: 0; Gains in Water Available For Use / Savings in Demand under the selected programme (Ml/d) input as +ve 2026-27: 0; Gains in Water Available For Use / Savings in Demand under the selected programme (Ml/d) input as +ve 2027-28: 0.00047701; Gains in Water Available For Use / Savings in Demand under the selected programme (Ml/d) input as +ve 2028-29: 0.00090844; Gains in Water Available For Use / Savings in Demand under the selected programme (Ml/d) input as +ve 2029-30: 0.0013039; Gains in Water Available For Use / Savings in Demand under the selected programme (Ml/d) input as +ve 2030-31: 0.0016972; Gains in Water Available For Use / Savings in Demand under the selected programme (Ml/d) input as +ve 2031-32: 0.002088; Gains in Water Available For Use / Savings in Demand under the selected programme (Ml/d) input as +ve 2032-33: 0.0024792; Gains in Water Available For Use / Savings in Demand under the selected programme (Ml/d) input as +ve 2033-34: 0.0028691; Gains in Water Available For Use / Savings in Demand under the selected programme (Ml/d) input as +ve 2034-35: 0.0032581; Gains in Water Available For Use / Savings in Demand under the selected programme (Ml/d) input as +ve 2035-36: 0.0036472; Gains in Water Available For Use / Savings in Demand under the selected programme (Ml/d) input as +ve 2036-37: 0.0040348; Gains in Water Available For Use / Savings in Demand under the selected programme (Ml/d) input as +ve 2037-38: 0.0044213; Gains in Water Available For Use / Savings in Demand under the selected programme (Ml/d) input as +ve 2038-39: 0.0048066; Gains in Water Available For Use / Savings in Demand under the selected programme (Ml/d) input as +ve 2039-40: 0.0051914; Gains in Water Available For Use / Savings in Demand under the selected programme (Ml/d) input as +ve 2040-41: 0.0055755; Gains in Water Available For Use / Savings in Demand under the selected programme (Ml/d) input as +ve 2041-42: 0.0059588; Gains in Water Available For Use / Savings in Demand under the selected programme (Ml/d) input as +ve 2042-43: 0.0060589; Gains in Water Available For Use / Savings in Demand under the selected programme (Ml/d) input as +ve 2043-44: 0.0061873; Gains in Water Available For Use / Savings in Demand under the selected programme (Ml/d) input as +ve 2044-45: 0.0063383; Gains in Water Available For Use / Savings in Demand under the selected programme (Ml/d) input as +ve 2045-46: 0.0064916; Gains in Water Available For Use / Savings in Demand under the selected programme (Ml/d) input as +ve 2046-47: 0.0066471; Gains in Water Available For Use / Savings in Demand under the selected programme (Ml/d) input as +ve 2047-48: 0.0068031; Gains in Water Available For Use / Savings in Demand under the selected programme (Ml/d) input as +ve 2048-49: 0.0069596; Gains in Water Available For Use / Savings in Demand under the selected programme (Ml/d) input as +ve 2049-50: 0.0071164
51dF | 3a WRMP24. Community Reward.AWSNAY | WEF 3a.AWSNAY | Water efficiency customer education / awareness | Customer Options | N | Ofwat Core | AWSNAY | Ml/d | 2 | Gains in Water Available For Use / Savings in Demand under the selected programme (Ml/d) input as +ve 2019-20: 0; Gains in Water Available For Use / Savings in Demand under the selected programme (Ml/d) input as +ve 2020-21: 0; Gains in Water Available For Use / Savings in Demand under the selected programme (Ml/d) input as +ve 2021-22: 0; Gains in Water Available For Use / Savings in Demand under the selected programme (Ml/d) input as +ve 2022-23: 0; Gains in Water Available For Use / Savings in Demand under the selected programme (Ml/d) input as +ve 2023-24: 0; Gains in Water Available For Use / Savings in Demand under the selected programme (Ml/d) input as +ve 2024-25: 0; Gains in Water Available For Use / Savings in Demand under the selected programme (Ml/d) input as +ve 2025-26: 0; Gains in Water Available For Use / Savings in Demand under the selected programme (Ml/d) input as +ve 2026-27: 0; Gains in Water Available For Use / Savings in Demand under the selected programme (Ml/d) input as +ve 2027-28: 0.00047701; Gains in Water Available For Use / Savings in Demand under the selected programme (Ml/d) input as +ve 2028-29: 0.00090844; Gains in Water Available For Use / Savings in Demand under the selected programme (Ml/d) input as +ve 2029-30: 0.0013039; Gains in Water Available For Use / Savings in Demand under the selected programme (Ml/d) input as +ve 2030-31: 0.0016972; Gains in Water Available For Use / Savings in Demand under the selected programme (Ml/d) input as +ve 2031-32: 0.002088; Gains in Water Available For Use / Savings in Demand under the selected programme (Ml/d) input as +ve 2032-33: 0.0024792; Gains in Water Available For Use / Savings in Demand under the selected programme (Ml/d) input as +ve 2033-34: 0.0028691; Gains in Water Available For Use / Savings in Demand under the selected programme (Ml/d) input as +ve 2034-35: 0.0032581; Gains in Water Available For Use / Savings in Demand under the selected programme (Ml/d) input as +ve 2035-36: 0.0036472; Gains in Water Available For Use / Savings in Demand under the selected programme (Ml/d) input as +ve 2036-37: 0.0040348; Gains in Water Available For Use / Savings in Demand under the selected programme (Ml/d) input as +ve 2037-38: 0.0044213; Gains in Water Available For Use / Savings in Demand under the selected programme (Ml/d) input as +ve 2038-39: 0.0048066; Gains in Water Available For Use / Savings in Demand under the selected programme (Ml/d) input as +ve 2039-40: 0.0051914; Gains in Water Available For Use / Savings in Demand under the selected programme (Ml/d) input as +ve 2040-41: 0.0055755; Gains in Water Available For Use / Savings in Demand under the selected programme (Ml/d) input as +ve 2041-42: 0.0059588; Gains in Water Available For Use / Savings in Demand under the selected programme (Ml/d) input as +ve 2042-43: 0.0060589; Gains in Water Available For Use / Savings in Demand under the selected programme (Ml/d) input as +ve 2043-44: 0.0061873; Gains in Water Available For Use / Savings in Demand under the selected programme (Ml/d) input as +ve 2044-45: 0.0063383; Gains in Water Available For Use / Savings in Demand under the selected programme (Ml/d) input as +ve 2045-46: 0.0064916; Gains in Water Available For Use / Savings in Demand under the selected programme (Ml/d) input as +ve 2046-47: 0.0066471; Gains in Water Available For Use / Savings in Demand under the selected programme (Ml/d) input as +ve 2047-48: 0.0068031; Gains in Water Available For Use / Savings in Demand under the selected programme (Ml/d) input as +ve 2048-49: 0.0069596; Gains in Water Available For Use / Savings in Demand under the selected programme (Ml/d) input as +ve 2049-50: 0.0071164
51dP | 3a WRMP24. Community Reward.AWSNAY | WEF 3a.AWSNAY | Water efficiency customer education / awareness | Customer Options | N | Preferred | AWSNAY | Ml/d | 2 | Gains in Water Available For Use / Savings in Demand under the selected programme (Ml/d) input as +ve 2019-20: 0; Gains in Water Available For Use / Savings in Demand under the selected programme (Ml/d) input as +ve 2020-21: 0; Gains in Water Available For Use / Savings in Demand under the selected programme (Ml/d) input as +ve 2021-22: 0; Gains in Water Available For Use / Savings in Demand under the selected programme (Ml/d) input as +ve 2022-23: 0; Gains in Water Available For Use / Savings in Demand under the selected programme (Ml/d) input as +ve 2023-24: 0; Gains in Water Available For Use / Savings in Demand under the selected programme (Ml/d) input as +ve 2024-25: 0; Gains in Water Available For Use / Savings in Demand under the selected programme (Ml/d) input as +ve 2025-26: 0; Gains in Water Available For Use / Savings in Demand under the selected programme (Ml/d) input as +ve 2026-27: 0; Gains in Water Available For Use / Savings in Demand under the selected programme (Ml/d) input as +ve 2027-28: 0.00047701; Gains in Water Available For Use / Savings in Demand under the selected programme (Ml/d) input as +ve 2028-29: 0.00090844; Gains in Water Available For Use / Savings in Demand under the selected programme (Ml/d) input as +ve 2029-30: 0.0013039; Gains in Water Available For Use / Savings in Demand under the selected programme (Ml/d) input as +ve 2030-31: 0.0016972; Gains in Water Available For Use / Savings in Demand under the selected programme (Ml/d) input as +ve 2031-32: 0.002088; Gains in Water Available For Use / Savings in Demand under the selected programme (Ml/d) input as +ve 2032-33: 0.0024792; Gains in Water Available For Use / Savings in Demand under the selected programme (Ml/d) input as +ve 2033-34: 0.0028691; Gains in Water Available For Use / Savings in Demand under the selected programme (Ml/d) input as +ve 2034-35: 0.0032581; Gains in Water Available For Use / Savings in Demand under the selected programme (Ml/d) input as +ve 2035-36: 0.0036472; Gains in Water Available For Use / Savings in Demand under the selected programme (Ml/d) input as +ve 2036-37: 0.0040348; Gains in Water Available For Use / Savings in Demand under the selected programme (Ml/d) input as +ve 2037-38: 0.0044213; Gains in Water Available For Use / Savings in Demand under the selected programme (Ml/d) input as +ve 2038-39: 0.0048066; Gains in Water Available For Use / Savings in Demand under the selected programme (Ml/d) input as +ve 2039-40: 0.0051914; Gains in Water Available For Use / Savings in Demand under the selected programme (Ml/d) input as +ve 2040-41: 0.0055755; Gains in Water Available For Use / Savings in Demand under the selected programme (Ml/d) input as +ve 2041-42: 0.0059588; Gains in Water Available For Use / Savings in Demand under the selected programme (Ml/d) input as +ve 2042-43: 0.0060589; Gains in Water Available For Use / Savings in Demand under the selected programme (Ml/d) input as +ve 2043-44: 0.0061873; Gains in Water Available For Use / Savings in Demand under the selected programme (Ml/d) input as +ve 2044-45: 0.0063383; Gains in Water Available For Use / Savings in Demand under the selected programme (Ml/d) input as +ve 2045-46: 0.0064916; Gains in Water Available For Use / Savings in Demand under the selected programme (Ml/d) input as +ve 2046-47: 0.0066471; Gains in Water Available For Use / Savings in Demand under the selected programme (Ml/d) input as +ve 2047-48: 0.0068031; Gains in Water Available For Use / Savings in Demand under the selected programme (Ml/d) input as +ve 2048-49: 0.0069596; Gains in Water Available For Use / Savings in Demand under the selected programme (Ml/d) input as +ve 2049-50: 0.0071164
51dF | 4a WRMP24. PL Uplift - Vulnerable Customers.AWSNAY | WEF 4a.AWSNAY | Other water efficiency | Customer Options | N | Least Cost | AWSNAY | Ml/d | 2 | Gains in Water Available For Use / Savings in Demand under the selected programme (Ml/d) input as +ve 2019-20: 0; Gains in Water Available For Use / Savings in Demand under the selected programme (Ml/d) input as +ve 2020-21: 0; Gains in Water Available For Use / Savings in Demand under the selected programme (Ml/d) input as +ve 2021-22: 0; Gains in Water Available For Use / Savings in Demand under the selected programme (Ml/d) input as +ve 2022-23: 0; Gains in Water Available For Use / Savings in Demand under the selected programme (Ml/d) input as +ve 2023-24: 0; Gains in Water Available For Use / Savings in Demand under the selected programme (Ml/d) input as +ve 2024-25: 0; Gains in Water Available For Use / Savings in Demand under the selected programme (Ml/d) input as +ve 2025-26: 0; Gains in Water Available For Use / Savings in Demand under the selected programme (Ml/d) input as +ve 2026-27: 0; Gains in Water Available For Use / Savings in Demand under the selected programme (Ml/d) input as +ve 2027-28: 0.0023731; Gains in Water Available For Use / Savings in Demand under the selected programme (Ml/d) input as +ve 2028-29: 0.0028531; Gains in Water Available For Use / Savings in Demand under the selected programme (Ml/d) input as +ve 2029-30: 0.003373; Gains in Water Available For Use / Savings in Demand under the selected programme (Ml/d) input as +ve 2030-31: 0.0038897; Gains in Water Available For Use / Savings in Demand under the selected programme (Ml/d) input as +ve 2031-32: 0.0044239; Gains in Water Available For Use / Savings in Demand under the selected programme (Ml/d) input as +ve 2032-33: 0.0045456; Gains in Water Available For Use / Savings in Demand under the selected programme (Ml/d) input as +ve 2033-34: 0.0046262; Gains in Water Available For Use / Savings in Demand under the selected programme (Ml/d) input as +ve 2034-35: 0.004704; Gains in Water Available For Use / Savings in Demand under the selected programme (Ml/d) input as +ve 2035-36: 0.0048021; Gains in Water Available For Use / Savings in Demand under the selected programme (Ml/d) input as +ve 2036-37: 0.0048592; Gains in Water Available For Use / Savings in Demand under the selected programme (Ml/d) input as +ve 2037-38: 0.0049151; Gains in Water Available For Use / Savings in Demand under the selected programme (Ml/d) input as +ve 2038-39: 0.0049689; Gains in Water Available For Use / Savings in Demand under the selected programme (Ml/d) input as +ve 2039-40: 0.0050209; Gains in Water Available For Use / Savings in Demand under the selected programme (Ml/d) input as +ve 2040-41: 0.0050709; Gains in Water Available For Use / Savings in Demand under the selected programme (Ml/d) input as +ve 2041-42: 0.0051194; Gains in Water Available For Use / Savings in Demand under the selected programme (Ml/d) input as +ve 2042-43: 0.0051661; Gains in Water Available For Use / Savings in Demand under the selected programme (Ml/d) input as +ve 2043-44: 0.0051996; Gains in Water Available For Use / Savings in Demand under the selected programme (Ml/d) input as +ve 2044-45: 0.0052313; Gains in Water Available For Use / Savings in Demand under the selected programme (Ml/d) input as +ve 2045-46: 0.0052616; Gains in Water Available For Use / Savings in Demand under the selected programme (Ml/d) input as +ve 2046-47: 0.0052908; Gains in Water Available For Use / Savings in Demand under the selected programme (Ml/d) input as +ve 2047-48: 0.0053188; Gains in Water Available For Use / Savings in Demand under the selected programme (Ml/d) input as +ve 2048-49: 0.0053461; Gains in Water Available For Use / Savings in Demand under the selected programme (Ml/d) input as +ve 2049-50: 0.0053724
51dF | 4a WRMP24. PL Uplift - Vulnerable Customers.AWSNAY | WEF 4a.AWSNAY | Other water efficiency | Customer Options | N | Ofwat Core | AWSNAY | Ml/d | 2 | Gains in Water Available For Use / Savings in Demand under the selected programme (Ml/d) input as +ve 2019-20: 0; Gains in Water Available For Use / Savings in Demand under the selected programme (Ml/d) input as +ve 2020-21: 0; Gains in Water Available For Use / Savings in Demand under the selected programme (Ml/d) input as +ve 2021-22: 0; Gains in Water Available For Use / Savings in Demand under the selected programme (Ml/d) input as +ve 2022-23: 0; Gains in Water Available For Use / Savings in Demand under the selected programme (Ml/d) input as +ve 2023-24: 0; Gains in Water Available For Use / Savings in Demand under the selected programme (Ml/d) input as +ve 2024-25: 0; Gains in Water Available For Use / Savings in Demand under the selected programme (Ml/d) input as +ve 2025-26: 0; Gains in Water Available For Use / Savings in Demand under the selected programme (Ml/d) input as +ve 2026-27: 0; Gains in Water Available For Use / Savings in Demand under the selected programme (Ml/d) input as +ve 2027-28: 0.0023731; Gains in Water Available For Use / Savings in Demand under the selected programme (Ml/d) input as +ve 2028-29: 0.0028531; Gains in Water Available For Use / Savings in Demand under the selected programme (Ml/d) input as +ve 2029-30: 0.003373; Gains in Water Available For Use / Savings in Demand under the selected programme (Ml/d) input as +ve 2030-31: 0.0038897; Gains in Water Available For Use / Savings in Demand under the selected programme (Ml/d) input as +ve 2031-32: 0.0044239; Gains in Water Available For Use / Savings in Demand under the selected programme (Ml/d) input as +ve 2032-33: 0.0045456; Gains in Water Available For Use / Savings in Demand under the selected programme (Ml/d) input as +ve 2033-34: 0.0046262; Gains in Water Available For Use / Savings in Demand under the selected programme (Ml/d) input as +ve 2034-35: 0.004704; Gains in Water Available For Use / Savings in Demand under the selected programme (Ml/d) input as +ve 2035-36: 0.0048021; Gains in Water Available For Use / Savings in Demand under the selected programme (Ml/d) input as +ve 2036-37: 0.0048592; Gains in Water Available For Use / Savings in Demand under the selected programme (Ml/d) input as +ve 2037-38: 0.0049151; Gains in Water Available For Use / Savings in Demand under the selected programme (Ml/d) input as +ve 2038-39: 0.0049689; Gains in Water Available For Use / Savings in Demand under the selected programme (Ml/d) input as +ve 2039-40: 0.0050209; Gains in Water Available For Use / Savings in Demand under the selected programme (Ml/d) input as +ve 2040-41: 0.0050709; Gains in Water Available For Use / Savings in Demand under the selected programme (Ml/d) input as +ve 2041-42: 0.0051194; Gains in Water Available For Use / Savings in Demand under the selected programme (Ml/d) input as +ve 2042-43: 0.0051661; Gains in Water Available For Use / Savings in Demand under the selected programme (Ml/d) input as +ve 2043-44: 0.0051996; Gains in Water Available For Use / Savings in Demand under the selected programme (Ml/d) input as +ve 2044-45: 0.0052313; Gains in Water Available For Use / Savings in Demand under the selected programme (Ml/d) input as +ve 2045-46: 0.0052616; Gains in Water Available For Use / Savings in Demand under the selected programme (Ml/d) input as +ve 2046-47: 0.0052908; Gains in Water Available For Use / Savings in Demand under the selected programme (Ml/d) input as +ve 2047-48: 0.0053188; Gains in Water Available For Use / Savings in Demand under the selected programme (Ml/d) input as +ve 2048-49: 0.0053461; Gains in Water Available For Use / Savings in Demand under the selected programme (Ml/d) input as +ve 2049-50: 0.0053724
51dP | 4a WRMP24. PL Uplift - Vulnerable Customers.AWSNAY | WEF 4a.AWSNAY | Other water efficiency | Customer Options | N | Preferred | AWSNAY | Ml/d | 2 | Gains in Water Available For Use / Savings in Demand under the selected programme (Ml/d) input as +ve 2019-20: 0; Gains in Water Available For Use / Savings in Demand under the selected programme (Ml/d) input as +ve 2020-21: 0; Gains in Water Available For Use / Savings in Demand under the selected programme (Ml/d) input as +ve 2021-22: 0; Gains in Water Available For Use / Savings in Demand under the selected programme (Ml/d) input as +ve 2022-23: 0; Gains in Water Available For Use / Savings in Demand under the selected programme (Ml/d) input as +ve 2023-24: 0; Gains in Water Available For Use / Savings in Demand under the selected programme (Ml/d) input as +ve 2024-25: 0; Gains in Water Available For Use / Savings in Demand under the selected programme (Ml/d) input as +ve 2025-26: 0; Gains in Water Available For Use / Savings in Demand under the selected programme (Ml/d) input as +ve 2026-27: 0; Gains in Water Available For Use / Savings in Demand under the selected programme (Ml/d) input as +ve 2027-28: 0.0023731; Gains in Water Available For Use / Savings in Demand under the selected programme (Ml/d) input as +ve 2028-29: 0.0028531; Gains in Water Available For Use / Savings in Demand under the selected programme (Ml/d) input as +ve 2029-30: 0.003373; Gains in Water Available For Use / Savings in Demand under the selected programme (Ml/d) input as +ve 2030-31: 0.0038897; Gains in Water Available For Use / Savings in Demand under the selected programme (Ml/d) input as +ve 2031-32: 0.0044239; Gains in Water Available For Use / Savings in Demand under the selected programme (Ml/d) input as +ve 2032-33: 0.0045456; Gains in Water Available For Use / Savings in Demand under the selected programme (Ml/d) input as +ve 2033-34: 0.0046262; Gains in Water Available For Use / Savings in Demand under the selected programme (Ml/d) input as +ve 2034-35: 0.004704; Gains in Water Available For Use / Savings in Demand under the selected programme (Ml/d) input as +ve 2035-36: 0.0048021; Gains in Water Available For Use / Savings in Demand under the selected programme (Ml/d) input as +ve 2036-37: 0.0048592; Gains in Water Available For Use / Savings in Demand under the selected programme (Ml/d) input as +ve 2037-38: 0.0049151; Gains in Water Available For Use / Savings in Demand under the selected programme (Ml/d) input as +ve 2038-39: 0.0049689; Gains in Water Available For Use / Savings in Demand under the selected programme (Ml/d) input as +ve 2039-40: 0.0050209; Gains in Water Available For Use / Savings in Demand under the selected programme (Ml/d) input as +ve 2040-41: 0.0050709; Gains in Water Available For Use / Savings in Demand under the selected programme (Ml/d) input as +ve 2041-42: 0.0051194; Gains in Water Available For Use / Savings in Demand under the selected programme (Ml/d) input as +ve 2042-43: 0.0051661; Gains in Water Available For Use / Savings in Demand under the selected programme (Ml/d) input as +ve 2043-44: 0.0051996; Gains in Water Available For Use / Savings in Demand under the selected programme (Ml/d) input as +ve 2044-45: 0.0052313; Gains in Water Available For Use / Savings in Demand under the selected programme (Ml/d) input as +ve 2045-46: 0.0052616; Gains in Water Available For Use / Savings in Demand under the selected programme (Ml/d) input as +ve 2046-47: 0.0052908; Gains in Water Available For Use / Savings in Demand under the selected programme (Ml/d) input as +ve 2047-48: 0.0053188; Gains in Water Available For Use / Savings in Demand under the selected programme (Ml/d) input as +ve 2048-49: 0.0053461; Gains in Water Available For Use / Savings in Demand under the selected programme (Ml/d) input as +ve 2049-50: 0.0053724
51dF | 4c-PL WRMP24. PL uplift - Non-Vulnerable Customers.AWSNAY | WEF 4c-PL.AWSNAY | Other water efficiency | Customer Options | N | Least Cost | AWSNAY | Ml/d | 2 | Gains in Water Available For Use / Savings in Demand under the selected programme (Ml/d) input as +ve 2019-20: 0; Gains in Water Available For Use / Savings in Demand under the selected programme (Ml/d) input as +ve 2020-21: 0; Gains in Water Available For Use / Savings in Demand under the selected programme (Ml/d) input as +ve 2021-22: 0; Gains in Water Available For Use / Savings in Demand under the selected programme (Ml/d) input as +ve 2022-23: 0; Gains in Water Available For Use / Savings in Demand under the selected programme (Ml/d) input as +ve 2023-24: 0; Gains in Water Available For Use / Savings in Demand under the selected programme (Ml/d) input as +ve 2024-25: 0; Gains in Water Available For Use / Savings in Demand under the selected programme (Ml/d) input as +ve 2025-26: 0; Gains in Water Available For Use / Savings in Demand under the selected programme (Ml/d) input as +ve 2026-27: 0; Gains in Water Available For Use / Savings in Demand under the selected programme (Ml/d) input as +ve 2027-28: 0.020489; Gains in Water Available For Use / Savings in Demand under the selected programme (Ml/d) input as +ve 2028-29: 0.024634; Gains in Water Available For Use / Savings in Demand under the selected programme (Ml/d) input as +ve 2029-30: 0.029123; Gains in Water Available For Use / Savings in Demand under the selected programme (Ml/d) input as +ve 2030-31: 0.033584; Gains in Water Available For Use / Savings in Demand under the selected programme (Ml/d) input as +ve 2031-32: 0.038196; Gains in Water Available For Use / Savings in Demand under the selected programme (Ml/d) input as +ve 2032-33: 0.039247; Gains in Water Available For Use / Savings in Demand under the selected programme (Ml/d) input as +ve 2033-34: 0.039943; Gains in Water Available For Use / Savings in Demand under the selected programme (Ml/d) input as +ve 2034-35: 0.040614; Gains in Water Available For Use / Savings in Demand under the selected programme (Ml/d) input as +ve 2035-36: 0.041461; Gains in Water Available For Use / Savings in Demand under the selected programme (Ml/d) input as +ve 2036-37: 0.041955; Gains in Water Available For Use / Savings in Demand under the selected programme (Ml/d) input as +ve 2037-38: 0.042437; Gains in Water Available For Use / Savings in Demand under the selected programme (Ml/d) input as +ve 2038-39: 0.042902; Gains in Water Available For Use / Savings in Demand under the selected programme (Ml/d) input as +ve 2039-40: 0.043351; Gains in Water Available For Use / Savings in Demand under the selected programme (Ml/d) input as +ve 2040-41: 0.043782; Gains in Water Available For Use / Savings in Demand under the selected programme (Ml/d) input as +ve 2041-42: 0.044202; Gains in Water Available For Use / Savings in Demand under the selected programme (Ml/d) input as +ve 2042-43: 0.044605; Gains in Water Available For Use / Savings in Demand under the selected programme (Ml/d) input as +ve 2043-44: 0.044894; Gains in Water Available For Use / Savings in Demand under the selected programme (Ml/d) input as +ve 2044-45: 0.045168; Gains in Water Available For Use / Savings in Demand under the selected programme (Ml/d) input as +ve 2045-46: 0.045429; Gains in Water Available For Use / Savings in Demand under the selected programme (Ml/d) input as +ve 2046-47: 0.045681; Gains in Water Available For Use / Savings in Demand under the selected programme (Ml/d) input as +ve 2047-48: 0.045923; Gains in Water Available For Use / Savings in Demand under the selected programme (Ml/d) input as +ve 2048-49: 0.046158; Gains in Water Available For Use / Savings in Demand under the selected programme (Ml/d) input as +ve 2049-50: 0.046386
51dF | 4c-PL WRMP24. PL uplift - Non-Vulnerable Customers.AWSNAY | WEF 4c-PL.AWSNAY | Other water efficiency | Customer Options | N | Ofwat Core | AWSNAY | Ml/d | 2 | Gains in Water Available For Use / Savings in Demand under the selected programme (Ml/d) input as +ve 2019-20: 0; Gains in Water Available For Use / Savings in Demand under the selected programme (Ml/d) input as +ve 2020-21: 0; Gains in Water Available For Use / Savings in Demand under the selected programme (Ml/d) input as +ve 2021-22: 0; Gains in Water Available For Use / Savings in Demand under the selected programme (Ml/d) input as +ve 2022-23: 0; Gains in Water Available For Use / Savings in Demand under the selected programme (Ml/d) input as +ve 2023-24: 0; Gains in Water Available For Use / Savings in Demand under the selected programme (Ml/d) input as +ve 2024-25: 0; Gains in Water Available For Use / Savings in Demand under the selected programme (Ml/d) input as +ve 2025-26: 0; Gains in Water Available For Use / Savings in Demand under the selected programme (Ml/d) input as +ve 2026-27: 0; Gains in Water Available For Use / Savings in Demand under the selected programme (Ml/d) input as +ve 2027-28: 0.020489; Gains in Water Available For Use / Savings in Demand under the selected programme (Ml/d) input as +ve 2028-29: 0.024634; Gains in Water Available For Use / Savings in Demand under the selected programme (Ml/d) input as +ve 2029-30: 0.029123; Gains in Water Available For Use / Savings in Demand under the selected programme (Ml/d) input as +ve 2030-31: 0.033584; Gains in Water Available For Use / Savings in Demand under the selected programme (Ml/d) input as +ve 2031-32: 0.038196; Gains in Water Available For Use / Savings in Demand under the selected programme (Ml/d) input as +ve 2032-33: 0.039247; Gains in Water Available For Use / Savings in Demand under the selected programme (Ml/d) input as +ve 2033-34: 0.039943; Gains in Water Available For Use / Savings in Demand under the selected programme (Ml/d) input as +ve 2034-35: 0.040614; Gains in Water Available For Use / Savings in Demand under the selected programme (Ml/d) input as +ve 2035-36: 0.041461; Gains in Water Available For Use / Savings in Demand under the selected programme (Ml/d) input as +ve 2036-37: 0.041955; Gains in Water Available For Use / Savings in Demand under the selected programme (Ml/d) input as +ve 2037-38: 0.042437; Gains in Water Available For Use / Savings in Demand under the selected programme (Ml/d) input as +ve 2038-39: 0.042902; Gains in Water Available For Use / Savings in Demand under the selected programme (Ml/d) input as +ve 2039-40: 0.043351; Gains in Water Available For Use / Savings in Demand under the selected programme (Ml/d) input as +ve 2040-41: 0.043782; Gains in Water Available For Use / Savings in Demand under the selected programme (Ml/d) input as +ve 2041-42: 0.044202; Gains in Water Available For Use / Savings in Demand under the selected programme (Ml/d) input as +ve 2042-43: 0.044605; Gains in Water Available For Use / Savings in Demand under the selected programme (Ml/d) input as +ve 2043-44: 0.044894; Gains in Water Available For Use / Savings in Demand under the selected programme (Ml/d) input as +ve 2044-45: 0.045168; Gains in Water Available For Use / Savings in Demand under the selected programme (Ml/d) input as +ve 2045-46: 0.045429; Gains in Water Available For Use / Savings in Demand under the selected programme (Ml/d) input as +ve 2046-47: 0.045681; Gains in Water Available For Use / Savings in Demand under the selected programme (Ml/d) input as +ve 2047-48: 0.045923; Gains in Water Available For Use / Savings in Demand under the selected programme (Ml/d) input as +ve 2048-49: 0.046158; Gains in Water Available For Use / Savings in Demand under the selected programme (Ml/d) input as +ve 2049-50: 0.046386
51dP | 4c-PL WRMP24. PL uplift - Non-Vulnerable Customers.AWSNAY | WEF 4c-PL.AWSNAY | Other water efficiency | Customer Options | N | Preferred | AWSNAY | Ml/d | 2 | Gains in Water Available For Use / Savings in Demand under the selected programme (Ml/d) input as +ve 2019-20: 0; Gains in Water Available For Use / Savings in Demand under the selected programme (Ml/d) input as +ve 2020-21: 0; Gains in Water Available For Use / Savings in Demand under the selected programme (Ml/d) input as +ve 2021-22: 0; Gains in Water Available For Use / Savings in Demand under the selected programme (Ml/d) input as +ve 2022-23: 0; Gains in Water Available For Use / Savings in Demand under the selected programme (Ml/d) input as +ve 2023-24: 0; Gains in Water Available For Use / Savings in Demand under the selected programme (Ml/d) input as +ve 2024-25: 0; Gains in Water Available For Use / Savings in Demand under the selected programme (Ml/d) input as +ve 2025-26: 0; Gains in Water Available For Use / Savings in Demand under the selected programme (Ml/d) input as +ve 2026-27: 0; Gains in Water Available For Use / Savings in Demand under the selected programme (Ml/d) input as +ve 2027-28: 0.020489; Gains in Water Available For Use / Savings in Demand under the selected programme (Ml/d) input as +ve 2028-29: 0.024634; Gains in Water Available For Use / Savings in Demand under the selected programme (Ml/d) input as +ve 2029-30: 0.029123; Gains in Water Available For Use / Savings in Demand under the selected programme (Ml/d) input as +ve 2030-31: 0.033584; Gains in Water Available For Use / Savings in Demand under the selected programme (Ml/d) input as +ve 2031-32: 0.038196; Gains in Water Available For Use / Savings in Demand under the selected programme (Ml/d) input as +ve 2032-33: 0.039247; Gains in Water Available For Use / Savings in Demand under the selected programme (Ml/d) input as +ve 2033-34: 0.039943; Gains in Water Available For Use / Savings in Demand under the selected programme (Ml/d) input as +ve 2034-35: 0.040614; Gains in Water Available For Use / Savings in Demand under the selected programme (Ml/d) input as +ve 2035-36: 0.041461; Gains in Water Available For Use / Savings in Demand under the selected programme (Ml/d) input as +ve 2036-37: 0.041955; Gains in Water Available For Use / Savings in Demand under the selected programme (Ml/d) input as +ve 2037-38: 0.042437; Gains in Water Available For Use / Savings in Demand under the selected programme (Ml/d) input as +ve 2038-39: 0.042902; Gains in Water Available For Use / Savings in Demand under the selected programme (Ml/d) input as +ve 2039-40: 0.043351; Gains in Water Available For Use / Savings in Demand under the selected programme (Ml/d) input as +ve 2040-41: 0.043782; Gains in Water Available For Use / Savings in Demand under the selected programme (Ml/d) input as +ve 2041-42: 0.044202; Gains in Water Available For Use / Savings in Demand under the selected programme (Ml/d) input as +ve 2042-43: 0.044605; Gains in Water Available For Use / Savings in Demand under the selected programme (Ml/d) input as +ve 2043-44: 0.044894; Gains in Water Available For Use / Savings in Demand under the selected programme (Ml/d) input as +ve 2044-45: 0.045168; Gains in Water Available For Use / Savings in Demand under the selected programme (Ml/d) input as +ve 2045-46: 0.045429; Gains in Water Available For Use / Savings in Demand under the selected programme (Ml/d) input as +ve 2046-47: 0.045681; Gains in Water Available For Use / Savings in Demand under the selected programme (Ml/d) input as +ve 2047-48: 0.045923; Gains in Water Available For Use / Savings in Demand under the selected programme (Ml/d) input as +ve 2048-49: 0.046158; Gains in Water Available For Use / Savings in Demand under the selected programme (Ml/d) input as +ve 2049-50: 0.046386
51dF | 4d WRMP24. Leaky Loos Campaign.AWSNAY | WEF 4d.AWSNAY | Other water efficiency | Customer Options | N | Least Cost | AWSNAY | Ml/d | 2 | Gains in Water Available For Use / Savings in Demand under the selected programme (Ml/d) input as +ve 2019-20: 0; Gains in Water Available For Use / Savings in Demand under the selected programme (Ml/d) input as +ve 2020-21: 0; Gains in Water Available For Use / Savings in Demand under the selected programme (Ml/d) input as +ve 2021-22: 0; Gains in Water Available For Use / Savings in Demand under the selected programme (Ml/d) input as +ve 2022-23: 0; Gains in Water Available For Use / Savings in Demand under the selected programme (Ml/d) input as +ve 2023-24: 0; Gains in Water Available For Use / Savings in Demand under the selected programme (Ml/d) input as +ve 2024-25: 0; Gains in Water Available For Use / Savings in Demand under the selected programme (Ml/d) input as +ve 2025-26: 0.0082438; Gains in Water Available For Use / Savings in Demand under the selected programme (Ml/d) input as +ve 2026-27: 0.016679; Gains in Water Available For Use / Savings in Demand under the selected programme (Ml/d) input as +ve 2027-28: 0.016972; Gains in Water Available For Use / Savings in Demand under the selected programme (Ml/d) input as +ve 2028-29: 0.017265; Gains in Water Available For Use / Savings in Demand under the selected programme (Ml/d) input as +ve 2029-30: 0.017559; Gains in Water Available For Use / Savings in Demand under the selected programme (Ml/d) input as +ve 2030-31: 0.017559; Gains in Water Available For Use / Savings in Demand under the selected programme (Ml/d) input as +ve 2031-32: 0.017559; Gains in Water Available For Use / Savings in Demand under the selected programme (Ml/d) input as +ve 2032-33: 0.017559; Gains in Water Available For Use / Savings in Demand under the selected programme (Ml/d) input as +ve 2033-34: 0.017559; Gains in Water Available For Use / Savings in Demand under the selected programme (Ml/d) input as +ve 2034-35: 0.017559; Gains in Water Available For Use / Savings in Demand under the selected programme (Ml/d) input as +ve 2035-36: 0.017559; Gains in Water Available For Use / Savings in Demand under the selected programme (Ml/d) input as +ve 2036-37: 0.017559; Gains in Water Available For Use / Savings in Demand under the selected programme (Ml/d) input as +ve 2037-38: 0.017559; Gains in Water Available For Use / Savings in Demand under the selected programme (Ml/d) input as +ve 2038-39: 0.017559; Gains in Water Available For Use / Savings in Demand under the selected programme (Ml/d) input as +ve 2039-40: 0.017559; Gains in Water Available For Use / Savings in Demand under the selected programme (Ml/d) input as +ve 2040-41: 0.009315; Gains in Water Available For Use / Savings in Demand under the selected programme (Ml/d) input as +ve 2041-42: 0.00088016; Gains in Water Available For Use / Savings in Demand under the selected programme (Ml/d) input as +ve 2042-43: 0.00058678; Gains in Water Available For Use / Savings in Demand under the selected programme (Ml/d) input as +ve 2043-44: 0.00029339; Gains in Water Available For Use / Savings in Demand under the selected programme (Ml/d) input as +ve 2044-45: 0; Gains in Water Available For Use / Savings in Demand under the selected programme (Ml/d) input as +ve 2045-46: 0; Gains in Water Available For Use / Savings in Demand under the selected programme (Ml/d) input as +ve 2046-47: 0; Gains in Water Available For Use / Savings in Demand under the selected programme (Ml/d) input as +ve 2047-48: 0; Gains in Water Available For Use / Savings in Demand under the selected programme (Ml/d) input as +ve 2048-49: 0; Gains in Water Available For Use / Savings in Demand under the selected programme (Ml/d) input as +ve 2049-50: 0
51dF | 4d WRMP24. Leaky Loos Campaign.AWSNAY | WEF 4d.AWSNAY | Other water efficiency | Customer Options | N | Ofwat Core | AWSNAY | Ml/d | 2 | Gains in Water Available For Use / Savings in Demand under the selected programme (Ml/d) input as +ve 2019-20: 0; Gains in Water Available For Use / Savings in Demand under the selected programme (Ml/d) input as +ve 2020-21: 0; Gains in Water Available For Use / Savings in Demand under the selected programme (Ml/d) input as +ve 2021-22: 0; Gains in Water Available For Use / Savings in Demand under the selected programme (Ml/d) input as +ve 2022-23: 0; Gains in Water Available For Use / Savings in Demand under the selected programme (Ml/d) input as +ve 2023-24: 0; Gains in Water Available For Use / Savings in Demand under the selected programme (Ml/d) input as +ve 2024-25: 0; Gains in Water Available For Use / Savings in Demand under the selected programme (Ml/d) input as +ve 2025-26: 0.0082438; Gains in Water Available For Use / Savings in Demand under the selected programme (Ml/d) input as +ve 2026-27: 0.016679; Gains in Water Available For Use / Savings in Demand under the selected programme (Ml/d) input as +ve 2027-28: 0.016972; Gains in Water Available For Use / Savings in Demand under the selected programme (Ml/d) input as +ve 2028-29: 0.017265; Gains in Water Available For Use / Savings in Demand under the selected programme (Ml/d) input as +ve 2029-30: 0.017559; Gains in Water Available For Use / Savings in Demand under the selected programme (Ml/d) input as +ve 2030-31: 0.017559; Gains in Water Available For Use / Savings in Demand under the selected programme (Ml/d) input as +ve 2031-32: 0.017559; Gains in Water Available For Use / Savings in Demand under the selected programme (Ml/d) input as +ve 2032-33: 0.017559; Gains in Water Available For Use / Savings in Demand under the selected programme (Ml/d) input as +ve 2033-34: 0.017559; Gains in Water Available For Use / Savings in Demand under the selected programme (Ml/d) input as +ve 2034-35: 0.017559; Gains in Water Available For Use / Savings in Demand under the selected programme (Ml/d) input as +ve 2035-36: 0.017559; Gains in Water Available For Use / Savings in Demand under the selected programme (Ml/d) input as +ve 2036-37: 0.017559; Gains in Water Available For Use / Savings in Demand under the selected programme (Ml/d) input as +ve 2037-38: 0.017559; Gains in Water Available For Use / Savings in Demand under the selected programme (Ml/d) input as +ve 2038-39: 0.017559; Gains in Water Available For Use / Savings in Demand under the selected programme (Ml/d) input as +ve 2039-40: 0.017559; Gains in Water Available For Use / Savings in Demand under the selected programme (Ml/d) input as +ve 2040-41: 0.009315; Gains in Water Available For Use / Savings in Demand under the selected programme (Ml/d) input as +ve 2041-42: 0.00088016; Gains in Water Available For Use / Savings in Demand under the selected programme (Ml/d) input as +ve 2042-43: 0.00058678; Gains in Water Available For Use / Savings in Demand under the selected programme (Ml/d) input as +ve 2043-44: 0.00029339; Gains in Water Available For Use / Savings in Demand under the selected programme (Ml/d) input as +ve 2044-45: 0; Gains in Water Available For Use / Savings in Demand under the selected programme (Ml/d) input as +ve 2045-46: 0; Gains in Water Available For Use / Savings in Demand under the selected programme (Ml/d) input as +ve 2046-47: 0; Gains in Water Available For Use / Savings in Demand under the selected programme (Ml/d) input as +ve 2047-48: 0; Gains in Water Available For Use / Savings in Demand under the selected programme (Ml/d) input as +ve 2048-49: 0; Gains in Water Available For Use / Savings in Demand under the selected programme (Ml/d) input as +ve 2049-50: 0
51dP | 4d WRMP24. Leaky Loos Campaign.AWSNAY | WEF 4d.AWSNAY | Other water efficiency | Customer Options | N | Preferred | AWSNAY | Ml/d | 2 | Gains in Water Available For Use / Savings in Demand under the selected programme (Ml/d) input as +ve 2019-20: 0; Gains in Water Available For Use / Savings in Demand under the selected programme (Ml/d) input as +ve 2020-21: 0; Gains in Water Available For Use / Savings in Demand under the selected programme (Ml/d) input as +ve 2021-22: 0; Gains in Water Available For Use / Savings in Demand under the selected programme (Ml/d) input as +ve 2022-23: 0; Gains in Water Available For Use / Savings in Demand under the selected programme (Ml/d) input as +ve 2023-24: 0; Gains in Water Available For Use / Savings in Demand under the selected programme (Ml/d) input as +ve 2024-25: 0; Gains in Water Available For Use / Savings in Demand under the selected programme (Ml/d) input as +ve 2025-26: 0.0082438; Gains in Water Available For Use / Savings in Demand under the selected programme (Ml/d) input as +ve 2026-27: 0.016679; Gains in Water Available For Use / Savings in Demand under the selected programme (Ml/d) input as +ve 2027-28: 0.016972; Gains in Water Available For Use / Savings in Demand under the selected programme (Ml/d) input as +ve 2028-29: 0.017265; Gains in Water Available For Use / Savings in Demand under the selected programme (Ml/d) input as +ve 2029-30: 0.017559; Gains in Water Available For Use / Savings in Demand under the selected programme (Ml/d) input as +ve 2030-31: 0.017559; Gains in Water Available For Use / Savings in Demand under the selected programme (Ml/d) input as +ve 2031-32: 0.017559; Gains in Water Available For Use / Savings in Demand under the selected programme (Ml/d) input as +ve 2032-33: 0.017559; Gains in Water Available For Use / Savings in Demand under the selected programme (Ml/d) input as +ve 2033-34: 0.017559; Gains in Water Available For Use / Savings in Demand under the selected programme (Ml/d) input as +ve 2034-35: 0.017559; Gains in Water Available For Use / Savings in Demand under the selected programme (Ml/d) input as +ve 2035-36: 0.017559; Gains in Water Available For Use / Savings in Demand under the selected programme (Ml/d) input as +ve 2036-37: 0.017559; Gains in Water Available For Use / Savings in Demand under the selected programme (Ml/d) input as +ve 2037-38: 0.017559; Gains in Water Available For Use / Savings in Demand under the selected programme (Ml/d) input as +ve 2038-39: 0.017559; Gains in Water Available For Use / Savings in Demand under the selected programme (Ml/d) input as +ve 2039-40: 0.017559; Gains in Water Available For Use / Savings in Demand under the selected programme (Ml/d) input as +ve 2040-41: 0.009315; Gains in Water Available For Use / Savings in Demand under the selected programme (Ml/d) input as +ve 2041-42: 0.00088016; Gains in Water Available For Use / Savings in Demand under the selected programme (Ml/d) input as +ve 2042-43: 0.00058678; Gains in Water Available For Use / Savings in Demand under the selected programme (Ml/d) input as +ve 2043-44: 0.00029339; Gains in Water Available For Use / Savings in Demand under the selected programme (Ml/d) input as +ve 2044-45: 0; Gains in Water Available For Use / Savings in Demand under the selected programme (Ml/d) input as +ve 2045-46: 0; Gains in Water Available For Use / Savings in Demand under the selected programme (Ml/d) input as +ve 2046-47: 0; Gains in Water Available For Use / Savings in Demand under the selected programme (Ml/d) input as +ve 2047-48: 0; Gains in Water Available For Use / Savings in Demand under the selected programme (Ml/d) input as +ve 2048-49: 0; Gains in Water Available For Use / Savings in Demand under the selected programme (Ml/d) input as +ve 2049-50: 0
51cF | Find and Fix.AWSNAY | Find and Fix.AWSNAY | Active leakage management | Distribution Options | N | Least Cost | AWSNAY | Ml/d | 2 | Gains in Water Available For Use / Savings in Demand under the selected programme (Ml/d) input as +ve 2019-20: 0; Gains in Water Available For Use / Savings in Demand under the selected programme (Ml/d) input as +ve 2020-21: 0; Gains in Water Available For Use / Savings in Demand under the selected programme (Ml/d) input as +ve 2021-22: 0; Gains in Water Available For Use / Savings in Demand under the selected programme (Ml/d) input as +ve 2022-23: 0; Gains in Water Available For Use / Savings in Demand under the selected programme (Ml/d) input as +ve 2023-24: 0; Gains in Water Available For Use / Savings in Demand under the selected programme (Ml/d) input as +ve 2024-25: 0; Gains in Water Available For Use / Savings in Demand under the selected programme (Ml/d) input as +ve 2025-26: 0; Gains in Water Available For Use / Savings in Demand under the selected programme (Ml/d) input as +ve 2026-27: 0; Gains in Water Available For Use / Savings in Demand under the selected programme (Ml/d) input as +ve 2027-28: 0; Gains in Water Available For Use / Savings in Demand under the selected programme (Ml/d) input as +ve 2028-29: 0; Gains in Water Available For Use / Savings in Demand under the selected programme (Ml/d) input as +ve 2029-30: 0; Gains in Water Available For Use / Savings in Demand under the selected programme (Ml/d) input as +ve 2030-31: 0; Gains in Water Available For Use / Savings in Demand under the selected programme (Ml/d) input as +ve 2031-32: 0; Gains in Water Available For Use / Savings in Demand under the selected programme (Ml/d) input as +ve 2032-33: 0; Gains in Water Available For Use / Savings in Demand under the selected programme (Ml/d) input as +ve 2033-34: 0; Gains in Water Available For Use / Savings in Demand under the selected programme (Ml/d) input as +ve 2034-35: 0; Gains in Water Available For Use / Savings in Demand under the selected programme (Ml/d) input as +ve 2035-36: 0; Gains in Water Available For Use / Savings in Demand under the selected programme (Ml/d) input as +ve 2036-37: 0; Gains in Water Available For Use / Savings in Demand under the selected programme (Ml/d) input as +ve 2037-38: 0; Gains in Water Available For Use / Savings in Demand under the selected programme (Ml/d) input as +ve 2038-39: 0; Gains in Water Available For Use / Savings in Demand under the selected programme (Ml/d) input as +ve 2039-40: 0; Gains in Water Available For Use / Savings in Demand under the selected programme (Ml/d) input as +ve 2040-41: 0; Gains in Water Available For Use / Savings in Demand under the selected programme (Ml/d) input as +ve 2041-42: 0.014055; Gains in Water Available For Use / Savings in Demand under the selected programme (Ml/d) input as +ve 2042-43: 0.014055; Gains in Water Available For Use / Savings in Demand under the selected programme (Ml/d) input as +ve 2043-44: 0.026688; Gains in Water Available For Use / Savings in Demand under the selected programme (Ml/d) input as +ve 2044-45: 0.026688; Gains in Water Available For Use / Savings in Demand under the selected programme (Ml/d) input as +ve 2045-46: 0.026688; Gains in Water Available For Use / Savings in Demand under the selected programme (Ml/d) input as +ve 2046-47: 0.034268; Gains in Water Available For Use / Savings in Demand under the selected programme (Ml/d) input as +ve 2047-48: 0.034268; Gains in Water Available For Use / Savings in Demand under the selected programme (Ml/d) input as +ve 2048-49: 0.034268; Gains in Water Available For Use / Savings in Demand under the selected programme (Ml/d) input as +ve 2049-50: 0.034268
51cF | Find and Fix.AWSNAY | Find and Fix.AWSNAY | Active leakage management | Distribution Options | N | Ofwat Core | AWSNAY | Ml/d | 2 | Gains in Water Available For Use / Savings in Demand under the selected programme (Ml/d) input as +ve 2019-20: 0; Gains in Water Available For Use / Savings in Demand under the selected programme (Ml/d) input as +ve 2020-21: 0; Gains in Water Available For Use / Savings in Demand under the selected programme (Ml/d) input as +ve 2021-22: 0; Gains in Water Available For Use / Savings in Demand under the selected programme (Ml/d) input as +ve 2022-23: 0; Gains in Water Available For Use / Savings in Demand under the selected programme (Ml/d) input as +ve 2023-24: 0; Gains in Water Available For Use / Savings in Demand under the selected programme (Ml/d) input as +ve 2024-25: 0; Gains in Water Available For Use / Savings in Demand under the selected programme (Ml/d) input as +ve 2025-26: 0; Gains in Water Available For Use / Savings in Demand under the selected programme (Ml/d) input as +ve 2026-27: 0; Gains in Water Available For Use / Savings in Demand under the selected programme (Ml/d) input as +ve 2027-28: 0; Gains in Water Available For Use / Savings in Demand under the selected programme (Ml/d) input as +ve 2028-29: 0; Gains in Water Available For Use / Savings in Demand under the selected programme (Ml/d) input as +ve 2029-30: 0; Gains in Water Available For Use / Savings in Demand under the selected programme (Ml/d) input as +ve 2030-31: 0; Gains in Water Available For Use / Savings in Demand under the selected programme (Ml/d) input as +ve 2031-32: 0; Gains in Water Available For Use / Savings in Demand under the selected programme (Ml/d) input as +ve 2032-33: 0; Gains in Water Available For Use / Savings in Demand under the selected programme (Ml/d) input as +ve 2033-34: 0; Gains in Water Available For Use / Savings in Demand under the selected programme (Ml/d) input as +ve 2034-35: 0; Gains in Water Available For Use / Savings in Demand under the selected programme (Ml/d) input as +ve 2035-36: 0; Gains in Water Available For Use / Savings in Demand under the selected programme (Ml/d) input as +ve 2036-37: 0; Gains in Water Available For Use / Savings in Demand under the selected programme (Ml/d) input as +ve 2037-38: 0; Gains in Water Available For Use / Savings in Demand under the selected programme (Ml/d) input as +ve 2038-39: 0; Gains in Water Available For Use / Savings in Demand under the selected programme (Ml/d) input as +ve 2039-40: 0; Gains in Water Available For Use / Savings in Demand under the selected programme (Ml/d) input as +ve 2040-41: 0; Gains in Water Available For Use / Savings in Demand under the selected programme (Ml/d) input as +ve 2041-42: 0.014055; Gains in Water Available For Use / Savings in Demand under the selected programme (Ml/d) input as +ve 2042-43: 0.014055; Gains in Water Available For Use / Savings in Demand under the selected programme (Ml/d) input as +ve 2043-44: 0.026688; Gains in Water Available For Use / Savings in Demand under the selected programme (Ml/d) input as +ve 2044-45: 0.026688; Gains in Water Available For Use / Savings in Demand under the selected programme (Ml/d) input as +ve 2045-46: 0.026688; Gains in Water Available For Use / Savings in Demand under the selected programme (Ml/d) input as +ve 2046-47: 0.034268; Gains in Water Available For Use / Savings in Demand under the selected programme (Ml/d) input as +ve 2047-48: 0.034268; Gains in Water Available For Use / Savings in Demand under the selected programme (Ml/d) input as +ve 2048-49: 0.034268; Gains in Water Available For Use / Savings in Demand under the selected programme (Ml/d) input as +ve 2049-50: 0.034268
51cP | Find and Fix.AWSNAY | Find and Fix.AWSNAY | Active leakage management | Distribution Options | N | Preferred | AWSNAY | Ml/d | 2 | Gains in Water Available For Use / Savings in Demand under the selected programme (Ml/d) input as +ve 2019-20: 0; Gains in Water Available For Use / Savings in Demand under the selected programme (Ml/d) input as +ve 2020-21: 0; Gains in Water Available For Use / Savings in Demand under the selected programme (Ml/d) input as +ve 2021-22: 0; Gains in Water Available For Use / Savings in Demand under the selected programme (Ml/d) input as +ve 2022-23: 0; Gains in Water Available For Use / Savings in Demand under the selected programme (Ml/d) input as +ve 2023-24: 0; Gains in Water Available For Use / Savings in Demand under the selected programme (Ml/d) input as +ve 2024-25: 0; Gains in Water Available For Use / Savings in Demand under the selected programme (Ml/d) input as +ve 2025-26: 0; Gains in Water Available For Use / Savings in Demand under the selected programme (Ml/d) input as +ve 2026-27: 0; Gains in Water Available For Use / Savings in Demand under the selected programme (Ml/d) input as +ve 2027-28: 0; Gains in Water Available For Use / Savings in Demand under the selected programme (Ml/d) input as +ve 2028-29: 0; Gains in Water Available For Use / Savings in Demand under the selected programme (Ml/d) input as +ve 2029-30: 0; Gains in Water Available For Use / Savings in Demand under the selected programme (Ml/d) input as +ve 2030-31: 0; Gains in Water Available For Use / Savings in Demand under the selected programme (Ml/d) input as +ve 2031-32: 0; Gains in Water Available For Use / Savings in Demand under the selected programme (Ml/d) input as +ve 2032-33: 0; Gains in Water Available For Use / Savings in Demand under the selected programme (Ml/d) input as +ve 2033-34: 0; Gains in Water Available For Use / Savings in Demand under the selected programme (Ml/d) input as +ve 2034-35: 0; Gains in Water Available For Use / Savings in Demand under the selected programme (Ml/d) input as +ve 2035-36: 0; Gains in Water Available For Use / Savings in Demand under the selected programme (Ml/d) input as +ve 2036-37: 0; Gains in Water Available For Use / Savings in Demand under the selected programme (Ml/d) input as +ve 2037-38: 0; Gains in Water Available For Use / Savings in Demand under the selected programme (Ml/d) input as +ve 2038-39: 0; Gains in Water Available For Use / Savings in Demand under the selected programme (Ml/d) input as +ve 2039-40: 0; Gains in Water Available For Use / Savings in Demand under the selected programme (Ml/d) input as +ve 2040-41: 0; Gains in Water Available For Use / Savings in Demand under the selected programme (Ml/d) input as +ve 2041-42: 0.014055; Gains in Water Available For Use / Savings in Demand under the selected programme (Ml/d) input as +ve 2042-43: 0.014055; Gains in Water Available For Use / Savings in Demand under the selected programme (Ml/d) input as +ve 2043-44: 0.026688; Gains in Water Available For Use / Savings in Demand under the selected programme (Ml/d) input as +ve 2044-45: 0.026688; Gains in Water Available For Use / Savings in Demand under the selected programme (Ml/d) input as +ve 2045-46: 0.026688; Gains in Water Available For Use / Savings in Demand under the selected programme (Ml/d) input as +ve 2046-47: 0.034268; Gains in Water Available For Use / Savings in Demand under the selected programme (Ml/d) input as +ve 2047-48: 0.034268; Gains in Water Available For Use / Savings in Demand under the selected programme (Ml/d) input as +ve 2048-49: 0.034268; Gains in Water Available For Use / Savings in Demand under the selected programme (Ml/d) input as +ve 2049-50: 0.034268
51dF | G2. Mandatory water labelling.AWSNAY | WEF g2.AWSNAY | Water efficiency customer education / awareness | Customer Options | N | Least Cost | AWSNAY | Ml/d | 2 | Gains in Water Available For Use / Savings in Demand under the selected programme (Ml/d) input as +ve 2019-20: 0; Gains in Water Available For Use / Savings in Demand under the selected programme (Ml/d) input as +ve 2020-21: 0; Gains in Water Available For Use / Savings in Demand under the selected programme (Ml/d) input as +ve 2021-22: 0; Gains in Water Available For Use / Savings in Demand under the selected programme (Ml/d) input as +ve 2022-23: 0; Gains in Water Available For Use / Savings in Demand under the selected programme (Ml/d) input as +ve 2023-24: 0; Gains in Water Available For Use / Savings in Demand under the selected programme (Ml/d) input as +ve 2024-25: 0; Gains in Water Available For Use / Savings in Demand under the selected programme (Ml/d) input as +ve 2025-26: 0; Gains in Water Available For Use / Savings in Demand under the selected programme (Ml/d) input as +ve 2026-27: 0; Gains in Water Available For Use / Savings in Demand under the selected programme (Ml/d) input as +ve 2027-28: 0; Gains in Water Available For Use / Savings in Demand under the selected programme (Ml/d) input as +ve 2028-29: 0.008273; Gains in Water Available For Use / Savings in Demand under the selected programme (Ml/d) input as +ve 2029-30: 0.016835; Gains in Water Available For Use / Savings in Demand under the selected programme (Ml/d) input as +ve 2030-31: 0.025574; Gains in Water Available For Use / Savings in Demand under the selected programme (Ml/d) input as +ve 2031-32: 0.034441; Gains in Water Available For Use / Savings in Demand under the selected programme (Ml/d) input as +ve 2032-33: 0.043608; Gains in Water Available For Use / Savings in Demand under the selected programme (Ml/d) input as +ve 2033-34: 0.05272; Gains in Water Available For Use / Savings in Demand under the selected programme (Ml/d) input as +ve 2034-35: 0.080158; Gains in Water Available For Use / Savings in Demand under the selected programme (Ml/d) input as +ve 2035-36: 0.10831; Gains in Water Available For Use / Savings in Demand under the selected programme (Ml/d) input as +ve 2036-37: 0.13639; Gains in Water Available For Use / Savings in Demand under the selected programme (Ml/d) input as +ve 2037-38: 0.16482; Gains in Water Available For Use / Savings in Demand under the selected programme (Ml/d) input as +ve 2038-39: 0.19355; Gains in Water Available For Use / Savings in Demand under the selected programme (Ml/d) input as +ve 2039-40: 0.22277; Gains in Water Available For Use / Savings in Demand under the selected programme (Ml/d) input as +ve 2040-41: 0.25224; Gains in Water Available For Use / Savings in Demand under the selected programme (Ml/d) input as +ve 2041-42: 0.28198; Gains in Water Available For Use / Savings in Demand under the selected programme (Ml/d) input as +ve 2042-43: 0.31198; Gains in Water Available For Use / Savings in Demand under the selected programme (Ml/d) input as +ve 2043-44: 0.34224; Gains in Water Available For Use / Savings in Demand under the selected programme (Ml/d) input as +ve 2044-45: 0.35299; Gains in Water Available For Use / Savings in Demand under the selected programme (Ml/d) input as +ve 2045-46: 0.36365; Gains in Water Available For Use / Savings in Demand under the selected programme (Ml/d) input as +ve 2046-47: 0.37432; Gains in Water Available For Use / Savings in Demand under the selected programme (Ml/d) input as +ve 2047-48: 0.38508; Gains in Water Available For Use / Savings in Demand under the selected programme (Ml/d) input as +ve 2048-49: 0.39584; Gains in Water Available For Use / Savings in Demand under the selected programme (Ml/d) input as +ve 2049-50: 0.40667
51dF | G2. Mandatory water labelling.AWSNAY | WEF g2.AWSNAY | Water efficiency customer education / awareness | Customer Options | N | Ofwat Core | AWSNAY | Ml/d | 2 | Gains in Water Available For Use / Savings in Demand under the selected programme (Ml/d) input as +ve 2019-20: 0; Gains in Water Available For Use / Savings in Demand under the selected programme (Ml/d) input as +ve 2020-21: 0; Gains in Water Available For Use / Savings in Demand under the selected programme (Ml/d) input as +ve 2021-22: 0; Gains in Water Available For Use / Savings in Demand under the selected programme (Ml/d) input as +ve 2022-23: 0; Gains in Water Available For Use / Savings in Demand under the selected programme (Ml/d) input as +ve 2023-24: 0; Gains in Water Available For Use / Savings in Demand under the selected programme (Ml/d) input as +ve 2024-25: 0; Gains in Water Available For Use / Savings in Demand under the selected programme (Ml/d) input as +ve 2025-26: 0; Gains in Water Available For Use / Savings in Demand under the selected programme (Ml/d) input as +ve 2026-27: 0; Gains in Water Available For Use / Savings in Demand under the selected programme (Ml/d) input as +ve 2027-28: 0; Gains in Water Available For Use / Savings in Demand under the selected programme (Ml/d) input as +ve 2028-29: 0.008273; Gains in Water Available For Use / Savings in Demand under the selected programme (Ml/d) input as +ve 2029-30: 0.016835; Gains in Water Available For Use / Savings in Demand under the selected programme (Ml/d) input as +ve 2030-31: 0.025574; Gains in Water Available For Use / Savings in Demand under the selected programme (Ml/d) input as +ve 2031-32: 0.034441; Gains in Water Available For Use / Savings in Demand under the selected programme (Ml/d) input as +ve 2032-33: 0.043608; Gains in Water Available For Use / Savings in Demand under the selected programme (Ml/d) input as +ve 2033-34: 0.05272; Gains in Water Available For Use / Savings in Demand under the selected programme (Ml/d) input as +ve 2034-35: 0.080158; Gains in Water Available For Use / Savings in Demand under the selected programme (Ml/d) input as +ve 2035-36: 0.10831; Gains in Water Available For Use / Savings in Demand under the selected programme (Ml/d) input as +ve 2036-37: 0.13639; Gains in Water Available For Use / Savings in Demand under the selected programme (Ml/d) input as +ve 2037-38: 0.16482; Gains in Water Available For Use / Savings in Demand under the selected programme (Ml/d) input as +ve 2038-39: 0.19355; Gains in Water Available For Use / Savings in Demand under the selected programme (Ml/d) input as +ve 2039-40: 0.22277; Gains in Water Available For Use / Savings in Demand under the selected programme (Ml/d) input as +ve 2040-41: 0.25224; Gains in Water Available For Use / Savings in Demand under the selected programme (Ml/d) input as +ve 2041-42: 0.28198; Gains in Water Available For Use / Savings in Demand under the selected programme (Ml/d) input as +ve 2042-43: 0.31198; Gains in Water Available For Use / Savings in Demand under the selected programme (Ml/d) input as +ve 2043-44: 0.34224; Gains in Water Available For Use / Savings in Demand under the selected programme (Ml/d) input as +ve 2044-45: 0.35299; Gains in Water Available For Use / Savings in Demand under the selected programme (Ml/d) input as +ve 2045-46: 0.36365; Gains in Water Available For Use / Savings in Demand under the selected programme (Ml/d) input as +ve 2046-47: 0.37432; Gains in Water Available For Use / Savings in Demand under the selected programme (Ml/d) input as +ve 2047-48: 0.38508; Gains in Water Available For Use / Savings in Demand under the selected programme (Ml/d) input as +ve 2048-49: 0.39584; Gains in Water Available For Use / Savings in Demand under the selected programme (Ml/d) input as +ve 2049-50: 0.40667
51dP | G2. Mandatory water labelling.AWSNAY | WEF g2.AWSNAY | Water efficiency customer education / awareness | Customer Options | N | Preferred | AWSNAY | Ml/d | 2 | Gains in Water Available For Use / Savings in Demand under the selected programme (Ml/d) input as +ve 2019-20: 0; Gains in Water Available For Use / Savings in Demand under the selected programme (Ml/d) input as +ve 2020-21: 0; Gains in Water Available For Use / Savings in Demand under the selected programme (Ml/d) input as +ve 2021-22: 0; Gains in Water Available For Use / Savings in Demand under the selected programme (Ml/d) input as +ve 2022-23: 0; Gains in Water Available For Use / Savings in Demand under the selected programme (Ml/d) input as +ve 2023-24: 0; Gains in Water Available For Use / Savings in Demand under the selected programme (Ml/d) input as +ve 2024-25: 0; Gains in Water Available For Use / Savings in Demand under the selected programme (Ml/d) input as +ve 2025-26: 0; Gains in Water Available For Use / Savings in Demand under the selected programme (Ml/d) input as +ve 2026-27: 0; Gains in Water Available For Use / Savings in Demand under the selected programme (Ml/d) input as +ve 2027-28: 0; Gains in Water Available For Use / Savings in Demand under the selected programme (Ml/d) input as +ve 2028-29: 0.008273; Gains in Water Available For Use / Savings in Demand under the selected programme (Ml/d) input as +ve 2029-30: 0.016835; Gains in Water Available For Use / Savings in Demand under the selected programme (Ml/d) input as +ve 2030-31: 0.025574; Gains in Water Available For Use / Savings in Demand under the selected programme (Ml/d) input as +ve 2031-32: 0.034441; Gains in Water Available For Use / Savings in Demand under the selected programme (Ml/d) input as +ve 2032-33: 0.043608; Gains in Water Available For Use / Savings in Demand under the selected programme (Ml/d) input as +ve 2033-34: 0.05272; Gains in Water Available For Use / Savings in Demand under the selected programme (Ml/d) input as +ve 2034-35: 0.080158; Gains in Water Available For Use / Savings in Demand under the selected programme (Ml/d) input as +ve 2035-36: 0.10831; Gains in Water Available For Use / Savings in Demand under the selected programme (Ml/d) input as +ve 2036-37: 0.13639; Gains in Water Available For Use / Savings in Demand under the selected programme (Ml/d) input as +ve 2037-38: 0.16482; Gains in Water Available For Use / Savings in Demand under the selected programme (Ml/d) input as +ve 2038-39: 0.19355; Gains in Water Available For Use / Savings in Demand under the selected programme (Ml/d) input as +ve 2039-40: 0.22277; Gains in Water Available For Use / Savings in Demand under the selected programme (Ml/d) input as +ve 2040-41: 0.25224; Gains in Water Available For Use / Savings in Demand under the selected programme (Ml/d) input as +ve 2041-42: 0.28198; Gains in Water Available For Use / Savings in Demand under the selected programme (Ml/d) input as +ve 2042-43: 0.31198; Gains in Water Available For Use / Savings in Demand under the selected programme (Ml/d) input as +ve 2043-44: 0.34224; Gains in Water Available For Use / Savings in Demand under the selected programme (Ml/d) input as +ve 2044-45: 0.35299; Gains in Water Available For Use / Savings in Demand under the selected programme (Ml/d) input as +ve 2045-46: 0.36365; Gains in Water Available For Use / Savings in Demand under the selected programme (Ml/d) input as +ve 2046-47: 0.37432; Gains in Water Available For Use / Savings in Demand under the selected programme (Ml/d) input as +ve 2047-48: 0.38508; Gains in Water Available For Use / Savings in Demand under the selected programme (Ml/d) input as +ve 2048-49: 0.39584; Gains in Water Available For Use / Savings in Demand under the selected programme (Ml/d) input as +ve 2049-50: 0.40667
51dF | LEA: NHH. NHH CSPL repairs.AWSNAY | LEA: NHH. NHH CSPL repairs.AWSNAY | Supply pipe repairs / replacement | Customer Options | N | Least Cost | AWSNAY | Ml/d | 2 | Gains in Water Available For Use / Savings in Demand under the selected programme (Ml/d) input as +ve 2019-20: 0; Gains in Water Available For Use / Savings in Demand under the selected programme (Ml/d) input as +ve 2020-21: 0; Gains in Water Available For Use / Savings in Demand under the selected programme (Ml/d) input as +ve 2021-22: 0; Gains in Water Available For Use / Savings in Demand under the selected programme (Ml/d) input as +ve 2022-23: 0; Gains in Water Available For Use / Savings in Demand under the selected programme (Ml/d) input as +ve 2023-24: 0; Gains in Water Available For Use / Savings in Demand under the selected programme (Ml/d) input as +ve 2024-25: 0; Gains in Water Available For Use / Savings in Demand under the selected programme (Ml/d) input as +ve 2025-26: 1.472e-06; Gains in Water Available For Use / Savings in Demand under the selected programme (Ml/d) input as +ve 2026-27: 4.0239e-06; Gains in Water Available For Use / Savings in Demand under the selected programme (Ml/d) input as +ve 2027-28: 0.00016581; Gains in Water Available For Use / Savings in Demand under the selected programme (Ml/d) input as +ve 2028-29: 0.00031444; Gains in Water Available For Use / Savings in Demand under the selected programme (Ml/d) input as +ve 2029-30: 0.00045799; Gains in Water Available For Use / Savings in Demand under the selected programme (Ml/d) input as +ve 2030-31: 0.00060139; Gains in Water Available For Use / Savings in Demand under the selected programme (Ml/d) input as +ve 2031-32: 0.00074472; Gains in Water Available For Use / Savings in Demand under the selected programme (Ml/d) input as +ve 2032-33: 0.0008879; Gains in Water Available For Use / Savings in Demand under the selected programme (Ml/d) input as +ve 2033-34: 0.0010309; Gains in Water Available For Use / Savings in Demand under the selected programme (Ml/d) input as +ve 2034-35: 0.0011737; Gains in Water Available For Use / Savings in Demand under the selected programme (Ml/d) input as +ve 2035-36: 0.0013163; Gains in Water Available For Use / Savings in Demand under the selected programme (Ml/d) input as +ve 2036-37: 0.0014585; Gains in Water Available For Use / Savings in Demand under the selected programme (Ml/d) input as +ve 2037-38: 0.0016005; Gains in Water Available For Use / Savings in Demand under the selected programme (Ml/d) input as +ve 2038-39: 0.0017423; Gains in Water Available For Use / Savings in Demand under the selected programme (Ml/d) input as +ve 2039-40: 0.0018839; Gains in Water Available For Use / Savings in Demand under the selected programme (Ml/d) input as +ve 2040-41: 0.0020254; Gains in Water Available For Use / Savings in Demand under the selected programme (Ml/d) input as +ve 2041-42: 0.0021667; Gains in Water Available For Use / Savings in Demand under the selected programme (Ml/d) input as +ve 2042-43: 0.002308; Gains in Water Available For Use / Savings in Demand under the selected programme (Ml/d) input as +ve 2043-44: 0.0024492; Gains in Water Available For Use / Savings in Demand under the selected programme (Ml/d) input as +ve 2044-45: 0.0025903; Gains in Water Available For Use / Savings in Demand under the selected programme (Ml/d) input as +ve 2045-46: 0.0027315; Gains in Water Available For Use / Savings in Demand under the selected programme (Ml/d) input as +ve 2046-47: 0.0028725; Gains in Water Available For Use / Savings in Demand under the selected programme (Ml/d) input as +ve 2047-48: 0.0030136; Gains in Water Available For Use / Savings in Demand under the selected programme (Ml/d) input as +ve 2048-49: 0.0031546; Gains in Water Available For Use / Savings in Demand under the selected programme (Ml/d) input as +ve 2049-50: 0.0032954
51dF | LEA: NHH. NHH CSPL repairs.AWSNAY | LEA: NHH. NHH CSPL repairs.AWSNAY | Supply pipe repairs / replacement | Customer Options | N | Ofwat Core | AWSNAY | Ml/d | 2 | Gains in Water Available For Use / Savings in Demand under the selected programme (Ml/d) input as +ve 2019-20: 0; Gains in Water Available For Use / Savings in Demand under the selected programme (Ml/d) input as +ve 2020-21: 0; Gains in Water Available For Use / Savings in Demand under the selected programme (Ml/d) input as +ve 2021-22: 0; Gains in Water Available For Use / Savings in Demand under the selected programme (Ml/d) input as +ve 2022-23: 0; Gains in Water Available For Use / Savings in Demand under the selected programme (Ml/d) input as +ve 2023-24: 0; Gains in Water Available For Use / Savings in Demand under the selected programme (Ml/d) input as +ve 2024-25: 0; Gains in Water Available For Use / Savings in Demand under the selected programme (Ml/d) input as +ve 2025-26: 1.472e-06; Gains in Water Available For Use / Savings in Demand under the selected programme (Ml/d) input as +ve 2026-27: 4.0239e-06; Gains in Water Available For Use / Savings in Demand under the selected programme (Ml/d) input as +ve 2027-28: 0.00016581; Gains in Water Available For Use / Savings in Demand under the selected programme (Ml/d) input as +ve 2028-29: 0.00031444; Gains in Water Available For Use / Savings in Demand under the selected programme (Ml/d) input as +ve 2029-30: 0.00045799; Gains in Water Available For Use / Savings in Demand under the selected programme (Ml/d) input as +ve 2030-31: 0.00060139; Gains in Water Available For Use / Savings in Demand under the selected programme (Ml/d) input as +ve 2031-32: 0.00074472; Gains in Water Available For Use / Savings in Demand under the selected programme (Ml/d) input as +ve 2032-33: 0.0008879; Gains in Water Available For Use / Savings in Demand under the selected programme (Ml/d) input as +ve 2033-34: 0.0010309; Gains in Water Available For Use / Savings in Demand under the selected programme (Ml/d) input as +ve 2034-35: 0.0011737; Gains in Water Available For Use / Savings in Demand under the selected programme (Ml/d) input as +ve 2035-36: 0.0013163; Gains in Water Available For Use / Savings in Demand under the selected programme (Ml/d) input as +ve 2036-37: 0.0014585; Gains in Water Available For Use / Savings in Demand under the selected programme (Ml/d) input as +ve 2037-38: 0.0016005; Gains in Water Available For Use / Savings in Demand under the selected programme (Ml/d) input as +ve 2038-39: 0.0017423; Gains in Water Available For Use / Savings in Demand under the selected programme (Ml/d) input as +ve 2039-40: 0.0018839; Gains in Water Available For Use / Savings in Demand under the selected programme (Ml/d) input as +ve 2040-41: 0.0020254; Gains in Water Available For Use / Savings in Demand under the selected programme (Ml/d) input as +ve 2041-42: 0.0021667; Gains in Water Available For Use / Savings in Demand under the selected programme (Ml/d) input as +ve 2042-43: 0.002308; Gains in Water Available For Use / Savings in Demand under the selected programme (Ml/d) input as +ve 2043-44: 0.0024492; Gains in Water Available For Use / Savings in Demand under the selected programme (Ml/d) input as +ve 2044-45: 0.0025903; Gains in Water Available For Use / Savings in Demand under the selected programme (Ml/d) input as +ve 2045-46: 0.0027315; Gains in Water Available For Use / Savings in Demand under the selected programme (Ml/d) input as +ve 2046-47: 0.0028725; Gains in Water Available For Use / Savings in Demand under the selected programme (Ml/d) input as +ve 2047-48: 0.0030136; Gains in Water Available For Use / Savings in Demand under the selected programme (Ml/d) input as +ve 2048-49: 0.0031546; Gains in Water Available For Use / Savings in Demand under the selected programme (Ml/d) input as +ve 2049-50: 0.0032954
51dP | LEA: NHH. NHH CSPL repairs.AWSNAY | LEA: NHH. NHH CSPL repairs.AWSNAY | Supply pipe repairs / replacement | Customer Options | N | Preferred | AWSNAY | Ml/d | 2 | Gains in Water Available For Use / Savings in Demand under the selected programme (Ml/d) input as +ve 2019-20: 0; Gains in Water Available For Use / Savings in Demand under the selected programme (Ml/d) input as +ve 2020-21: 0; Gains in Water Available For Use / Savings in Demand under the selected programme (Ml/d) input as +ve 2021-22: 0; Gains in Water Available For Use / Savings in Demand under the selected programme (Ml/d) input as +ve 2022-23: 0; Gains in Water Available For Use / Savings in Demand under the selected programme (Ml/d) input as +ve 2023-24: 0; Gains in Water Available For Use / Savings in Demand under the selected programme (Ml/d) input as +ve 2024-25: 0; Gains in Water Available For Use / Savings in Demand under the selected programme (Ml/d) input as +ve 2025-26: 1.472e-06; Gains in Water Available For Use / Savings in Demand under the selected programme (Ml/d) input as +ve 2026-27: 4.0239e-06; Gains in Water Available For Use / Savings in Demand under the selected programme (Ml/d) input as +ve 2027-28: 0.00016581; Gains in Water Available For Use / Savings in Demand under the selected programme (Ml/d) input as +ve 2028-29: 0.00031444; Gains in Water Available For Use / Savings in Demand under the selected programme (Ml/d) input as +ve 2029-30: 0.00045799; Gains in Water Available For Use / Savings in Demand under the selected programme (Ml/d) input as +ve 2030-31: 0.00060139; Gains in Water Available For Use / Savings in Demand under the selected programme (Ml/d) input as +ve 2031-32: 0.00074472; Gains in Water Available For Use / Savings in Demand under the selected programme (Ml/d) input as +ve 2032-33: 0.0008879; Gains in Water Available For Use / Savings in Demand under the selected programme (Ml/d) input as +ve 2033-34: 0.0010309; Gains in Water Available For Use / Savings in Demand under the selected programme (Ml/d) input as +ve 2034-35: 0.0011737; Gains in Water Available For Use / Savings in Demand under the selected programme (Ml/d) input as +ve 2035-36: 0.0013163; Gains in Water Available For Use / Savings in Demand under the selected programme (Ml/d) input as +ve 2036-37: 0.0014585; Gains in Water Available For Use / Savings in Demand under the selected programme (Ml/d) input as +ve 2037-38: 0.0016005; Gains in Water Available For Use / Savings in Demand under the selected programme (Ml/d) input as +ve 2038-39: 0.0017423; Gains in Water Available For Use / Savings in Demand under the selected programme (Ml/d) input as +ve 2039-40: 0.0018839; Gains in Water Available For Use / Savings in Demand under the selected programme (Ml/d) input as +ve 2040-41: 0.0020254; Gains in Water Available For Use / Savings in Demand under the selected programme (Ml/d) input as +ve 2041-42: 0.0021667; Gains in Water Available For Use / Savings in Demand under the selected programme (Ml/d) input as +ve 2042-43: 0.002308; Gains in Water Available For Use / Savings in Demand under the selected programme (Ml/d) input as +ve 2043-44: 0.0024492; Gains in Water Available For Use / Savings in Demand under the selected programme (Ml/d) input as +ve 2044-45: 0.0025903; Gains in Water Available For Use / Savings in Demand under the selected programme (Ml/d) input as +ve 2045-46: 0.0027315; Gains in Water Available For Use / Savings in Demand under the selected programme (Ml/d) input as +ve 2046-47: 0.0028725; Gains in Water Available For Use / Savings in Demand under the selected programme (Ml/d) input as +ve 2047-48: 0.0030136; Gains in Water Available For Use / Savings in Demand under the selected programme (Ml/d) input as +ve 2048-49: 0.0031546; Gains in Water Available For Use / Savings in Demand under the selected programme (Ml/d) input as +ve 2049-50: 0.0032954
51cP | Mains Replacement (MRMax).AWSNAY | Mains Replacement (MRMax).AWSNAY | Mains replacement (not trunk mains) | Distribution Options | N | Preferred | AWSNAY | Ml/d | 2 | Gains in Water Available For Use / Savings in Demand under the selected programme (Ml/d) input as +ve 2019-20: 0; Gains in Water Available For Use / Savings in Demand under the selected programme (Ml/d) input as +ve 2020-21: 0; Gains in Water Available For Use / Savings in Demand under the selected programme (Ml/d) input as +ve 2021-22: 0; Gains in Water Available For Use / Savings in Demand under the selected programme (Ml/d) input as +ve 2022-23: 0; Gains in Water Available For Use / Savings in Demand under the selected programme (Ml/d) input as +ve 2023-24: 0; Gains in Water Available For Use / Savings in Demand under the selected programme (Ml/d) input as +ve 2024-25: 0; Gains in Water Available For Use / Savings in Demand under the selected programme (Ml/d) input as +ve 2025-26: 0; Gains in Water Available For Use / Savings in Demand under the selected programme (Ml/d) input as +ve 2026-27: 0; Gains in Water Available For Use / Savings in Demand under the selected programme (Ml/d) input as +ve 2027-28: 0; Gains in Water Available For Use / Savings in Demand under the selected programme (Ml/d) input as +ve 2028-29: 0; Gains in Water Available For Use / Savings in Demand under the selected programme (Ml/d) input as +ve 2029-30: 0; Gains in Water Available For Use / Savings in Demand under the selected programme (Ml/d) input as +ve 2030-31: 0; Gains in Water Available For Use / Savings in Demand under the selected programme (Ml/d) input as +ve 2031-32: 0; Gains in Water Available For Use / Savings in Demand under the selected programme (Ml/d) input as +ve 2032-33: 0; Gains in Water Available For Use / Savings in Demand under the selected programme (Ml/d) input as +ve 2033-34: 0; Gains in Water Available For Use / Savings in Demand under the selected programme (Ml/d) input as +ve 2034-35: 0; Gains in Water Available For Use / Savings in Demand under the selected programme (Ml/d) input as +ve 2035-36: 0; Gains in Water Available For Use / Savings in Demand under the selected programme (Ml/d) input as +ve 2036-37: 0; Gains in Water Available For Use / Savings in Demand under the selected programme (Ml/d) input as +ve 2037-38: 0; Gains in Water Available For Use / Savings in Demand under the selected programme (Ml/d) input as +ve 2038-39: 0; Gains in Water Available For Use / Savings in Demand under the selected programme (Ml/d) input as +ve 2039-40: 0; Gains in Water Available For Use / Savings in Demand under the selected programme (Ml/d) input as +ve 2040-41: 0; Gains in Water Available For Use / Savings in Demand under the selected programme (Ml/d) input as +ve 2041-42: 0; Gains in Water Available For Use / Savings in Demand under the selected programme (Ml/d) input as +ve 2042-43: 0; Gains in Water Available For Use / Savings in Demand under the selected programme (Ml/d) input as +ve 2043-44: 0; Gains in Water Available For Use / Savings in Demand under the selected programme (Ml/d) input as +ve 2044-45: 0; Gains in Water Available For Use / Savings in Demand under the selected programme (Ml/d) input as +ve 2045-46: 0; Gains in Water Available For Use / Savings in Demand under the selected programme (Ml/d) input as +ve 2046-47: 0; Gains in Water Available For Use / Savings in Demand under the selected programme (Ml/d) input as +ve 2047-48: 0.020454; Gains in Water Available For Use / Savings in Demand under the selected programme (Ml/d) input as +ve 2048-49: 0.025828; Gains in Water Available For Use / Savings in Demand under the selected programme (Ml/d) input as +ve 2049-50: 0.025828
51dF | NHH. NHH PL repairs.AWSNAY | NHH. NHH PL repairs.AWSNAY | Non-household water audit | Customer Options | N | Least Cost | AWSNAY | Ml/d | 2 | Gains in Water Available For Use / Savings in Demand under the selected programme (Ml/d) input as +ve 2019-20: 0; Gains in Water Available For Use / Savings in Demand under the selected programme (Ml/d) input as +ve 2020-21: 0; Gains in Water Available For Use / Savings in Demand under the selected programme (Ml/d) input as +ve 2021-22: 0; Gains in Water Available For Use / Savings in Demand under the selected programme (Ml/d) input as +ve 2022-23: 0; Gains in Water Available For Use / Savings in Demand under the selected programme (Ml/d) input as +ve 2023-24: 0; Gains in Water Available For Use / Savings in Demand under the selected programme (Ml/d) input as +ve 2024-25: 0; Gains in Water Available For Use / Savings in Demand under the selected programme (Ml/d) input as +ve 2025-26: 4.0035e-05; Gains in Water Available For Use / Savings in Demand under the selected programme (Ml/d) input as +ve 2026-27: 0.00010944; Gains in Water Available For Use / Savings in Demand under the selected programme (Ml/d) input as +ve 2027-28: 0.0045097; Gains in Water Available For Use / Savings in Demand under the selected programme (Ml/d) input as +ve 2028-29: 0.0085522; Gains in Water Available For Use / Savings in Demand under the selected programme (Ml/d) input as +ve 2029-30: 0.012456; Gains in Water Available For Use / Savings in Demand under the selected programme (Ml/d) input as +ve 2030-31: 0.016357; Gains in Water Available For Use / Savings in Demand under the selected programme (Ml/d) input as +ve 2031-32: 0.020255; Gains in Water Available For Use / Savings in Demand under the selected programme (Ml/d) input as +ve 2032-33: 0.024149; Gains in Water Available For Use / Savings in Demand under the selected programme (Ml/d) input as +ve 2033-34: 0.028039; Gains in Water Available For Use / Savings in Demand under the selected programme (Ml/d) input as +ve 2034-35: 0.031923; Gains in Water Available For Use / Savings in Demand under the selected programme (Ml/d) input as +ve 2035-36: 0.0358; Gains in Water Available For Use / Savings in Demand under the selected programme (Ml/d) input as +ve 2036-37: 0.039669; Gains in Water Available For Use / Savings in Demand under the selected programme (Ml/d) input as +ve 2037-38: 0.043531; Gains in Water Available For Use / Savings in Demand under the selected programme (Ml/d) input as +ve 2038-39: 0.047387; Gains in Water Available For Use / Savings in Demand under the selected programme (Ml/d) input as +ve 2039-40: 0.051238; Gains in Water Available For Use / Savings in Demand under the selected programme (Ml/d) input as +ve 2040-41: 0.055086; Gains in Water Available For Use / Savings in Demand under the selected programme (Ml/d) input as +ve 2041-42: 0.05893; Gains in Water Available For Use / Savings in Demand under the selected programme (Ml/d) input as +ve 2042-43: 0.062773; Gains in Water Available For Use / Savings in Demand under the selected programme (Ml/d) input as +ve 2043-44: 0.066613; Gains in Water Available For Use / Savings in Demand under the selected programme (Ml/d) input as +ve 2044-45: 0.070452; Gains in Water Available For Use / Savings in Demand under the selected programme (Ml/d) input as +ve 2045-46: 0.07429; Gains in Water Available For Use / Savings in Demand under the selected programme (Ml/d) input as +ve 2046-47: 0.078127; Gains in Water Available For Use / Savings in Demand under the selected programme (Ml/d) input as +ve 2047-48: 0.081964; Gains in Water Available For Use / Savings in Demand under the selected programme (Ml/d) input as +ve 2048-49: 0.085798; Gains in Water Available For Use / Savings in Demand under the selected programme (Ml/d) input as +ve 2049-50: 0.089628
51dF | NHH. NHH PL repairs.AWSNAY | NHH. NHH PL repairs.AWSNAY | Non-household water audit | Customer Options | N | Ofwat Core | AWSNAY | Ml/d | 2 | Gains in Water Available For Use / Savings in Demand under the selected programme (Ml/d) input as +ve 2019-20: 0; Gains in Water Available For Use / Savings in Demand under the selected programme (Ml/d) input as +ve 2020-21: 0; Gains in Water Available For Use / Savings in Demand under the selected programme (Ml/d) input as +ve 2021-22: 0; Gains in Water Available For Use / Savings in Demand under the selected programme (Ml/d) input as +ve 2022-23: 0; Gains in Water Available For Use / Savings in Demand under the selected programme (Ml/d) input as +ve 2023-24: 0; Gains in Water Available For Use / Savings in Demand under the selected programme (Ml/d) input as +ve 2024-25: 0; Gains in Water Available For Use / Savings in Demand under the selected programme (Ml/d) input as +ve 2025-26: 4.0035e-05; Gains in Water Available For Use / Savings in Demand under the selected programme (Ml/d) input as +ve 2026-27: 0.00010944; Gains in Water Available For Use / Savings in Demand under the selected programme (Ml/d) input as +ve 2027-28: 0.0045097; Gains in Water Available For Use / Savings in Demand under the selected programme (Ml/d) input as +ve 2028-29: 0.0085522; Gains in Water Available For Use / Savings in Demand under the selected programme (Ml/d) input as +ve 2029-30: 0.012456; Gains in Water Available For Use / Savings in Demand under the selected programme (Ml/d) input as +ve 2030-31: 0.016357; Gains in Water Available For Use / Savings in Demand under the selected programme (Ml/d) input as +ve 2031-32: 0.020255; Gains in Water Available For Use / Savings in Demand under the selected programme (Ml/d) input as +ve 2032-33: 0.024149; Gains in Water Available For Use / Savings in Demand under the selected programme (Ml/d) input as +ve 2033-34: 0.028039; Gains in Water Available For Use / Savings in Demand under the selected programme (Ml/d) input as +ve 2034-35: 0.031923; Gains in Water Available For Use / Savings in Demand under the selected programme (Ml/d) input as +ve 2035-36: 0.0358; Gains in Water Available For Use / Savings in Demand under the selected programme (Ml/d) input as +ve 2036-37: 0.039669; Gains in Water Available For Use / Savings in Demand under the selected programme (Ml/d) input as +ve 2037-38: 0.043531; Gains in Water Available For Use / Savings in Demand under the selected programme (Ml/d) input as +ve 2038-39: 0.047387; Gains in Water Available For Use / Savings in Demand under the selected programme (Ml/d) input as +ve 2039-40: 0.051238; Gains in Water Available For Use / Savings in Demand under the selected programme (Ml/d) input as +ve 2040-41: 0.055086; Gains in Water Available For Use / Savings in Demand under the selected programme (Ml/d) input as +ve 2041-42: 0.05893; Gains in Water Available For Use / Savings in Demand under the selected programme (Ml/d) input as +ve 2042-43: 0.062773; Gains in Water Available For Use / Savings in Demand under the selected programme (Ml/d) input as +ve 2043-44: 0.066613; Gains in Water Available For Use / Savings in Demand under the selected programme (Ml/d) input as +ve 2044-45: 0.070452; Gains in Water Available For Use / Savings in Demand under the selected programme (Ml/d) input as +ve 2045-46: 0.07429; Gains in Water Available For Use / Savings in Demand under the selected programme (Ml/d) input as +ve 2046-47: 0.078127; Gains in Water Available For Use / Savings in Demand under the selected programme (Ml/d) input as +ve 2047-48: 0.081964; Gains in Water Available For Use / Savings in Demand under the selected programme (Ml/d) input as +ve 2048-49: 0.085798; Gains in Water Available For Use / Savings in Demand under the selected programme (Ml/d) input as +ve 2049-50: 0.089628
51dP | NHH. NHH PL repairs.AWSNAY | NHH. NHH PL repairs.AWSNAY | Non-household water audit | Customer Options | N | Preferred | AWSNAY | Ml/d | 2 | Gains in Water Available For Use / Savings in Demand under the selected programme (Ml/d) input as +ve 2019-20: 0; Gains in Water Available For Use / Savings in Demand under the selected programme (Ml/d) input as +ve 2020-21: 0; Gains in Water Available For Use / Savings in Demand under the selected programme (Ml/d) input as +ve 2021-22: 0; Gains in Water Available For Use / Savings in Demand under the selected programme (Ml/d) input as +ve 2022-23: 0; Gains in Water Available For Use / Savings in Demand under the selected programme (Ml/d) input as +ve 2023-24: 0; Gains in Water Available For Use / Savings in Demand under the selected programme (Ml/d) input as +ve 2024-25: 0; Gains in Water Available For Use / Savings in Demand under the selected programme (Ml/d) input as +ve 2025-26: 4.0035e-05; Gains in Water Available For Use / Savings in Demand under the selected programme (Ml/d) input as +ve 2026-27: 0.00010944; Gains in Water Available For Use / Savings in Demand under the selected programme (Ml/d) input as +ve 2027-28: 0.0045097; Gains in Water Available For Use / Savings in Demand under the selected programme (Ml/d) input as +ve 2028-29: 0.0085522; Gains in Water Available For Use / Savings in Demand under the selected programme (Ml/d) input as +ve 2029-30: 0.012456; Gains in Water Available For Use / Savings in Demand under the selected programme (Ml/d) input as +ve 2030-31: 0.016357; Gains in Water Available For Use / Savings in Demand under the selected programme (Ml/d) input as +ve 2031-32: 0.020255; Gains in Water Available For Use / Savings in Demand under the selected programme (Ml/d) input as +ve 2032-33: 0.024149; Gains in Water Available For Use / Savings in Demand under the selected programme (Ml/d) input as +ve 2033-34: 0.028039; Gains in Water Available For Use / Savings in Demand under the selected programme (Ml/d) input as +ve 2034-35: 0.031923; Gains in Water Available For Use / Savings in Demand under the selected programme (Ml/d) input as +ve 2035-36: 0.0358; Gains in Water Available For Use / Savings in Demand under the selected programme (Ml/d) input as +ve 2036-37: 0.039669; Gains in Water Available For Use / Savings in Demand under the selected programme (Ml/d) input as +ve 2037-38: 0.043531; Gains in Water Available For Use / Savings in Demand under the selected programme (Ml/d) input as +ve 2038-39: 0.047387; Gains in Water Available For Use / Savings in Demand under the selected programme (Ml/d) input as +ve 2039-40: 0.051238; Gains in Water Available For Use / Savings in Demand under the selected programme (Ml/d) input as +ve 2040-41: 0.055086; Gains in Water Available For Use / Savings in Demand under the selected programme (Ml/d) input as +ve 2041-42: 0.05893; Gains in Water Available For Use / Savings in Demand under the selected programme (Ml/d) input as +ve 2042-43: 0.062773; Gains in Water Available For Use / Savings in Demand under the selected programme (Ml/d) input as +ve 2043-44: 0.066613; Gains in Water Available For Use / Savings in Demand under the selected programme (Ml/d) input as +ve 2044-45: 0.070452; Gains in Water Available For Use / Savings in Demand under the selected programme (Ml/d) input as +ve 2045-46: 0.07429; Gains in Water Available For Use / Savings in Demand under the selected programme (Ml/d) input as +ve 2046-47: 0.078127; Gains in Water Available For Use / Savings in Demand under the selected programme (Ml/d) input as +ve 2047-48: 0.081964; Gains in Water Available For Use / Savings in Demand under the selected programme (Ml/d) input as +ve 2048-49: 0.085798; Gains in Water Available For Use / Savings in Demand under the selected programme (Ml/d) input as +ve 2049-50: 0.089628
51dF | NHH. NHH PL100 repairs.AWSNAY | NHH. NHH PL100 repairs.AWSNAY | Non-household water audit | Customer Options | N | Least Cost | AWSNAY | Ml/d | 2 | Gains in Water Available For Use / Savings in Demand under the selected programme (Ml/d) input as +ve 2019-20: 0; Gains in Water Available For Use / Savings in Demand under the selected programme (Ml/d) input as +ve 2020-21: 0; Gains in Water Available For Use / Savings in Demand under the selected programme (Ml/d) input as +ve 2021-22: 0; Gains in Water Available For Use / Savings in Demand under the selected programme (Ml/d) input as +ve 2022-23: 0; Gains in Water Available For Use / Savings in Demand under the selected programme (Ml/d) input as +ve 2023-24: 0; Gains in Water Available For Use / Savings in Demand under the selected programme (Ml/d) input as +ve 2024-25: 0; Gains in Water Available For Use / Savings in Demand under the selected programme (Ml/d) input as +ve 2025-26: 9.8419e-06; Gains in Water Available For Use / Savings in Demand under the selected programme (Ml/d) input as +ve 2026-27: 2.6904e-05; Gains in Water Available For Use / Savings in Demand under the selected programme (Ml/d) input as +ve 2027-28: 0.0011086; Gains in Water Available For Use / Savings in Demand under the selected programme (Ml/d) input as +ve 2028-29: 0.0021024; Gains in Water Available For Use / Savings in Demand under the selected programme (Ml/d) input as +ve 2029-30: 0.0030622; Gains in Water Available For Use / Savings in Demand under the selected programme (Ml/d) input as +ve 2030-31: 0.004021; Gains in Water Available For Use / Savings in Demand under the selected programme (Ml/d) input as +ve 2031-32: 0.0049793; Gains in Water Available For Use / Savings in Demand under the selected programme (Ml/d) input as +ve 2032-33: 0.0059367; Gains in Water Available For Use / Savings in Demand under the selected programme (Ml/d) input as +ve 2033-34: 0.0068929; Gains in Water Available For Use / Savings in Demand under the selected programme (Ml/d) input as +ve 2034-35: 0.0078478; Gains in Water Available For Use / Savings in Demand under the selected programme (Ml/d) input as +ve 2035-36: 0.0088008; Gains in Water Available For Use / Savings in Demand under the selected programme (Ml/d) input as +ve 2036-37: 0.0097519; Gains in Water Available For Use / Savings in Demand under the selected programme (Ml/d) input as +ve 2037-38: 0.010701; Gains in Water Available For Use / Savings in Demand under the selected programme (Ml/d) input as +ve 2038-39: 0.011649; Gains in Water Available For Use / Savings in Demand under the selected programme (Ml/d) input as +ve 2039-40: 0.012596; Gains in Water Available For Use / Savings in Demand under the selected programme (Ml/d) input as +ve 2040-41: 0.013542; Gains in Water Available For Use / Savings in Demand under the selected programme (Ml/d) input as +ve 2041-42: 0.014487; Gains in Water Available For Use / Savings in Demand under the selected programme (Ml/d) input as +ve 2042-43: 0.015432; Gains in Water Available For Use / Savings in Demand under the selected programme (Ml/d) input as +ve 2043-44: 0.016376; Gains in Water Available For Use / Savings in Demand under the selected programme (Ml/d) input as +ve 2044-45: 0.017319; Gains in Water Available For Use / Savings in Demand under the selected programme (Ml/d) input as +ve 2045-46: 0.018263; Gains in Water Available For Use / Savings in Demand under the selected programme (Ml/d) input as +ve 2046-47: 0.019206; Gains in Water Available For Use / Savings in Demand under the selected programme (Ml/d) input as +ve 2047-48: 0.020149; Gains in Water Available For Use / Savings in Demand under the selected programme (Ml/d) input as +ve 2048-49: 0.021092; Gains in Water Available For Use / Savings in Demand under the selected programme (Ml/d) input as +ve 2049-50: 0.022034
51dF | NHH. NHH PL100 repairs.AWSNAY | NHH. NHH PL100 repairs.AWSNAY | Non-household water audit | Customer Options | N | Ofwat Core | AWSNAY | Ml/d | 2 | Gains in Water Available For Use / Savings in Demand under the selected programme (Ml/d) input as +ve 2019-20: 0; Gains in Water Available For Use / Savings in Demand under the selected programme (Ml/d) input as +ve 2020-21: 0; Gains in Water Available For Use / Savings in Demand under the selected programme (Ml/d) input as +ve 2021-22: 0; Gains in Water Available For Use / Savings in Demand under the selected programme (Ml/d) input as +ve 2022-23: 0; Gains in Water Available For Use / Savings in Demand under the selected programme (Ml/d) input as +ve 2023-24: 0; Gains in Water Available For Use / Savings in Demand under the selected programme (Ml/d) input as +ve 2024-25: 0; Gains in Water Available For Use / Savings in Demand under the selected programme (Ml/d) input as +ve 2025-26: 9.8419e-06; Gains in Water Available For Use / Savings in Demand under the selected programme (Ml/d) input as +ve 2026-27: 2.6904e-05; Gains in Water Available For Use / Savings in Demand under the selected programme (Ml/d) input as +ve 2027-28: 0.0011086; Gains in Water Available For Use / Savings in Demand under the selected programme (Ml/d) input as +ve 2028-29: 0.0021024; Gains in Water Available For Use / Savings in Demand under the selected programme (Ml/d) input as +ve 2029-30: 0.0030622; Gains in Water Available For Use / Savings in Demand under the selected programme (Ml/d) input as +ve 2030-31: 0.004021; Gains in Water Available For Use / Savings in Demand under the selected programme (Ml/d) input as +ve 2031-32: 0.0049793; Gains in Water Available For Use / Savings in Demand under the selected programme (Ml/d) input as +ve 2032-33: 0.0059367; Gains in Water Available For Use / Savings in Demand under the selected programme (Ml/d) input as +ve 2033-34: 0.0068929; Gains in Water Available For Use / Savings in Demand under the selected programme (Ml/d) input as +ve 2034-35: 0.0078478; Gains in Water Available For Use / Savings in Demand under the selected programme (Ml/d) input as +ve 2035-36: 0.0088008; Gains in Water Available For Use / Savings in Demand under the selected programme (Ml/d) input as +ve 2036-37: 0.0097519; Gains in Water Available For Use / Savings in Demand under the selected programme (Ml/d) input as +ve 2037-38: 0.010701; Gains in Water Available For Use / Savings in Demand under the selected programme (Ml/d) input as +ve 2038-39: 0.011649; Gains in Water Available For Use / Savings in Demand under the selected programme (Ml/d) input as +ve 2039-40: 0.012596; Gains in Water Available For Use / Savings in Demand under the selected programme (Ml/d) input as +ve 2040-41: 0.013542; Gains in Water Available For Use / Savings in Demand under the selected programme (Ml/d) input as +ve 2041-42: 0.014487; Gains in Water Available For Use / Savings in Demand under the selected programme (Ml/d) input as +ve 2042-43: 0.015432; Gains in Water Available For Use / Savings in Demand under the selected programme (Ml/d) input as +ve 2043-44: 0.016376; Gains in Water Available For Use / Savings in Demand under the selected programme (Ml/d) input as +ve 2044-45: 0.017319; Gains in Water Available For Use / Savings in Demand under the selected programme (Ml/d) input as +ve 2045-46: 0.018263; Gains in Water Available For Use / Savings in Demand under the selected programme (Ml/d) input as +ve 2046-47: 0.019206; Gains in Water Available For Use / Savings in Demand under the selected programme (Ml/d) input as +ve 2047-48: 0.020149; Gains in Water Available For Use / Savings in Demand under the selected programme (Ml/d) input as +ve 2048-49: 0.021092; Gains in Water Available For Use / Savings in Demand under the selected programme (Ml/d) input as +ve 2049-50: 0.022034
51dP | NHH. NHH PL100 repairs.AWSNAY | NHH. NHH PL100 repairs.AWSNAY | Non-household water audit | Customer Options | N | Preferred | AWSNAY | Ml/d | 2 | Gains in Water Available For Use / Savings in Demand under the selected programme (Ml/d) input as +ve 2019-20: 0; Gains in Water Available For Use / Savings in Demand under the selected programme (Ml/d) input as +ve 2020-21: 0; Gains in Water Available For Use / Savings in Demand under the selected programme (Ml/d) input as +ve 2021-22: 0; Gains in Water Available For Use / Savings in Demand under the selected programme (Ml/d) input as +ve 2022-23: 0; Gains in Water Available For Use / Savings in Demand under the selected programme (Ml/d) input as +ve 2023-24: 0; Gains in Water Available For Use / Savings in Demand under the selected programme (Ml/d) input as +ve 2024-25: 0; Gains in Water Available For Use / Savings in Demand under the selected programme (Ml/d) input as +ve 2025-26: 9.8419e-06; Gains in Water Available For Use / Savings in Demand under the selected programme (Ml/d) input as +ve 2026-27: 2.6904e-05; Gains in Water Available For Use / Savings in Demand under the selected programme (Ml/d) input as +ve 2027-28: 0.0011086; Gains in Water Available For Use / Savings in Demand under the selected programme (Ml/d) input as +ve 2028-29: 0.0021024; Gains in Water Available For Use / Savings in Demand under the selected programme (Ml/d) input as +ve 2029-30: 0.0030622; Gains in Water Available For Use / Savings in Demand under the selected programme (Ml/d) input as +ve 2030-31: 0.004021; Gains in Water Available For Use / Savings in Demand under the selected programme (Ml/d) input as +ve 2031-32: 0.0049793; Gains in Water Available For Use / Savings in Demand under the selected programme (Ml/d) input as +ve 2032-33: 0.0059367; Gains in Water Available For Use / Savings in Demand under the selected programme (Ml/d) input as +ve 2033-34: 0.0068929; Gains in Water Available For Use / Savings in Demand under the selected programme (Ml/d) input as +ve 2034-35: 0.0078478; Gains in Water Available For Use / Savings in Demand under the selected programme (Ml/d) input as +ve 2035-36: 0.0088008; Gains in Water Available For Use / Savings in Demand under the selected programme (Ml/d) input as +ve 2036-37: 0.0097519; Gains in Water Available For Use / Savings in Demand under the selected programme (Ml/d) input as +ve 2037-38: 0.010701; Gains in Water Available For Use / Savings in Demand under the selected programme (Ml/d) input as +ve 2038-39: 0.011649; Gains in Water Available For Use / Savings in Demand under the selected programme (Ml/d) input as +ve 2039-40: 0.012596; Gains in Water Available For Use / Savings in Demand under the selected programme (Ml/d) input as +ve 2040-41: 0.013542; Gains in Water Available For Use / Savings in Demand under the selected programme (Ml/d) input as +ve 2041-42: 0.014487; Gains in Water Available For Use / Savings in Demand under the selected programme (Ml/d) input as +ve 2042-43: 0.015432; Gains in Water Available For Use / Savings in Demand under the selected programme (Ml/d) input as +ve 2043-44: 0.016376; Gains in Water Available For Use / Savings in Demand under the selected programme (Ml/d) input as +ve 2044-45: 0.017319; Gains in Water Available For Use / Savings in Demand under the selected programme (Ml/d) input as +ve 2045-46: 0.018263; Gains in Water Available For Use / Savings in Demand under the selected programme (Ml/d) input as +ve 2046-47: 0.019206; Gains in Water Available For Use / Savings in Demand under the selected programme (Ml/d) input as +ve 2047-48: 0.020149; Gains in Water Available For Use / Savings in Demand under the selected programme (Ml/d) input as +ve 2048-49: 0.021092; Gains in Water Available For Use / Savings in Demand under the selected programme (Ml/d) input as +ve 2049-50: 0.022034
51dF | NHH. WEF Visit Lower.AWSNAY | NHH. WEF Visit Lower.AWSNAY | Non-household water audit | Customer Options | N | Least Cost | AWSNAY | Ml/d | 2 | Gains in Water Available For Use / Savings in Demand under the selected programme (Ml/d) input as +ve 2019-20: 0; Gains in Water Available For Use / Savings in Demand under the selected programme (Ml/d) input as +ve 2020-21: 0; Gains in Water Available For Use / Savings in Demand under the selected programme (Ml/d) input as +ve 2021-22: 0; Gains in Water Available For Use / Savings in Demand under the selected programme (Ml/d) input as +ve 2022-23: 0; Gains in Water Available For Use / Savings in Demand under the selected programme (Ml/d) input as +ve 2023-24: 0; Gains in Water Available For Use / Savings in Demand under the selected programme (Ml/d) input as +ve 2024-25: 0; Gains in Water Available For Use / Savings in Demand under the selected programme (Ml/d) input as +ve 2025-26: 2.3646e-05; Gains in Water Available For Use / Savings in Demand under the selected programme (Ml/d) input as +ve 2026-27: 6.4641e-05; Gains in Water Available For Use / Savings in Demand under the selected programme (Ml/d) input as +ve 2027-28: 0.0026636; Gains in Water Available For Use / Savings in Demand under the selected programme (Ml/d) input as +ve 2028-29: 0.0050513; Gains in Water Available For Use / Savings in Demand under the selected programme (Ml/d) input as +ve 2029-30: 0.0073572; Gains in Water Available For Use / Savings in Demand under the selected programme (Ml/d) input as +ve 2030-31: 0.0096609; Gains in Water Available For Use / Savings in Demand under the selected programme (Ml/d) input as +ve 2031-32: 0.011963; Gains in Water Available For Use / Savings in Demand under the selected programme (Ml/d) input as +ve 2032-33: 0.014264; Gains in Water Available For Use / Savings in Demand under the selected programme (Ml/d) input as +ve 2033-34: 0.016561; Gains in Water Available For Use / Savings in Demand under the selected programme (Ml/d) input as +ve 2034-35: 0.018855; Gains in Water Available For Use / Savings in Demand under the selected programme (Ml/d) input as +ve 2035-36: 0.021145; Gains in Water Available For Use / Savings in Demand under the selected programme (Ml/d) input as +ve 2036-37: 0.02343; Gains in Water Available For Use / Savings in Demand under the selected programme (Ml/d) input as +ve 2037-38: 0.025711; Gains in Water Available For Use / Savings in Demand under the selected programme (Ml/d) input as +ve 2038-39: 0.027989; Gains in Water Available For Use / Savings in Demand under the selected programme (Ml/d) input as +ve 2039-40: 0.030264; Gains in Water Available For Use / Savings in Demand under the selected programme (Ml/d) input as +ve 2040-41: 0.032536; Gains in Water Available For Use / Savings in Demand under the selected programme (Ml/d) input as +ve 2041-42: 0.034807; Gains in Water Available For Use / Savings in Demand under the selected programme (Ml/d) input as +ve 2042-43: 0.037076; Gains in Water Available For Use / Savings in Demand under the selected programme (Ml/d) input as +ve 2043-44: 0.039345; Gains in Water Available For Use / Savings in Demand under the selected programme (Ml/d) input as +ve 2044-45: 0.041612; Gains in Water Available For Use / Savings in Demand under the selected programme (Ml/d) input as +ve 2045-46: 0.043879; Gains in Water Available For Use / Savings in Demand under the selected programme (Ml/d) input as +ve 2046-47: 0.046145; Gains in Water Available For Use / Savings in Demand under the selected programme (Ml/d) input as +ve 2047-48: 0.048411; Gains in Water Available For Use / Savings in Demand under the selected programme (Ml/d) input as +ve 2048-49: 0.050676; Gains in Water Available For Use / Savings in Demand under the selected programme (Ml/d) input as +ve 2049-50: 0.052938
51dF | NHH. WEF Visit Lower.AWSNAY | NHH. WEF Visit Lower.AWSNAY | Non-household water audit | Customer Options | N | Ofwat Core | AWSNAY | Ml/d | 2 | Gains in Water Available For Use / Savings in Demand under the selected programme (Ml/d) input as +ve 2019-20: 0; Gains in Water Available For Use / Savings in Demand under the selected programme (Ml/d) input as +ve 2020-21: 0; Gains in Water Available For Use / Savings in Demand under the selected programme (Ml/d) input as +ve 2021-22: 0; Gains in Water Available For Use / Savings in Demand under the selected programme (Ml/d) input as +ve 2022-23: 0; Gains in Water Available For Use / Savings in Demand under the selected programme (Ml/d) input as +ve 2023-24: 0; Gains in Water Available For Use / Savings in Demand under the selected programme (Ml/d) input as +ve 2024-25: 0; Gains in Water Available For Use / Savings in Demand under the selected programme (Ml/d) input as +ve 2025-26: 2.3646e-05; Gains in Water Available For Use / Savings in Demand under the selected programme (Ml/d) input as +ve 2026-27: 6.4641e-05; Gains in Water Available For Use / Savings in Demand under the selected programme (Ml/d) input as +ve 2027-28: 0.0026636; Gains in Water Available For Use / Savings in Demand under the selected programme (Ml/d) input as +ve 2028-29: 0.0050513; Gains in Water Available For Use / Savings in Demand under the selected programme (Ml/d) input as +ve 2029-30: 0.0073572; Gains in Water Available For Use / Savings in Demand under the selected programme (Ml/d) input as +ve 2030-31: 0.0096609; Gains in Water Available For Use / Savings in Demand under the selected programme (Ml/d) input as +ve 2031-32: 0.011963; Gains in Water Available For Use / Savings in Demand under the selected programme (Ml/d) input as +ve 2032-33: 0.014264; Gains in Water Available For Use / Savings in Demand under the selected programme (Ml/d) input as +ve 2033-34: 0.016561; Gains in Water Available For Use / Savings in Demand under the selected programme (Ml/d) input as +ve 2034-35: 0.018855; Gains in Water Available For Use / Savings in Demand under the selected programme (Ml/d) input as +ve 2035-36: 0.021145; Gains in Water Available For Use / Savings in Demand under the selected programme (Ml/d) input as +ve 2036-37: 0.02343; Gains in Water Available For Use / Savings in Demand under the selected programme (Ml/d) input as +ve 2037-38: 0.025711; Gains in Water Available For Use / Savings in Demand under the selected programme (Ml/d) input as +ve 2038-39: 0.027989; Gains in Water Available For Use / Savings in Demand under the selected programme (Ml/d) input as +ve 2039-40: 0.030264; Gains in Water Available For Use / Savings in Demand under the selected programme (Ml/d) input as +ve 2040-41: 0.032536; Gains in Water Available For Use / Savings in Demand under the selected programme (Ml/d) input as +ve 2041-42: 0.034807; Gains in Water Available For Use / Savings in Demand under the selected programme (Ml/d) input as +ve 2042-43: 0.037076; Gains in Water Available For Use / Savings in Demand under the selected programme (Ml/d) input as +ve 2043-44: 0.039345; Gains in Water Available For Use / Savings in Demand under the selected programme (Ml/d) input as +ve 2044-45: 0.041612; Gains in Water Available For Use / Savings in Demand under the selected programme (Ml/d) input as +ve 2045-46: 0.043879; Gains in Water Available For Use / Savings in Demand under the selected programme (Ml/d) input as +ve 2046-47: 0.046145; Gains in Water Available For Use / Savings in Demand under the selected programme (Ml/d) input as +ve 2047-48: 0.048411; Gains in Water Available For Use / Savings in Demand under the selected programme (Ml/d) input as +ve 2048-49: 0.050676; Gains in Water Available For Use / Savings in Demand under the selected programme (Ml/d) input as +ve 2049-50: 0.052938
51dP | NHH. WEF Visit Lower.AWSNAY | NHH. WEF Visit Lower.AWSNAY | Non-household water audit | Customer Options | N | Preferred | AWSNAY | Ml/d | 2 | Gains in Water Available For Use / Savings in Demand under the selected programme (Ml/d) input as +ve 2019-20: 0; Gains in Water Available For Use / Savings in Demand under the selected programme (Ml/d) input as +ve 2020-21: 0; Gains in Water Available For Use / Savings in Demand under the selected programme (Ml/d) input as +ve 2021-22: 0; Gains in Water Available For Use / Savings in Demand under the selected programme (Ml/d) input as +ve 2022-23: 0; Gains in Water Available For Use / Savings in Demand under the selected programme (Ml/d) input as +ve 2023-24: 0; Gains in Water Available For Use / Savings in Demand under the selected programme (Ml/d) input as +ve 2024-25: 0; Gains in Water Available For Use / Savings in Demand under the selected programme (Ml/d) input as +ve 2025-26: 2.3646e-05; Gains in Water Available For Use / Savings in Demand under the selected programme (Ml/d) input as +ve 2026-27: 6.4641e-05; Gains in Water Available For Use / Savings in Demand under the selected programme (Ml/d) input as +ve 2027-28: 0.0026636; Gains in Water Available For Use / Savings in Demand under the selected programme (Ml/d) input as +ve 2028-29: 0.0050513; Gains in Water Available For Use / Savings in Demand under the selected programme (Ml/d) input as +ve 2029-30: 0.0073572; Gains in Water Available For Use / Savings in Demand under the selected programme (Ml/d) input as +ve 2030-31: 0.0096609; Gains in Water Available For Use / Savings in Demand under the selected programme (Ml/d) input as +ve 2031-32: 0.011963; Gains in Water Available For Use / Savings in Demand under the selected programme (Ml/d) input as +ve 2032-33: 0.014264; Gains in Water Available For Use / Savings in Demand under the selected programme (Ml/d) input as +ve 2033-34: 0.016561; Gains in Water Available For Use / Savings in Demand under the selected programme (Ml/d) input as +ve 2034-35: 0.018855; Gains in Water Available For Use / Savings in Demand under the selected programme (Ml/d) input as +ve 2035-36: 0.021145; Gains in Water Available For Use / Savings in Demand under the selected programme (Ml/d) input as +ve 2036-37: 0.02343; Gains in Water Available For Use / Savings in Demand under the selected programme (Ml/d) input as +ve 2037-38: 0.025711; Gains in Water Available For Use / Savings in Demand under the selected programme (Ml/d) input as +ve 2038-39: 0.027989; Gains in Water Available For Use / Savings in Demand under the selected programme (Ml/d) input as +ve 2039-40: 0.030264; Gains in Water Available For Use / Savings in Demand under the selected programme (Ml/d) input as +ve 2040-41: 0.032536; Gains in Water Available For Use / Savings in Demand under the selected programme (Ml/d) input as +ve 2041-42: 0.034807; Gains in Water Available For Use / Savings in Demand under the selected programme (Ml/d) input as +ve 2042-43: 0.037076; Gains in Water Available For Use / Savings in Demand under the selected programme (Ml/d) input as +ve 2043-44: 0.039345; Gains in Water Available For Use / Savings in Demand under the selected programme (Ml/d) input as +ve 2044-45: 0.041612; Gains in Water Available For Use / Savings in Demand under the selected programme (Ml/d) input as +ve 2045-46: 0.043879; Gains in Water Available For Use / Savings in Demand under the selected programme (Ml/d) input as +ve 2046-47: 0.046145; Gains in Water Available For Use / Savings in Demand under the selected programme (Ml/d) input as +ve 2047-48: 0.048411; Gains in Water Available For Use / Savings in Demand under the selected programme (Ml/d) input as +ve 2048-49: 0.050676; Gains in Water Available For Use / Savings in Demand under the selected programme (Ml/d) input as +ve 2049-50: 0.052938
51dF | NHH. WEF Visit Super High.AWSNAY | NHH. WEF Visit Super High.AWSNAY | Non-household water audit | Customer Options | N | Least Cost | AWSNAY | Ml/d | 2 | Gains in Water Available For Use / Savings in Demand under the selected programme (Ml/d) input as +ve 2019-20: 0; Gains in Water Available For Use / Savings in Demand under the selected programme (Ml/d) input as +ve 2020-21: 0; Gains in Water Available For Use / Savings in Demand under the selected programme (Ml/d) input as +ve 2021-22: 0; Gains in Water Available For Use / Savings in Demand under the selected programme (Ml/d) input as +ve 2022-23: 0; Gains in Water Available For Use / Savings in Demand under the selected programme (Ml/d) input as +ve 2023-24: 0; Gains in Water Available For Use / Savings in Demand under the selected programme (Ml/d) input as +ve 2024-25: 0; Gains in Water Available For Use / Savings in Demand under the selected programme (Ml/d) input as +ve 2025-26: 2.4341e-05; Gains in Water Available For Use / Savings in Demand under the selected programme (Ml/d) input as +ve 2026-27: 6.6539e-05; Gains in Water Available For Use / Savings in Demand under the selected programme (Ml/d) input as +ve 2027-28: 0.0027418; Gains in Water Available For Use / Savings in Demand under the selected programme (Ml/d) input as +ve 2028-29: 0.0051996; Gains in Water Available For Use / Savings in Demand under the selected programme (Ml/d) input as +ve 2029-30: 0.0075733; Gains in Water Available For Use / Savings in Demand under the selected programme (Ml/d) input as +ve 2030-31: 0.0099446; Gains in Water Available For Use / Savings in Demand under the selected programme (Ml/d) input as +ve 2031-32: 0.012315; Gains in Water Available For Use / Savings in Demand under the selected programme (Ml/d) input as +ve 2032-33: 0.014682; Gains in Water Available For Use / Savings in Demand under the selected programme (Ml/d) input as +ve 2033-34: 0.017047; Gains in Water Available For Use / Savings in Demand under the selected programme (Ml/d) input as +ve 2034-35: 0.019409; Gains in Water Available For Use / Savings in Demand under the selected programme (Ml/d) input as +ve 2035-36: 0.021766; Gains in Water Available For Use / Savings in Demand under the selected programme (Ml/d) input as +ve 2036-37: 0.024118; Gains in Water Available For Use / Savings in Demand under the selected programme (Ml/d) input as +ve 2037-38: 0.026466; Gains in Water Available For Use / Savings in Demand under the selected programme (Ml/d) input as +ve 2038-39: 0.02881; Gains in Water Available For Use / Savings in Demand under the selected programme (Ml/d) input as +ve 2039-40: 0.031152; Gains in Water Available For Use / Savings in Demand under the selected programme (Ml/d) input as +ve 2040-41: 0.033492; Gains in Water Available For Use / Savings in Demand under the selected programme (Ml/d) input as +ve 2041-42: 0.035829; Gains in Water Available For Use / Savings in Demand under the selected programme (Ml/d) input as +ve 2042-43: 0.038165; Gains in Water Available For Use / Savings in Demand under the selected programme (Ml/d) input as +ve 2043-44: 0.0405; Gains in Water Available For Use / Savings in Demand under the selected programme (Ml/d) input as +ve 2044-45: 0.042834; Gains in Water Available For Use / Savings in Demand under the selected programme (Ml/d) input as +ve 2045-46: 0.045167; Gains in Water Available For Use / Savings in Demand under the selected programme (Ml/d) input as +ve 2046-47: 0.0475; Gains in Water Available For Use / Savings in Demand under the selected programme (Ml/d) input as +ve 2047-48: 0.049833; Gains in Water Available For Use / Savings in Demand under the selected programme (Ml/d) input as +ve 2048-49: 0.052164; Gains in Water Available For Use / Savings in Demand under the selected programme (Ml/d) input as +ve 2049-50: 0.054493
51dF | NHH. WEF Visit Super High.AWSNAY | NHH. WEF Visit Super High.AWSNAY | Non-household water audit | Customer Options | N | Ofwat Core | AWSNAY | Ml/d | 2 | Gains in Water Available For Use / Savings in Demand under the selected programme (Ml/d) input as +ve 2019-20: 0; Gains in Water Available For Use / Savings in Demand under the selected programme (Ml/d) input as +ve 2020-21: 0; Gains in Water Available For Use / Savings in Demand under the selected programme (Ml/d) input as +ve 2021-22: 0; Gains in Water Available For Use / Savings in Demand under the selected programme (Ml/d) input as +ve 2022-23: 0; Gains in Water Available For Use / Savings in Demand under the selected programme (Ml/d) input as +ve 2023-24: 0; Gains in Water Available For Use / Savings in Demand under the selected programme (Ml/d) input as +ve 2024-25: 0; Gains in Water Available For Use / Savings in Demand under the selected programme (Ml/d) input as +ve 2025-26: 2.4341e-05; Gains in Water Available For Use / Savings in Demand under the selected programme (Ml/d) input as +ve 2026-27: 6.6539e-05; Gains in Water Available For Use / Savings in Demand under the selected programme (Ml/d) input as +ve 2027-28: 0.0027418; Gains in Water Available For Use / Savings in Demand under the selected programme (Ml/d) input as +ve 2028-29: 0.0051996; Gains in Water Available For Use / Savings in Demand under the selected programme (Ml/d) input as +ve 2029-30: 0.0075733; Gains in Water Available For Use / Savings in Demand under the selected programme (Ml/d) input as +ve 2030-31: 0.0099446; Gains in Water Available For Use / Savings in Demand under the selected programme (Ml/d) input as +ve 2031-32: 0.012315; Gains in Water Available For Use / Savings in Demand under the selected programme (Ml/d) input as +ve 2032-33: 0.014682; Gains in Water Available For Use / Savings in Demand under the selected programme (Ml/d) input as +ve 2033-34: 0.017047; Gains in Water Available For Use / Savings in Demand under the selected programme (Ml/d) input as +ve 2034-35: 0.019409; Gains in Water Available For Use / Savings in Demand under the selected programme (Ml/d) input as +ve 2035-36: 0.021766; Gains in Water Available For Use / Savings in Demand under the selected programme (Ml/d) input as +ve 2036-37: 0.024118; Gains in Water Available For Use / Savings in Demand under the selected programme (Ml/d) input as +ve 2037-38: 0.026466; Gains in Water Available For Use / Savings in Demand under the selected programme (Ml/d) input as +ve 2038-39: 0.02881; Gains in Water Available For Use / Savings in Demand under the selected programme (Ml/d) input as +ve 2039-40: 0.031152; Gains in Water Available For Use / Savings in Demand under the selected programme (Ml/d) input as +ve 2040-41: 0.033492; Gains in Water Available For Use / Savings in Demand under the selected programme (Ml/d) input as +ve 2041-42: 0.035829; Gains in Water Available For Use / Savings in Demand under the selected programme (Ml/d) input as +ve 2042-43: 0.038165; Gains in Water Available For Use / Savings in Demand under the selected programme (Ml/d) input as +ve 2043-44: 0.0405; Gains in Water Available For Use / Savings in Demand under the selected programme (Ml/d) input as +ve 2044-45: 0.042834; Gains in Water Available For Use / Savings in Demand under the selected programme (Ml/d) input as +ve 2045-46: 0.045167; Gains in Water Available For Use / Savings in Demand under the selected programme (Ml/d) input as +ve 2046-47: 0.0475; Gains in Water Available For Use / Savings in Demand under the selected programme (Ml/d) input as +ve 2047-48: 0.049833; Gains in Water Available For Use / Savings in Demand under the selected programme (Ml/d) input as +ve 2048-49: 0.052164; Gains in Water Available For Use / Savings in Demand under the selected programme (Ml/d) input as +ve 2049-50: 0.054493
51dP | NHH. WEF Visit Super High.AWSNAY | NHH. WEF Visit Super High.AWSNAY | Non-household water audit | Customer Options | N | Preferred | AWSNAY | Ml/d | 2 | Gains in Water Available For Use / Savings in Demand under the selected programme (Ml/d) input as +ve 2019-20: 0; Gains in Water Available For Use / Savings in Demand under the selected programme (Ml/d) input as +ve 2020-21: 0; Gains in Water Available For Use / Savings in Demand under the selected programme (Ml/d) input as +ve 2021-22: 0; Gains in Water Available For Use / Savings in Demand under the selected programme (Ml/d) input as +ve 2022-23: 0; Gains in Water Available For Use / Savings in Demand under the selected programme (Ml/d) input as +ve 2023-24: 0; Gains in Water Available For Use / Savings in Demand under the selected programme (Ml/d) input as +ve 2024-25: 0; Gains in Water Available For Use / Savings in Demand under the selected programme (Ml/d) input as +ve 2025-26: 2.4341e-05; Gains in Water Available For Use / Savings in Demand under the selected programme (Ml/d) input as +ve 2026-27: 6.6539e-05; Gains in Water Available For Use / Savings in Demand under the selected programme (Ml/d) input as +ve 2027-28: 0.0027418; Gains in Water Available For Use / Savings in Demand under the selected programme (Ml/d) input as +ve 2028-29: 0.0051996; Gains in Water Available For Use / Savings in Demand under the selected programme (Ml/d) input as +ve 2029-30: 0.0075733; Gains in Water Available For Use / Savings in Demand under the selected programme (Ml/d) input as +ve 2030-31: 0.0099446; Gains in Water Available For Use / Savings in Demand under the selected programme (Ml/d) input as +ve 2031-32: 0.012315; Gains in Water Available For Use / Savings in Demand under the selected programme (Ml/d) input as +ve 2032-33: 0.014682; Gains in Water Available For Use / Savings in Demand under the selected programme (Ml/d) input as +ve 2033-34: 0.017047; Gains in Water Available For Use / Savings in Demand under the selected programme (Ml/d) input as +ve 2034-35: 0.019409; Gains in Water Available For Use / Savings in Demand under the selected programme (Ml/d) input as +ve 2035-36: 0.021766; Gains in Water Available For Use / Savings in Demand under the selected programme (Ml/d) input as +ve 2036-37: 0.024118; Gains in Water Available For Use / Savings in Demand under the selected programme (Ml/d) input as +ve 2037-38: 0.026466; Gains in Water Available For Use / Savings in Demand under the selected programme (Ml/d) input as +ve 2038-39: 0.02881; Gains in Water Available For Use / Savings in Demand under the selected programme (Ml/d) input as +ve 2039-40: 0.031152; Gains in Water Available For Use / Savings in Demand under the selected programme (Ml/d) input as +ve 2040-41: 0.033492; Gains in Water Available For Use / Savings in Demand under the selected programme (Ml/d) input as +ve 2041-42: 0.035829; Gains in Water Available For Use / Savings in Demand under the selected programme (Ml/d) input as +ve 2042-43: 0.038165; Gains in Water Available For Use / Savings in Demand under the selected programme (Ml/d) input as +ve 2043-44: 0.0405; Gains in Water Available For Use / Savings in Demand under the selected programme (Ml/d) input as +ve 2044-45: 0.042834; Gains in Water Available For Use / Savings in Demand under the selected programme (Ml/d) input as +ve 2045-46: 0.045167; Gains in Water Available For Use / Savings in Demand under the selected programme (Ml/d) input as +ve 2046-47: 0.0475; Gains in Water Available For Use / Savings in Demand under the selected programme (Ml/d) input as +ve 2047-48: 0.049833; Gains in Water Available For Use / Savings in Demand under the selected programme (Ml/d) input as +ve 2048-49: 0.052164; Gains in Water Available For Use / Savings in Demand under the selected programme (Ml/d) input as +ve 2049-50: 0.054493
51dF | NHH. WEF Visit Upper.AWSNAY | NHH. WEF Visit Upper.AWSNAY | Non-household water audit | Customer Options | N | Least Cost | AWSNAY | Ml/d | 2 | Gains in Water Available For Use / Savings in Demand under the selected programme (Ml/d) input as +ve 2019-20: 0; Gains in Water Available For Use / Savings in Demand under the selected programme (Ml/d) input as +ve 2020-21: 0; Gains in Water Available For Use / Savings in Demand under the selected programme (Ml/d) input as +ve 2021-22: 0; Gains in Water Available For Use / Savings in Demand under the selected programme (Ml/d) input as +ve 2022-23: 0; Gains in Water Available For Use / Savings in Demand under the selected programme (Ml/d) input as +ve 2023-24: 0; Gains in Water Available For Use / Savings in Demand under the selected programme (Ml/d) input as +ve 2024-25: 0; Gains in Water Available For Use / Savings in Demand under the selected programme (Ml/d) input as +ve 2025-26: 1.2773e-05; Gains in Water Available For Use / Savings in Demand under the selected programme (Ml/d) input as +ve 2026-27: 3.4917e-05; Gains in Water Available For Use / Savings in Demand under the selected programme (Ml/d) input as +ve 2027-28: 0.0014388; Gains in Water Available For Use / Savings in Demand under the selected programme (Ml/d) input as +ve 2028-29: 0.0027286; Gains in Water Available For Use / Savings in Demand under the selected programme (Ml/d) input as +ve 2029-30: 0.0039742; Gains in Water Available For Use / Savings in Demand under the selected programme (Ml/d) input as +ve 2030-31: 0.0052186; Gains in Water Available For Use / Savings in Demand under the selected programme (Ml/d) input as +ve 2031-32: 0.0064623; Gains in Water Available For Use / Savings in Demand under the selected programme (Ml/d) input as +ve 2032-33: 0.0077048; Gains in Water Available For Use / Savings in Demand under the selected programme (Ml/d) input as +ve 2033-34: 0.0089458; Gains in Water Available For Use / Savings in Demand under the selected programme (Ml/d) input as +ve 2034-35: 0.010185; Gains in Water Available For Use / Savings in Demand under the selected programme (Ml/d) input as +ve 2035-36: 0.011422; Gains in Water Available For Use / Savings in Demand under the selected programme (Ml/d) input as +ve 2036-37: 0.012656; Gains in Water Available For Use / Savings in Demand under the selected programme (Ml/d) input as +ve 2037-38: 0.013888; Gains in Water Available For Use / Savings in Demand under the selected programme (Ml/d) input as +ve 2038-39: 0.015119; Gains in Water Available For Use / Savings in Demand under the selected programme (Ml/d) input as +ve 2039-40: 0.016348; Gains in Water Available For Use / Savings in Demand under the selected programme (Ml/d) input as +ve 2040-41: 0.017575; Gains in Water Available For Use / Savings in Demand under the selected programme (Ml/d) input as +ve 2041-42: 0.018802; Gains in Water Available For Use / Savings in Demand under the selected programme (Ml/d) input as +ve 2042-43: 0.020028; Gains in Water Available For Use / Savings in Demand under the selected programme (Ml/d) input as +ve 2043-44: 0.021253; Gains in Water Available For Use / Savings in Demand under the selected programme (Ml/d) input as +ve 2044-45: 0.022478; Gains in Water Available For Use / Savings in Demand under the selected programme (Ml/d) input as +ve 2045-46: 0.023702; Gains in Water Available For Use / Savings in Demand under the selected programme (Ml/d) input as +ve 2046-47: 0.024927; Gains in Water Available For Use / Savings in Demand under the selected programme (Ml/d) input as +ve 2047-48: 0.026151; Gains in Water Available For Use / Savings in Demand under the selected programme (Ml/d) input as +ve 2048-49: 0.027374; Gains in Water Available For Use / Savings in Demand under the selected programme (Ml/d) input as +ve 2049-50: 0.028596
51dF | NHH. WEF Visit Upper.AWSNAY | NHH. WEF Visit Upper.AWSNAY | Non-household water audit | Customer Options | N | Ofwat Core | AWSNAY | Ml/d | 2 | Gains in Water Available For Use / Savings in Demand under the selected programme (Ml/d) input as +ve 2019-20: 0; Gains in Water Available For Use / Savings in Demand under the selected programme (Ml/d) input as +ve 2020-21: 0; Gains in Water Available For Use / Savings in Demand under the selected programme (Ml/d) input as +ve 2021-22: 0; Gains in Water Available For Use / Savings in Demand under the selected programme (Ml/d) input as +ve 2022-23: 0; Gains in Water Available For Use / Savings in Demand under the selected programme (Ml/d) input as +ve 2023-24: 0; Gains in Water Available For Use / Savings in Demand under the selected programme (Ml/d) input as +ve 2024-25: 0; Gains in Water Available For Use / Savings in Demand under the selected programme (Ml/d) input as +ve 2025-26: 1.2773e-05; Gains in Water Available For Use / Savings in Demand under the selected programme (Ml/d) input as +ve 2026-27: 3.4917e-05; Gains in Water Available For Use / Savings in Demand under the selected programme (Ml/d) input as +ve 2027-28: 0.0014388; Gains in Water Available For Use / Savings in Demand under the selected programme (Ml/d) input as +ve 2028-29: 0.0027286; Gains in Water Available For Use / Savings in Demand under the selected programme (Ml/d) input as +ve 2029-30: 0.0039742; Gains in Water Available For Use / Savings in Demand under the selected programme (Ml/d) input as +ve 2030-31: 0.0052186; Gains in Water Available For Use / Savings in Demand under the selected programme (Ml/d) input as +ve 2031-32: 0.0064623; Gains in Water Available For Use / Savings in Demand under the selected programme (Ml/d) input as +ve 2032-33: 0.0077048; Gains in Water Available For Use / Savings in Demand under the selected programme (Ml/d) input as +ve 2033-34: 0.0089458; Gains in Water Available For Use / Savings in Demand under the selected programme (Ml/d) input as +ve 2034-35: 0.010185; Gains in Water Available For Use / Savings in Demand under the selected programme (Ml/d) input as +ve 2035-36: 0.011422; Gains in Water Available For Use / Savings in Demand under the selected programme (Ml/d) input as +ve 2036-37: 0.012656; Gains in Water Available For Use / Savings in Demand under the selected programme (Ml/d) input as +ve 2037-38: 0.013888; Gains in Water Available For Use / Savings in Demand under the selected programme (Ml/d) input as +ve 2038-39: 0.015119; Gains in Water Available For Use / Savings in Demand under the selected programme (Ml/d) input as +ve 2039-40: 0.016348; Gains in Water Available For Use / Savings in Demand under the selected programme (Ml/d) input as +ve 2040-41: 0.017575; Gains in Water Available For Use / Savings in Demand under the selected programme (Ml/d) input as +ve 2041-42: 0.018802; Gains in Water Available For Use / Savings in Demand under the selected programme (Ml/d) input as +ve 2042-43: 0.020028; Gains in Water Available For Use / Savings in Demand under the selected programme (Ml/d) input as +ve 2043-44: 0.021253; Gains in Water Available For Use / Savings in Demand under the selected programme (Ml/d) input as +ve 2044-45: 0.022478; Gains in Water Available For Use / Savings in Demand under the selected programme (Ml/d) input as +ve 2045-46: 0.023702; Gains in Water Available For Use / Savings in Demand under the selected programme (Ml/d) input as +ve 2046-47: 0.024927; Gains in Water Available For Use / Savings in Demand under the selected programme (Ml/d) input as +ve 2047-48: 0.026151; Gains in Water Available For Use / Savings in Demand under the selected programme (Ml/d) input as +ve 2048-49: 0.027374; Gains in Water Available For Use / Savings in Demand under the selected programme (Ml/d) input as +ve 2049-50: 0.028596
51dP | NHH. WEF Visit Upper.AWSNAY | NHH. WEF Visit Upper.AWSNAY | Non-household water audit | Customer Options | N | Preferred | AWSNAY | Ml/d | 2 | Gains in Water Available For Use / Savings in Demand under the selected programme (Ml/d) input as +ve 2019-20: 0; Gains in Water Available For Use / Savings in Demand under the selected programme (Ml/d) input as +ve 2020-21: 0; Gains in Water Available For Use / Savings in Demand under the selected programme (Ml/d) input as +ve 2021-22: 0; Gains in Water Available For Use / Savings in Demand under the selected programme (Ml/d) input as +ve 2022-23: 0; Gains in Water Available For Use / Savings in Demand under the selected programme (Ml/d) input as +ve 2023-24: 0; Gains in Water Available For Use / Savings in Demand under the selected programme (Ml/d) input as +ve 2024-25: 0; Gains in Water Available For Use / Savings in Demand under the selected programme (Ml/d) input as +ve 2025-26: 1.2773e-05; Gains in Water Available For Use / Savings in Demand under the selected programme (Ml/d) input as +ve 2026-27: 3.4917e-05; Gains in Water Available For Use / Savings in Demand under the selected programme (Ml/d) input as +ve 2027-28: 0.0014388; Gains in Water Available For Use / Savings in Demand under the selected programme (Ml/d) input as +ve 2028-29: 0.0027286; Gains in Water Available For Use / Savings in Demand under the selected programme (Ml/d) input as +ve 2029-30: 0.0039742; Gains in Water Available For Use / Savings in Demand under the selected programme (Ml/d) input as +ve 2030-31: 0.0052186; Gains in Water Available For Use / Savings in Demand under the selected programme (Ml/d) input as +ve 2031-32: 0.0064623; Gains in Water Available For Use / Savings in Demand under the selected programme (Ml/d) input as +ve 2032-33: 0.0077048; Gains in Water Available For Use / Savings in Demand under the selected programme (Ml/d) input as +ve 2033-34: 0.0089458; Gains in Water Available For Use / Savings in Demand under the selected programme (Ml/d) input as +ve 2034-35: 0.010185; Gains in Water Available For Use / Savings in Demand under the selected programme (Ml/d) input as +ve 2035-36: 0.011422; Gains in Water Available For Use / Savings in Demand under the selected programme (Ml/d) input as +ve 2036-37: 0.012656; Gains in Water Available For Use / Savings in Demand under the selected programme (Ml/d) input as +ve 2037-38: 0.013888; Gains in Water Available For Use / Savings in Demand under the selected programme (Ml/d) input as +ve 2038-39: 0.015119; Gains in Water Available For Use / Savings in Demand under the selected programme (Ml/d) input as +ve 2039-40: 0.016348; Gains in Water Available For Use / Savings in Demand under the selected programme (Ml/d) input as +ve 2040-41: 0.017575; Gains in Water Available For Use / Savings in Demand under the selected programme (Ml/d) input as +ve 2041-42: 0.018802; Gains in Water Available For Use / Savings in Demand under the selected programme (Ml/d) input as +ve 2042-43: 0.020028; Gains in Water Available For Use / Savings in Demand under the selected programme (Ml/d) input as +ve 2043-44: 0.021253; Gains in Water Available For Use / Savings in Demand under the selected programme (Ml/d) input as +ve 2044-45: 0.022478; Gains in Water Available For Use / Savings in Demand under the selected programme (Ml/d) input as +ve 2045-46: 0.023702; Gains in Water Available For Use / Savings in Demand under the selected programme (Ml/d) input as +ve 2046-47: 0.024927; Gains in Water Available For Use / Savings in Demand under the selected programme (Ml/d) input as +ve 2047-48: 0.026151; Gains in Water Available For Use / Savings in Demand under the selected programme (Ml/d) input as +ve 2048-49: 0.027374; Gains in Water Available For Use / Savings in Demand under the selected programme (Ml/d) input as +ve 2049-50: 0.028596
51dF | Smart Metering.AWSNAY | Smart Metering.AWSNAY | Metering other selective | Customer Options | N | Least Cost | AWSNAY | Ml/d | 2 | Gains in Water Available For Use / Savings in Demand under the selected programme (Ml/d) input as +ve 2019-20: 0; Gains in Water Available For Use / Savings in Demand under the selected programme (Ml/d) input as +ve 2020-21: 0; Gains in Water Available For Use / Savings in Demand under the selected programme (Ml/d) input as +ve 2021-22: 0; Gains in Water Available For Use / Savings in Demand under the selected programme (Ml/d) input as +ve 2022-23: 0; Gains in Water Available For Use / Savings in Demand under the selected programme (Ml/d) input as +ve 2023-24: 0; Gains in Water Available For Use / Savings in Demand under the selected programme (Ml/d) input as +ve 2024-25: 0; Gains in Water Available For Use / Savings in Demand under the selected programme (Ml/d) input as +ve 2025-26: 0; Gains in Water Available For Use / Savings in Demand under the selected programme (Ml/d) input as +ve 2026-27: 0; Gains in Water Available For Use / Savings in Demand under the selected programme (Ml/d) input as +ve 2027-28: 0.12408; Gains in Water Available For Use / Savings in Demand under the selected programme (Ml/d) input as +ve 2028-29: 0.13955; Gains in Water Available For Use / Savings in Demand under the selected programme (Ml/d) input as +ve 2029-30: 0.15633; Gains in Water Available For Use / Savings in Demand under the selected programme (Ml/d) input as +ve 2030-31: 0.17277; Gains in Water Available For Use / Savings in Demand under the selected programme (Ml/d) input as +ve 2031-32: 0.18969; Gains in Water Available For Use / Savings in Demand under the selected programme (Ml/d) input as +ve 2032-33: 0.19449; Gains in Water Available For Use / Savings in Demand under the selected programme (Ml/d) input as +ve 2033-34: 0.1977; Gains in Water Available For Use / Savings in Demand under the selected programme (Ml/d) input as +ve 2034-35: 0.20083; Gains in Water Available For Use / Savings in Demand under the selected programme (Ml/d) input as +ve 2035-36: 0.20473; Gains in Water Available For Use / Savings in Demand under the selected programme (Ml/d) input as +ve 2036-37: 0.20709; Gains in Water Available For Use / Savings in Demand under the selected programme (Ml/d) input as +ve 2037-38: 0.20941; Gains in Water Available For Use / Savings in Demand under the selected programme (Ml/d) input as +ve 2038-39: 0.21166; Gains in Water Available For Use / Savings in Demand under the selected programme (Ml/d) input as +ve 2039-40: 0.2139; Gains in Water Available For Use / Savings in Demand under the selected programme (Ml/d) input as +ve 2040-41: 0.21603; Gains in Water Available For Use / Savings in Demand under the selected programme (Ml/d) input as +ve 2041-42: 0.2181; Gains in Water Available For Use / Savings in Demand under the selected programme (Ml/d) input as +ve 2042-43: 0.2203; Gains in Water Available For Use / Savings in Demand under the selected programme (Ml/d) input as +ve 2043-44: 0.22169; Gains in Water Available For Use / Savings in Demand under the selected programme (Ml/d) input as +ve 2044-45: 0.22302; Gains in Water Available For Use / Savings in Demand under the selected programme (Ml/d) input as +ve 2045-46: 0.22425; Gains in Water Available For Use / Savings in Demand under the selected programme (Ml/d) input as +ve 2046-47: 0.22543; Gains in Water Available For Use / Savings in Demand under the selected programme (Ml/d) input as +ve 2047-48: 0.22659; Gains in Water Available For Use / Savings in Demand under the selected programme (Ml/d) input as +ve 2048-49: 0.22771; Gains in Water Available For Use / Savings in Demand under the selected programme (Ml/d) input as +ve 2049-50: 0.22879
51dF | Smart Metering.AWSNAY | Smart Metering.AWSNAY | Metering other selective | Customer Options | N | Ofwat Core | AWSNAY | Ml/d | 2 | Gains in Water Available For Use / Savings in Demand under the selected programme (Ml/d) input as +ve 2019-20: 0; Gains in Water Available For Use / Savings in Demand under the selected programme (Ml/d) input as +ve 2020-21: 0; Gains in Water Available For Use / Savings in Demand under the selected programme (Ml/d) input as +ve 2021-22: 0; Gains in Water Available For Use / Savings in Demand under the selected programme (Ml/d) input as +ve 2022-23: 0; Gains in Water Available For Use / Savings in Demand under the selected programme (Ml/d) input as +ve 2023-24: 0; Gains in Water Available For Use / Savings in Demand under the selected programme (Ml/d) input as +ve 2024-25: 0; Gains in Water Available For Use / Savings in Demand under the selected programme (Ml/d) input as +ve 2025-26: 0; Gains in Water Available For Use / Savings in Demand under the selected programme (Ml/d) input as +ve 2026-27: 0; Gains in Water Available For Use / Savings in Demand under the selected programme (Ml/d) input as +ve 2027-28: 0.12408; Gains in Water Available For Use / Savings in Demand under the selected programme (Ml/d) input as +ve 2028-29: 0.13955; Gains in Water Available For Use / Savings in Demand under the selected programme (Ml/d) input as +ve 2029-30: 0.15633; Gains in Water Available For Use / Savings in Demand under the selected programme (Ml/d) input as +ve 2030-31: 0.17277; Gains in Water Available For Use / Savings in Demand under the selected programme (Ml/d) input as +ve 2031-32: 0.18969; Gains in Water Available For Use / Savings in Demand under the selected programme (Ml/d) input as +ve 2032-33: 0.19449; Gains in Water Available For Use / Savings in Demand under the selected programme (Ml/d) input as +ve 2033-34: 0.1977; Gains in Water Available For Use / Savings in Demand under the selected programme (Ml/d) input as +ve 2034-35: 0.20083; Gains in Water Available For Use / Savings in Demand under the selected programme (Ml/d) input as +ve 2035-36: 0.20473; Gains in Water Available For Use / Savings in Demand under the selected programme (Ml/d) input as +ve 2036-37: 0.20709; Gains in Water Available For Use / Savings in Demand under the selected programme (Ml/d) input as +ve 2037-38: 0.20941; Gains in Water Available For Use / Savings in Demand under the selected programme (Ml/d) input as +ve 2038-39: 0.21166; Gains in Water Available For Use / Savings in Demand under the selected programme (Ml/d) input as +ve 2039-40: 0.2139; Gains in Water Available For Use / Savings in Demand under the selected programme (Ml/d) input as +ve 2040-41: 0.21603; Gains in Water Available For Use / Savings in Demand under the selected programme (Ml/d) input as +ve 2041-42: 0.2181; Gains in Water Available For Use / Savings in Demand under the selected programme (Ml/d) input as +ve 2042-43: 0.2203; Gains in Water Available For Use / Savings in Demand under the selected programme (Ml/d) input as +ve 2043-44: 0.22169; Gains in Water Available For Use / Savings in Demand under the selected programme (Ml/d) input as +ve 2044-45: 0.22302; Gains in Water Available For Use / Savings in Demand under the selected programme (Ml/d) input as +ve 2045-46: 0.22425; Gains in Water Available For Use / Savings in Demand under the selected programme (Ml/d) input as +ve 2046-47: 0.22543; Gains in Water Available For Use / Savings in Demand under the selected programme (Ml/d) input as +ve 2047-48: 0.22659; Gains in Water Available For Use / Savings in Demand under the selected programme (Ml/d) input as +ve 2048-49: 0.22771; Gains in Water Available For Use / Savings in Demand under the selected programme (Ml/d) input as +ve 2049-50: 0.22879
51dP | Smart Metering.AWSNAY | Smart Metering.AWSNAY | Metering other selective | Customer Options | N | Preferred | AWSNAY | Ml/d | 2 | Gains in Water Available For Use / Savings in Demand under the selected programme (Ml/d) input as +ve 2019-20: 0; Gains in Water Available For Use / Savings in Demand under the selected programme (Ml/d) input as +ve 2020-21: 0; Gains in Water Available For Use / Savings in Demand under the selected programme (Ml/d) input as +ve 2021-22: 0; Gains in Water Available For Use / Savings in Demand under the selected programme (Ml/d) input as +ve 2022-23: 0; Gains in Water Available For Use / Savings in Demand under the selected programme (Ml/d) input as +ve 2023-24: 0; Gains in Water Available For Use / Savings in Demand under the selected programme (Ml/d) input as +ve 2024-25: 0; Gains in Water Available For Use / Savings in Demand under the selected programme (Ml/d) input as +ve 2025-26: 0; Gains in Water Available For Use / Savings in Demand under the selected programme (Ml/d) input as +ve 2026-27: 0; Gains in Water Available For Use / Savings in Demand under the selected programme (Ml/d) input as +ve 2027-28: 0.12408; Gains in Water Available For Use / Savings in Demand under the selected programme (Ml/d) input as +ve 2028-29: 0.13955; Gains in Water Available For Use / Savings in Demand under the selected programme (Ml/d) input as +ve 2029-30: 0.15633; Gains in Water Available For Use / Savings in Demand under the selected programme (Ml/d) input as +ve 2030-31: 0.17277; Gains in Water Available For Use / Savings in Demand under the selected programme (Ml/d) input as +ve 2031-32: 0.18969; Gains in Water Available For Use / Savings in Demand under the selected programme (Ml/d) input as +ve 2032-33: 0.19449; Gains in Water Available For Use / Savings in Demand under the selected programme (Ml/d) input as +ve 2033-34: 0.1977; Gains in Water Available For Use / Savings in Demand under the selected programme (Ml/d) input as +ve 2034-35: 0.20083; Gains in Water Available For Use / Savings in Demand under the selected programme (Ml/d) input as +ve 2035-36: 0.20473; Gains in Water Available For Use / Savings in Demand under the selected programme (Ml/d) input as +ve 2036-37: 0.20709; Gains in Water Available For Use / Savings in Demand under the selected programme (Ml/d) input as +ve 2037-38: 0.20941; Gains in Water Available For Use / Savings in Demand under the selected programme (Ml/d) input as +ve 2038-39: 0.21166; Gains in Water Available For Use / Savings in Demand under the selected programme (Ml/d) input as +ve 2039-40: 0.2139; Gains in Water Available For Use / Savings in Demand under the selected programme (Ml/d) input as +ve 2040-41: 0.21603; Gains in Water Available For Use / Savings in Demand under the selected programme (Ml/d) input as +ve 2041-42: 0.2181; Gains in Water Available For Use / Savings in Demand under the selected programme (Ml/d) input as +ve 2042-43: 0.2203; Gains in Water Available For Use / Savings in Demand under the selected programme (Ml/d) input as +ve 2043-44: 0.22169; Gains in Water Available For Use / Savings in Demand under the selected programme (Ml/d) input as +ve 2044-45: 0.22302; Gains in Water Available For Use / Savings in Demand under the selected programme (Ml/d) input as +ve 2045-46: 0.22425; Gains in Water Available For Use / Savings in Demand under the selected programme (Ml/d) input as +ve 2046-47: 0.22543; Gains in Water Available For Use / Savings in Demand under the selected programme (Ml/d) input as +ve 2047-48: 0.22659; Gains in Water Available For Use / Savings in Demand under the selected programme (Ml/d) input as +ve 2048-49: 0.22771; Gains in Water Available For Use / Savings in Demand under the selected programme (Ml/d) input as +ve 2049-50: 0.22879
51dF | USPL_HH_MET.AWSNAY | USPL_HH_MET.AWSNAY | Supply pipe repairs / replacement | Customer Options | N | Least Cost | AWSNAY | Ml/d | 2 | Gains in Water Available For Use / Savings in Demand under the selected programme (Ml/d) input as +ve 2019-20: 0; Gains in Water Available For Use / Savings in Demand under the selected programme (Ml/d) input as +ve 2020-21: 0; Gains in Water Available For Use / Savings in Demand under the selected programme (Ml/d) input as +ve 2021-22: 0; Gains in Water Available For Use / Savings in Demand under the selected programme (Ml/d) input as +ve 2022-23: 0; Gains in Water Available For Use / Savings in Demand under the selected programme (Ml/d) input as +ve 2023-24: 0; Gains in Water Available For Use / Savings in Demand under the selected programme (Ml/d) input as +ve 2024-25: 0; Gains in Water Available For Use / Savings in Demand under the selected programme (Ml/d) input as +ve 2025-26: 0; Gains in Water Available For Use / Savings in Demand under the selected programme (Ml/d) input as +ve 2026-27: 0; Gains in Water Available For Use / Savings in Demand under the selected programme (Ml/d) input as +ve 2027-28: 0.03244; Gains in Water Available For Use / Savings in Demand under the selected programme (Ml/d) input as +ve 2028-29: 0.03905; Gains in Water Available For Use / Savings in Demand under the selected programme (Ml/d) input as +ve 2029-30: 0.046246; Gains in Water Available For Use / Savings in Demand under the selected programme (Ml/d) input as +ve 2030-31: 0.053373; Gains in Water Available For Use / Savings in Demand under the selected programme (Ml/d) input as +ve 2031-32: 0.060748; Gains in Water Available For Use / Savings in Demand under the selected programme (Ml/d) input as +ve 2032-33: 0.062497; Gains in Water Available For Use / Savings in Demand under the selected programme (Ml/d) input as +ve 2033-34: 0.063622; Gains in Water Available For Use / Savings in Demand under the selected programme (Ml/d) input as +ve 2034-35: 0.064708; Gains in Water Available For Use / Savings in Demand under the selected programme (Ml/d) input as +ve 2035-36: 0.066108; Gains in Water Available For Use / Savings in Demand under the selected programme (Ml/d) input as +ve 2036-37: 0.066887; Gains in Water Available For Use / Savings in Demand under the selected programme (Ml/d) input as +ve 2037-38: 0.067649; Gains in Water Available For Use / Savings in Demand under the selected programme (Ml/d) input as +ve 2038-39: 0.068383; Gains in Water Available For Use / Savings in Demand under the selected programme (Ml/d) input as +ve 2039-40: 0.069093; Gains in Water Available For Use / Savings in Demand under the selected programme (Ml/d) input as +ve 2040-41: 0.069774; Gains in Water Available For Use / Savings in Demand under the selected programme (Ml/d) input as +ve 2041-42: 0.070437; Gains in Water Available For Use / Savings in Demand under the selected programme (Ml/d) input as +ve 2042-43: 0.071074; Gains in Water Available For Use / Savings in Demand under the selected programme (Ml/d) input as +ve 2043-44: 0.071584; Gains in Water Available For Use / Savings in Demand under the selected programme (Ml/d) input as +ve 2044-45: 0.072069; Gains in Water Available For Use / Savings in Demand under the selected programme (Ml/d) input as +ve 2045-46: 0.072531; Gains in Water Available For Use / Savings in Demand under the selected programme (Ml/d) input as +ve 2046-47: 0.072976; Gains in Water Available For Use / Savings in Demand under the selected programme (Ml/d) input as +ve 2047-48: 0.073403; Gains in Water Available For Use / Savings in Demand under the selected programme (Ml/d) input as +ve 2048-49: 0.073819; Gains in Water Available For Use / Savings in Demand under the selected programme (Ml/d) input as +ve 2049-50: 0.07422
51dF | USPL_HH_MET.AWSNAY | USPL_HH_MET.AWSNAY | Supply pipe repairs / replacement | Customer Options | N | Ofwat Core | AWSNAY | Ml/d | 2 | Gains in Water Available For Use / Savings in Demand under the selected programme (Ml/d) input as +ve 2019-20: 0; Gains in Water Available For Use / Savings in Demand under the selected programme (Ml/d) input as +ve 2020-21: 0; Gains in Water Available For Use / Savings in Demand under the selected programme (Ml/d) input as +ve 2021-22: 0; Gains in Water Available For Use / Savings in Demand under the selected programme (Ml/d) input as +ve 2022-23: 0; Gains in Water Available For Use / Savings in Demand under the selected programme (Ml/d) input as +ve 2023-24: 0; Gains in Water Available For Use / Savings in Demand under the selected programme (Ml/d) input as +ve 2024-25: 0; Gains in Water Available For Use / Savings in Demand under the selected programme (Ml/d) input as +ve 2025-26: 0; Gains in Water Available For Use / Savings in Demand under the selected programme (Ml/d) input as +ve 2026-27: 0; Gains in Water Available For Use / Savings in Demand under the selected programme (Ml/d) input as +ve 2027-28: 0.03244; Gains in Water Available For Use / Savings in Demand under the selected programme (Ml/d) input as +ve 2028-29: 0.03905; Gains in Water Available For Use / Savings in Demand under the selected programme (Ml/d) input as +ve 2029-30: 0.046246; Gains in Water Available For Use / Savings in Demand under the selected programme (Ml/d) input as +ve 2030-31: 0.053373; Gains in Water Available For Use / Savings in Demand under the selected programme (Ml/d) input as +ve 2031-32: 0.060748; Gains in Water Available For Use / Savings in Demand under the selected programme (Ml/d) input as +ve 2032-33: 0.062497; Gains in Water Available For Use / Savings in Demand under the selected programme (Ml/d) input as +ve 2033-34: 0.063622; Gains in Water Available For Use / Savings in Demand under the selected programme (Ml/d) input as +ve 2034-35: 0.064708; Gains in Water Available For Use / Savings in Demand under the selected programme (Ml/d) input as +ve 2035-36: 0.066108; Gains in Water Available For Use / Savings in Demand under the selected programme (Ml/d) input as +ve 2036-37: 0.066887; Gains in Water Available For Use / Savings in Demand under the selected programme (Ml/d) input as +ve 2037-38: 0.067649; Gains in Water Available For Use / Savings in Demand under the selected programme (Ml/d) input as +ve 2038-39: 0.068383; Gains in Water Available For Use / Savings in Demand under the selected programme (Ml/d) input as +ve 2039-40: 0.069093; Gains in Water Available For Use / Savings in Demand under the selected programme (Ml/d) input as +ve 2040-41: 0.069774; Gains in Water Available For Use / Savings in Demand under the selected programme (Ml/d) input as +ve 2041-42: 0.070437; Gains in Water Available For Use / Savings in Demand under the selected programme (Ml/d) input as +ve 2042-43: 0.071074; Gains in Water Available For Use / Savings in Demand under the selected programme (Ml/d) input as +ve 2043-44: 0.071584; Gains in Water Available For Use / Savings in Demand under the selected programme (Ml/d) input as +ve 2044-45: 0.072069; Gains in Water Available For Use / Savings in Demand under the selected programme (Ml/d) input as +ve 2045-46: 0.072531; Gains in Water Available For Use / Savings in Demand under the selected programme (Ml/d) input as +ve 2046-47: 0.072976; Gains in Water Available For Use / Savings in Demand under the selected programme (Ml/d) input as +ve 2047-48: 0.073403; Gains in Water Available For Use / Savings in Demand under the selected programme (Ml/d) input as +ve 2048-49: 0.073819; Gains in Water Available For Use / Savings in Demand under the selected programme (Ml/d) input as +ve 2049-50: 0.07422
51dP | USPL_HH_MET.AWSNAY | USPL_HH_MET.AWSNAY | Supply pipe repairs / replacement | Customer Options | N | Preferred | AWSNAY | Ml/d | 2 | Gains in Water Available For Use / Savings in Demand under the selected programme (Ml/d) input as +ve 2019-20: 0; Gains in Water Available For Use / Savings in Demand under the selected programme (Ml/d) input as +ve 2020-21: 0; Gains in Water Available For Use / Savings in Demand under the selected programme (Ml/d) input as +ve 2021-22: 0; Gains in Water Available For Use / Savings in Demand under the selected programme (Ml/d) input as +ve 2022-23: 0; Gains in Water Available For Use / Savings in Demand under the selected programme (Ml/d) input as +ve 2023-24: 0; Gains in Water Available For Use / Savings in Demand under the selected programme (Ml/d) input as +ve 2024-25: 0; Gains in Water Available For Use / Savings in Demand under the selected programme (Ml/d) input as +ve 2025-26: 0; Gains in Water Available For Use / Savings in Demand under the selected programme (Ml/d) input as +ve 2026-27: 0; Gains in Water Available For Use / Savings in Demand under the selected programme (Ml/d) input as +ve 2027-28: 0.03244; Gains in Water Available For Use / Savings in Demand under the selected programme (Ml/d) input as +ve 2028-29: 0.03905; Gains in Water Available For Use / Savings in Demand under the selected programme (Ml/d) input as +ve 2029-30: 0.046246; Gains in Water Available For Use / Savings in Demand under the selected programme (Ml/d) input as +ve 2030-31: 0.053373; Gains in Water Available For Use / Savings in Demand under the selected programme (Ml/d) input as +ve 2031-32: 0.060748; Gains in Water Available For Use / Savings in Demand under the selected programme (Ml/d) input as +ve 2032-33: 0.062497; Gains in Water Available For Use / Savings in Demand under the selected programme (Ml/d) input as +ve 2033-34: 0.063622; Gains in Water Available For Use / Savings in Demand under the selected programme (Ml/d) input as +ve 2034-35: 0.064708; Gains in Water Available For Use / Savings in Demand under the selected programme (Ml/d) input as +ve 2035-36: 0.066108; Gains in Water Available For Use / Savings in Demand under the selected programme (Ml/d) input as +ve 2036-37: 0.066887; Gains in Water Available For Use / Savings in Demand under the selected programme (Ml/d) input as +ve 2037-38: 0.067649; Gains in Water Available For Use / Savings in Demand under the selected programme (Ml/d) input as +ve 2038-39: 0.068383; Gains in Water Available For Use / Savings in Demand under the selected programme (Ml/d) input as +ve 2039-40: 0.069093; Gains in Water Available For Use / Savings in Demand under the selected programme (Ml/d) input as +ve 2040-41: 0.069774; Gains in Water Available For Use / Savings in Demand under the selected programme (Ml/d) input as +ve 2041-42: 0.070437; Gains in Water Available For Use / Savings in Demand under the selected programme (Ml/d) input as +ve 2042-43: 0.071074; Gains in Water Available For Use / Savings in Demand under the selected programme (Ml/d) input as +ve 2043-44: 0.071584; Gains in Water Available For Use / Savings in Demand under the selected programme (Ml/d) input as +ve 2044-45: 0.072069; Gains in Water Available For Use / Savings in Demand under the selected programme (Ml/d) input as +ve 2045-46: 0.072531; Gains in Water Available For Use / Savings in Demand under the selected programme (Ml/d) input as +ve 2046-47: 0.072976; Gains in Water Available For Use / Savings in Demand under the selected programme (Ml/d) input as +ve 2047-48: 0.073403; Gains in Water Available For Use / Savings in Demand under the selected programme (Ml/d) input as +ve 2048-49: 0.073819; Gains in Water Available For Use / Savings in Demand under the selected programme (Ml/d) input as +ve 2049-50: 0.07422
51dF | USPL_ShSupplies.AWSNAY | USPL_ShSupplies.AWSNAY | Supply pipe repairs / replacement | Customer Options | N | Least Cost | AWSNAY | Ml/d | 2 | Gains in Water Available For Use / Savings in Demand under the selected programme (Ml/d) input as +ve 2019-20: 0; Gains in Water Available For Use / Savings in Demand under the selected programme (Ml/d) input as +ve 2020-21: 0; Gains in Water Available For Use / Savings in Demand under the selected programme (Ml/d) input as +ve 2021-22: 0; Gains in Water Available For Use / Savings in Demand under the selected programme (Ml/d) input as +ve 2022-23: 0; Gains in Water Available For Use / Savings in Demand under the selected programme (Ml/d) input as +ve 2023-24: 0; Gains in Water Available For Use / Savings in Demand under the selected programme (Ml/d) input as +ve 2024-25: 0; Gains in Water Available For Use / Savings in Demand under the selected programme (Ml/d) input as +ve 2025-26: 0; Gains in Water Available For Use / Savings in Demand under the selected programme (Ml/d) input as +ve 2026-27: 0; Gains in Water Available For Use / Savings in Demand under the selected programme (Ml/d) input as +ve 2027-28: 0; Gains in Water Available For Use / Savings in Demand under the selected programme (Ml/d) input as +ve 2028-29: 0.01607; Gains in Water Available For Use / Savings in Demand under the selected programme (Ml/d) input as +ve 2029-30: 0.01607; Gains in Water Available For Use / Savings in Demand under the selected programme (Ml/d) input as +ve 2030-31: 0.01607; Gains in Water Available For Use / Savings in Demand under the selected programme (Ml/d) input as +ve 2031-32: 0.01607; Gains in Water Available For Use / Savings in Demand under the selected programme (Ml/d) input as +ve 2032-33: 0.01607; Gains in Water Available For Use / Savings in Demand under the selected programme (Ml/d) input as +ve 2033-34: 0.01607; Gains in Water Available For Use / Savings in Demand under the selected programme (Ml/d) input as +ve 2034-35: 0.01607; Gains in Water Available For Use / Savings in Demand under the selected programme (Ml/d) input as +ve 2035-36: 0.01607; Gains in Water Available For Use / Savings in Demand under the selected programme (Ml/d) input as +ve 2036-37: 0.01607; Gains in Water Available For Use / Savings in Demand under the selected programme (Ml/d) input as +ve 2037-38: 0.01607; Gains in Water Available For Use / Savings in Demand under the selected programme (Ml/d) input as +ve 2038-39: 0.01607; Gains in Water Available For Use / Savings in Demand under the selected programme (Ml/d) input as +ve 2039-40: 0.01607; Gains in Water Available For Use / Savings in Demand under the selected programme (Ml/d) input as +ve 2040-41: 0.01607; Gains in Water Available For Use / Savings in Demand under the selected programme (Ml/d) input as +ve 2041-42: 0.01607; Gains in Water Available For Use / Savings in Demand under the selected programme (Ml/d) input as +ve 2042-43: 0.01607; Gains in Water Available For Use / Savings in Demand under the selected programme (Ml/d) input as +ve 2043-44: 0.01607; Gains in Water Available For Use / Savings in Demand under the selected programme (Ml/d) input as +ve 2044-45: 0.01607; Gains in Water Available For Use / Savings in Demand under the selected programme (Ml/d) input as +ve 2045-46: 0.01607; Gains in Water Available For Use / Savings in Demand under the selected programme (Ml/d) input as +ve 2046-47: 0.01607; Gains in Water Available For Use / Savings in Demand under the selected programme (Ml/d) input as +ve 2047-48: 0.01607; Gains in Water Available For Use / Savings in Demand under the selected programme (Ml/d) input as +ve 2048-49: 0.01607; Gains in Water Available For Use / Savings in Demand under the selected programme (Ml/d) input as +ve 2049-50: 0.01607
51dF | USPL_ShSupplies.AWSNAY | USPL_ShSupplies.AWSNAY | Supply pipe repairs / replacement | Customer Options | N | Ofwat Core | AWSNAY | Ml/d | 2 | Gains in Water Available For Use / Savings in Demand under the selected programme (Ml/d) input as +ve 2019-20: 0; Gains in Water Available For Use / Savings in Demand under the selected programme (Ml/d) input as +ve 2020-21: 0; Gains in Water Available For Use / Savings in Demand under the selected programme (Ml/d) input as +ve 2021-22: 0; Gains in Water Available For Use / Savings in Demand under the selected programme (Ml/d) input as +ve 2022-23: 0; Gains in Water Available For Use / Savings in Demand under the selected programme (Ml/d) input as +ve 2023-24: 0; Gains in Water Available For Use / Savings in Demand under the selected programme (Ml/d) input as +ve 2024-25: 0; Gains in Water Available For Use / Savings in Demand under the selected programme (Ml/d) input as +ve 2025-26: 0; Gains in Water Available For Use / Savings in Demand under the selected programme (Ml/d) input as +ve 2026-27: 0; Gains in Water Available For Use / Savings in Demand under the selected programme (Ml/d) input as +ve 2027-28: 0; Gains in Water Available For Use / Savings in Demand under the selected programme (Ml/d) input as +ve 2028-29: 0.01607; Gains in Water Available For Use / Savings in Demand under the selected programme (Ml/d) input as +ve 2029-30: 0.01607; Gains in Water Available For Use / Savings in Demand under the selected programme (Ml/d) input as +ve 2030-31: 0.01607; Gains in Water Available For Use / Savings in Demand under the selected programme (Ml/d) input as +ve 2031-32: 0.01607; Gains in Water Available For Use / Savings in Demand under the selected programme (Ml/d) input as +ve 2032-33: 0.01607; Gains in Water Available For Use / Savings in Demand under the selected programme (Ml/d) input as +ve 2033-34: 0.01607; Gains in Water Available For Use / Savings in Demand under the selected programme (Ml/d) input as +ve 2034-35: 0.01607; Gains in Water Available For Use / Savings in Demand under the selected programme (Ml/d) input as +ve 2035-36: 0.01607; Gains in Water Available For Use / Savings in Demand under the selected programme (Ml/d) input as +ve 2036-37: 0.01607; Gains in Water Available For Use / Savings in Demand under the selected programme (Ml/d) input as +ve 2037-38: 0.01607; Gains in Water Available For Use / Savings in Demand under the selected programme (Ml/d) input as +ve 2038-39: 0.01607; Gains in Water Available For Use / Savings in Demand under the selected programme (Ml/d) input as +ve 2039-40: 0.01607; Gains in Water Available For Use / Savings in Demand under the selected programme (Ml/d) input as +ve 2040-41: 0.01607; Gains in Water Available For Use / Savings in Demand under the selected programme (Ml/d) input as +ve 2041-42: 0.01607; Gains in Water Available For Use / Savings in Demand under the selected programme (Ml/d) input as +ve 2042-43: 0.01607; Gains in Water Available For Use / Savings in Demand under the selected programme (Ml/d) input as +ve 2043-44: 0.01607; Gains in Water Available For Use / Savings in Demand under the selected programme (Ml/d) input as +ve 2044-45: 0.01607; Gains in Water Available For Use / Savings in Demand under the selected programme (Ml/d) input as +ve 2045-46: 0.01607; Gains in Water Available For Use / Savings in Demand under the selected programme (Ml/d) input as +ve 2046-47: 0.01607; Gains in Water Available For Use / Savings in Demand under the selected programme (Ml/d) input as +ve 2047-48: 0.01607; Gains in Water Available For Use / Savings in Demand under the selected programme (Ml/d) input as +ve 2048-49: 0.01607; Gains in Water Available For Use / Savings in Demand under the selected programme (Ml/d) input as +ve 2049-50: 0.01607
51dP | USPL_ShSupplies.AWSNAY | USPL_ShSupplies.AWSNAY | Supply pipe repairs / replacement | Customer Options | N | Preferred | AWSNAY | Ml/d | 2 | Gains in Water Available For Use / Savings in Demand under the selected programme (Ml/d) input as +ve 2019-20: 0; Gains in Water Available For Use / Savings in Demand under the selected programme (Ml/d) input as +ve 2020-21: 0; Gains in Water Available For Use / Savings in Demand under the selected programme (Ml/d) input as +ve 2021-22: 0; Gains in Water Available For Use / Savings in Demand under the selected programme (Ml/d) input as +ve 2022-23: 0; Gains in Water Available For Use / Savings in Demand under the selected programme (Ml/d) input as +ve 2023-24: 0; Gains in Water Available For Use / Savings in Demand under the selected programme (Ml/d) input as +ve 2024-25: 0; Gains in Water Available For Use / Savings in Demand under the selected programme (Ml/d) input as +ve 2025-26: 0; Gains in Water Available For Use / Savings in Demand under the selected programme (Ml/d) input as +ve 2026-27: 0; Gains in Water Available For Use / Savings in Demand under the selected programme (Ml/d) input as +ve 2027-28: 0; Gains in Water Available For Use / Savings in Demand under the selected programme (Ml/d) input as +ve 2028-29: 0.01607; Gains in Water Available For Use / Savings in Demand under the selected programme (Ml/d) input as +ve 2029-30: 0.01607; Gains in Water Available For Use / Savings in Demand under the selected programme (Ml/d) input as +ve 2030-31: 0.01607; Gains in Water Available For Use / Savings in Demand under the selected programme (Ml/d) input as +ve 2031-32: 0.01607; Gains in Water Available For Use / Savings in Demand under the selected programme (Ml/d) input as +ve 2032-33: 0.01607; Gains in Water Available For Use / Savings in Demand under the selected programme (Ml/d) input as +ve 2033-34: 0.01607; Gains in Water Available For Use / Savings in Demand under the selected programme (Ml/d) input as +ve 2034-35: 0.01607; Gains in Water Available For Use / Savings in Demand under the selected programme (Ml/d) input as +ve 2035-36: 0.01607; Gains in Water Available For Use / Savings in Demand under the selected programme (Ml/d) input as +ve 2036-37: 0.01607; Gains in Water Available For Use / Savings in Demand under the selected programme (Ml/d) input as +ve 2037-38: 0.01607; Gains in Water Available For Use / Savings in Demand under the selected programme (Ml/d) input as +ve 2038-39: 0.01607; Gains in Water Available For Use / Savings in Demand under the selected programme (Ml/d) input as +ve 2039-40: 0.01607; Gains in Water Available For Use / Savings in Demand under the selected programme (Ml/d) input as +ve 2040-41: 0.01607; Gains in Water Available For Use / Savings in Demand under the selected programme (Ml/d) input as +ve 2041-42: 0.01607; Gains in Water Available For Use / Savings in Demand under the selected programme (Ml/d) input as +ve 2042-43: 0.01607; Gains in Water Available For Use / Savings in Demand under the selected programme (Ml/d) input as +ve 2043-44: 0.01607; Gains in Water Available For Use / Savings in Demand under the selected programme (Ml/d) input as +ve 2044-45: 0.01607; Gains in Water Available For Use / Savings in Demand under the selected programme (Ml/d) input as +ve 2045-46: 0.01607; Gains in Water Available For Use / Savings in Demand under the selected programme (Ml/d) input as +ve 2046-47: 0.01607; Gains in Water Available For Use / Savings in Demand under the selected programme (Ml/d) input as +ve 2047-48: 0.01607; Gains in Water Available For Use / Savings in Demand under the selected programme (Ml/d) input as +ve 2048-49: 0.01607; Gains in Water Available For Use / Savings in Demand under the selected programme (Ml/d) input as +ve 2049-50: 0.01607
52bA | Norfolk Aylsham WTW backwash water recovery | NAY4 | Water treatment works loss recovery | Production Options | N | Ofwat Core | AWSNAY | Ml/d | 2 | Gains in Water Available For Use / Savings in Demand under the selected programme (Ml/d) input as +ve 2025-26: 0; Gains in Water Available For Use / Savings in Demand under the selected programme (Ml/d) input as +ve 2026-27: 0; Gains in Water Available For Use / Savings in Demand under the selected programme (Ml/d) input as +ve 2027-28: 0; Gains in Water Available For Use / Savings in Demand under the selected programme (Ml/d) input as +ve 2028-29: 0; Gains in Water Available For Use / Savings in Demand under the selected programme (Ml/d) input as +ve 2029-30: 0; Gains in Water Available For Use / Savings in Demand under the selected programme (Ml/d) input as +ve 2030-31: 0.75; Gains in Water Available For Use / Savings in Demand under the selected programme (Ml/d) input as +ve 2031-32: 0.75; Gains in Water Available For Use / Savings in Demand under the selected programme (Ml/d) input as +ve 2032-33: 0.75; Gains in Water Available For Use / Savings in Demand under the selected programme (Ml/d) input as +ve 2033-34: 0.75; Gains in Water Available For Use / Savings in Demand under the selected programme (Ml/d) input as +ve 2034-35: 0.75; Gains in Water Available For Use / Savings in Demand under the selected programme (Ml/d) input as +ve 2035-36: 0.75; Gains in Water Available For Use / Savings in Demand under the selected programme (Ml/d) input as +ve 2036-37: 0.75; Gains in Water Available For Use / Savings in Demand under the selected programme (Ml/d) input as +ve 2037-38: 0.75; Gains in Water Available For Use / Savings in Demand under the selected programme (Ml/d) input as +ve 2038-39: 0.75; Gains in Water Available For Use / Savings in Demand under the selected programme (Ml/d) input as +ve 2039-40: 0.75; Gains in Water Available For Use / Savings in Demand under the selected programme (Ml/d) input as +ve 2040-41: 0.75; Gains in Water Available For Use / Savings in Demand under the selected programme (Ml/d) input as +ve 2041-42: 0.75; Gains in Water Available For Use / Savings in Demand under the selected programme (Ml/d) input as +ve 2042-43: 0.75; Gains in Water Available For Use / Savings in Demand under the selected programme (Ml/d) input as +ve 2043-44: 0.75; Gains in Water Available For Use / Savings in Demand under the selected programme (Ml/d) input as +ve 2044-45: 0.75; Gains in Water Available For Use / Savings in Demand under the selected programme (Ml/d) input as +ve 2045-46: 0.75; Gains in Water Available For Use / Savings in Demand under the selected programme (Ml/d) input as +ve 2046-47: 0.75; Gains in Water Available For Use / Savings in Demand under the selected programme (Ml/d) input as +ve 2047-48: 0.75; Gains in Water Available For Use / Savings in Demand under the selected programme (Ml/d) input as +ve 2048-49: 0.75; Gains in Water Available For Use / Savings in Demand under the selected programme (Ml/d) input as +ve 2049-50: 0.75
52bA | Norfolk Aylsham WTW backwash water recovery | NAY5 | Water treatment works loss recovery | Production Options | N | Ofwat Core | AWSNAY | Ml/d | 2 | Gains in Water Available For Use / Savings in Demand under the selected programme (Ml/d) input as +ve 2025-26: 0; Gains in Water Available For Use / Savings in Demand under the selected programme (Ml/d) input as +ve 2026-27: 0; Gains in Water Available For Use / Savings in Demand under the selected programme (Ml/d) input as +ve 2027-28: 0; Gains in Water Available For Use / Savings in Demand under the selected programme (Ml/d) input as +ve 2028-29: 0; Gains in Water Available For Use / Savings in Demand under the selected programme (Ml/d) input as +ve 2029-30: 0; Gains in Water Available For Use / Savings in Demand under the selected programme (Ml/d) input as +ve 2030-31: 0.1; Gains in Water Available For Use / Savings in Demand under the selected programme (Ml/d) input as +ve 2031-32: 0.1; Gains in Water Available For Use / Savings in Demand under the selected programme (Ml/d) input as +ve 2032-33: 0.1; Gains in Water Available For Use / Savings in Demand under the selected programme (Ml/d) input as +ve 2033-34: 0.1; Gains in Water Available For Use / Savings in Demand under the selected programme (Ml/d) input as +ve 2034-35: 0.1; Gains in Water Available For Use / Savings in Demand under the selected programme (Ml/d) input as +ve 2035-36: 0.1; Gains in Water Available For Use / Savings in Demand under the selected programme (Ml/d) input as +ve 2036-37: 0.1; Gains in Water Available For Use / Savings in Demand under the selected programme (Ml/d) input as +ve 2037-38: 0.1; Gains in Water Available For Use / Savings in Demand under the selected programme (Ml/d) input as +ve 2038-39: 0.1; Gains in Water Available For Use / Savings in Demand under the selected programme (Ml/d) input as +ve 2039-40: 0.1; Gains in Water Available For Use / Savings in Demand under the selected programme (Ml/d) input as +ve 2040-41: 0.1; Gains in Water Available For Use / Savings in Demand under the selected programme (Ml/d) input as +ve 2041-42: 0.1; Gains in Water Available For Use / Savings in Demand under the selected programme (Ml/d) input as +ve 2042-43: 0.1; Gains in Water Available For Use / Savings in Demand under the selected programme (Ml/d) input as +ve 2043-44: 0.1; Gains in Water Available For Use / Savings in Demand under the selected programme (Ml/d) input as +ve 2044-45: 0.1; Gains in Water Available For Use / Savings in Demand under the selected programme (Ml/d) input as +ve 2045-46: 0.1; Gains in Water Available For Use / Savings in Demand under the selected programme (Ml/d) input as +ve 2046-47: 0.1; Gains in Water Available For Use / Savings in Demand under the selected programme (Ml/d) input as +ve 2047-48: 0.1; Gains in Water Available For Use / Savings in Demand under the selected programme (Ml/d) input as +ve 2048-49: 0.1; Gains in Water Available For Use / Savings in Demand under the selected programme (Ml/d) input as +ve 2049-50: 0.1
52bA | Norfolk Aylsham WTW backwash water recovery | NAY5 | Water treatment works loss recovery | Production Options | N | Least Cost | AWSNAY | Ml/d | 2 | Gains in Water Available For Use / Savings in Demand under the selected programme (Ml/d) input as +ve 2025-26: 0; Gains in Water Available For Use / Savings in Demand under the selected programme (Ml/d) input as +ve 2026-27: 0; Gains in Water Available For Use / Savings in Demand under the selected programme (Ml/d) input as +ve 2027-28: 0; Gains in Water Available For Use / Savings in Demand under the selected programme (Ml/d) input as +ve 2028-29: 0; Gains in Water Available For Use / Savings in Demand under the selected programme (Ml/d) input as +ve 2029-30: 0; Gains in Water Available For Use / Savings in Demand under the selected programme (Ml/d) input as +ve 2030-31: 0.1; Gains in Water Available For Use / Savings in Demand under the selected programme (Ml/d) input as +ve 2031-32: 0.1; Gains in Water Available For Use / Savings in Demand under the selected programme (Ml/d) input as +ve 2032-33: 0.1; Gains in Water Available For Use / Savings in Demand under the selected programme (Ml/d) input as +ve 2033-34: 0.1; Gains in Water Available For Use / Savings in Demand under the selected programme (Ml/d) input as +ve 2034-35: 0.1; Gains in Water Available For Use / Savings in Demand under the selected programme (Ml/d) input as +ve 2035-36: 0.1; Gains in Water Available For Use / Savings in Demand under the selected programme (Ml/d) input as +ve 2036-37: 0.1; Gains in Water Available For Use / Savings in Demand under the selected programme (Ml/d) input as +ve 2037-38: 0.1; Gains in Water Available For Use / Savings in Demand under the selected programme (Ml/d) input as +ve 2038-39: 0.1; Gains in Water Available For Use / Savings in Demand under the selected programme (Ml/d) input as +ve 2039-40: 0.1; Gains in Water Available For Use / Savings in Demand under the selected programme (Ml/d) input as +ve 2040-41: 0.1; Gains in Water Available For Use / Savings in Demand under the selected programme (Ml/d) input as +ve 2041-42: 0.1; Gains in Water Available For Use / Savings in Demand under the selected programme (Ml/d) input as +ve 2042-43: 0.1; Gains in Water Available For Use / Savings in Demand under the selected programme (Ml/d) input as +ve 2043-44: 0.1; Gains in Water Available For Use / Savings in Demand under the selected programme (Ml/d) input as +ve 2044-45: 0.1; Gains in Water Available For Use / Savings in Demand under the selected programme (Ml/d) input as +ve 2045-46: 0.1; Gains in Water Available For Use / Savings in Demand under the selected programme (Ml/d) input as +ve 2046-47: 0.1; Gains in Water Available For Use / Savings in Demand under the selected programme (Ml/d) input as +ve 2047-48: 0.1; Gains in Water Available For Use / Savings in Demand under the selected programme (Ml/d) input as +ve 2048-49: 0.1; Gains in Water Available For Use / Savings in Demand under the selected programme (Ml/d) input as +ve 2049-50: 0.1
52bP | Norfolk Aylsham WTW backwash water recovery | NAY4 | Water treatment works loss recovery | Production Options | N | Preferred | AWSNAY | Ml/d | 2 | Gains in Water Available For Use / Savings in Demand under the selected programme (Ml/d) input as +ve 2025-26: 0; Gains in Water Available For Use / Savings in Demand under the selected programme (Ml/d) input as +ve 2026-27: 0; Gains in Water Available For Use / Savings in Demand under the selected programme (Ml/d) input as +ve 2027-28: 0; Gains in Water Available For Use / Savings in Demand under the selected programme (Ml/d) input as +ve 2028-29: 0; Gains in Water Available For Use / Savings in Demand under the selected programme (Ml/d) input as +ve 2029-30: 0; Gains in Water Available For Use / Savings in Demand under the selected programme (Ml/d) input as +ve 2030-31: 0.75; Gains in Water Available For Use / Savings in Demand under the selected programme (Ml/d) input as +ve 2031-32: 0.75; Gains in Water Available For Use / Savings in Demand under the selected programme (Ml/d) input as +ve 2032-33: 0.75; Gains in Water Available For Use / Savings in Demand under the selected programme (Ml/d) input as +ve 2033-34: 0.75; Gains in Water Available For Use / Savings in Demand under the selected programme (Ml/d) input as +ve 2034-35: 0.75; Gains in Water Available For Use / Savings in Demand under the selected programme (Ml/d) input as +ve 2035-36: 0.75; Gains in Water Available For Use / Savings in Demand under the selected programme (Ml/d) input as +ve 2036-37: 0.75; Gains in Water Available For Use / Savings in Demand under the selected programme (Ml/d) input as +ve 2037-38: 0.75; Gains in Water Available For Use / Savings in Demand under the selected programme (Ml/d) input as +ve 2038-39: 0.75; Gains in Water Available For Use / Savings in Demand under the selected programme (Ml/d) input as +ve 2039-40: 0.75; Gains in Water Available For Use / Savings in Demand under the selected programme (Ml/d) input as +ve 2040-41: 0.75; Gains in Water Available For Use / Savings in Demand under the selected programme (Ml/d) input as +ve 2041-42: 0.75; Gains in Water Available For Use / Savings in Demand under the selected programme (Ml/d) input as +ve 2042-43: 0.75; Gains in Water Available For Use / Savings in Demand under the selected programme (Ml/d) input as +ve 2043-44: 0.75; Gains in Water Available For Use / Savings in Demand under the selected programme (Ml/d) input as +ve 2044-45: 0.75; Gains in Water Available For Use / Savings in Demand under the selected programme (Ml/d) input as +ve 2045-46: 0.75; Gains in Water Available For Use / Savings in Demand under the selected programme (Ml/d) input as +ve 2046-47: 0.75; Gains in Water Available For Use / Savings in Demand under the selected programme (Ml/d) input as +ve 2047-48: 0.75; Gains in Water Available For Use / Savings in Demand under the selected programme (Ml/d) input as +ve 2048-49: 0.75; Gains in Water Available For Use / Savings in Demand under the selected programme (Ml/d) input as +ve 2049-50: 0.75
52bP | Norfolk Aylsham WTW backwash water recovery | NAY5 | Water treatment works loss recovery | Production Options | N | Preferred | AWSNAY | Ml/d | 2 | Gains in Water Available For Use / Savings in Demand under the selected programme (Ml/d) input as +ve 2025-26: 0; Gains in Water Available For Use / Savings in Demand under the selected programme (Ml/d) input as +ve 2026-27: 0; Gains in Water Available For Use / Savings in Demand under the selected programme (Ml/d) input as +ve 2027-28: 0; Gains in Water Available For Use / Savings in Demand under the selected programme (Ml/d) input as +ve 2028-29: 0; Gains in Water Available For Use / Savings in Demand under the selected programme (Ml/d) input as +ve 2029-30: 0; Gains in Water Available For Use / Savings in Demand under the selected programme (Ml/d) input as +ve 2030-31: 0.1; Gains in Water Available For Use / Savings in Demand under the selected programme (Ml/d) input as +ve 2031-32: 0.1; Gains in Water Available For Use / Savings in Demand under the selected programme (Ml/d) input as +ve 2032-33: 0.1; Gains in Water Available For Use / Savings in Demand under the selected programme (Ml/d) input as +ve 2033-34: 0.1; Gains in Water Available For Use / Savings in Demand under the selected programme (Ml/d) input as +ve 2034-35: 0.1; Gains in Water Available For Use / Savings in Demand under the selected programme (Ml/d) input as +ve 2035-36: 0.1; Gains in Water Available For Use / Savings in Demand under the selected programme (Ml/d) input as +ve 2036-37: 0.1; Gains in Water Available For Use / Savings in Demand under the selected programme (Ml/d) input as +ve 2037-38: 0.1; Gains in Water Available For Use / Savings in Demand under the selected programme (Ml/d) input as +ve 2038-39: 0.1; Gains in Water Available For Use / Savings in Demand under the selected programme (Ml/d) input as +ve 2039-40: 0.1; Gains in Water Available For Use / Savings in Demand under the selected programme (Ml/d) input as +ve 2040-41: 0.1; Gains in Water Available For Use / Savings in Demand under the selected programme (Ml/d) input as +ve 2041-42: 0.1; Gains in Water Available For Use / Savings in Demand under the selected programme (Ml/d) input as +ve 2042-43: 0.1; Gains in Water Available For Use / Savings in Demand under the selected programme (Ml/d) input as +ve 2043-44: 0.1; Gains in Water Available For Use / Savings in Demand under the selected programme (Ml/d) input as +ve 2044-45: 0.1; Gains in Water Available For Use / Savings in Demand under the selected programme (Ml/d) input as +ve 2045-46: 0.1; Gains in Water Available For Use / Savings in Demand under the selected programme (Ml/d) input as +ve 2046-47: 0.1; Gains in Water Available For Use / Savings in Demand under the selected programme (Ml/d) input as +ve 2047-48: 0.1; Gains in Water Available For Use / Savings in Demand under the selected programme (Ml/d) input as +ve 2048-49: 0.1; Gains in Water Available For Use / Savings in Demand under the selected programme (Ml/d) input as +ve 2049-50: 0.1
52cA | Adjustment to existing potable water import | EI07 | Internal potable transfer | Distribution Options | N | Ofwat Core | AWSNAY | Ml/d | 2 | Gains in Water Available For Use / Savings in Demand under the selected programme (Ml/d) input as +ve 2025-26: -0.001; Gains in Water Available For Use / Savings in Demand under the selected programme (Ml/d) input as +ve 2026-27: -0.001; Gains in Water Available For Use / Savings in Demand under the selected programme (Ml/d) input as +ve 2027-28: -0.001; Gains in Water Available For Use / Savings in Demand under the selected programme (Ml/d) input as +ve 2028-29: -0.06; Gains in Water Available For Use / Savings in Demand under the selected programme (Ml/d) input as +ve 2029-30: -0.11; Gains in Water Available For Use / Savings in Demand under the selected programme (Ml/d) input as +ve 2030-31: -0.27; Gains in Water Available For Use / Savings in Demand under the selected programme (Ml/d) input as +ve 2031-32: -0.3; Gains in Water Available For Use / Savings in Demand under the selected programme (Ml/d) input as +ve 2032-33: -0.3; Gains in Water Available For Use / Savings in Demand under the selected programme (Ml/d) input as +ve 2033-34: -0.3; Gains in Water Available For Use / Savings in Demand under the selected programme (Ml/d) input as +ve 2034-35: -0.3; Gains in Water Available For Use / Savings in Demand under the selected programme (Ml/d) input as +ve 2035-36: -0.3; Gains in Water Available For Use / Savings in Demand under the selected programme (Ml/d) input as +ve 2036-37: -0.3; Gains in Water Available For Use / Savings in Demand under the selected programme (Ml/d) input as +ve 2037-38: -0.3; Gains in Water Available For Use / Savings in Demand under the selected programme (Ml/d) input as +ve 2038-39: -0.3; Gains in Water Available For Use / Savings in Demand under the selected programme (Ml/d) input as +ve 2039-40: -0.3; Gains in Water Available For Use / Savings in Demand under the selected programme (Ml/d) input as +ve 2040-41: -0.3; Gains in Water Available For Use / Savings in Demand under the selected programme (Ml/d) input as +ve 2041-42: -0.3; Gains in Water Available For Use / Savings in Demand under the selected programme (Ml/d) input as +ve 2042-43: -0.3; Gains in Water Available For Use / Savings in Demand under the selected programme (Ml/d) input as +ve 2043-44: -0.3; Gains in Water Available For Use / Savings in Demand under the selected programme (Ml/d) input as +ve 2044-45: -0.3; Gains in Water Available For Use / Savings in Demand under the selected programme (Ml/d) input as +ve 2045-46: -0.3; Gains in Water Available For Use / Savings in Demand under the selected programme (Ml/d) input as +ve 2046-47: -0.3; Gains in Water Available For Use / Savings in Demand under the selected programme (Ml/d) input as +ve 2047-48: -0.3; Gains in Water Available For Use / Savings in Demand under the selected programme (Ml/d) input as +ve 2048-49: -0.3; Gains in Water Available For Use / Savings in Demand under the selected programme (Ml/d) input as +ve 2049-50: -0.3
52cA | Norwich and the Broads to Aylsham potable transfer (3 Ml/d) | NAY1 | Internal potable transfer | Distribution Options | N | Ofwat Core | AWSNAY | Ml/d | 2 | Gains in Water Available For Use / Savings in Demand under the selected programme (Ml/d) input as +ve 2025-26: 0; Gains in Water Available For Use / Savings in Demand under the selected programme (Ml/d) input as +ve 2026-27: 0; Gains in Water Available For Use / Savings in Demand under the selected programme (Ml/d) input as +ve 2027-28: 0; Gains in Water Available For Use / Savings in Demand under the selected programme (Ml/d) input as +ve 2028-29: 0; Gains in Water Available For Use / Savings in Demand under the selected programme (Ml/d) input as +ve 2029-30: 0; Gains in Water Available For Use / Savings in Demand under the selected programme (Ml/d) input as +ve 2030-31: 0.25; Gains in Water Available For Use / Savings in Demand under the selected programme (Ml/d) input as +ve 2031-32: 0.25; Gains in Water Available For Use / Savings in Demand under the selected programme (Ml/d) input as +ve 2032-33: 0.25; Gains in Water Available For Use / Savings in Demand under the selected programme (Ml/d) input as +ve 2033-34: 0.25; Gains in Water Available For Use / Savings in Demand under the selected programme (Ml/d) input as +ve 2034-35: 0.25; Gains in Water Available For Use / Savings in Demand under the selected programme (Ml/d) input as +ve 2035-36: 0.25; Gains in Water Available For Use / Savings in Demand under the selected programme (Ml/d) input as +ve 2036-37: 0.25; Gains in Water Available For Use / Savings in Demand under the selected programme (Ml/d) input as +ve 2037-38: 0.25; Gains in Water Available For Use / Savings in Demand under the selected programme (Ml/d) input as +ve 2038-39: 0.25; Gains in Water Available For Use / Savings in Demand under the selected programme (Ml/d) input as +ve 2039-40: 0.25; Gains in Water Available For Use / Savings in Demand under the selected programme (Ml/d) input as +ve 2040-41: 0.25; Gains in Water Available For Use / Savings in Demand under the selected programme (Ml/d) input as +ve 2041-42: 0.25; Gains in Water Available For Use / Savings in Demand under the selected programme (Ml/d) input as +ve 2042-43: 0.25; Gains in Water Available For Use / Savings in Demand under the selected programme (Ml/d) input as +ve 2043-44: 0.25; Gains in Water Available For Use / Savings in Demand under the selected programme (Ml/d) input as +ve 2044-45: 0.25; Gains in Water Available For Use / Savings in Demand under the selected programme (Ml/d) input as +ve 2045-46: 0.25; Gains in Water Available For Use / Savings in Demand under the selected programme (Ml/d) input as +ve 2046-47: 0.25; Gains in Water Available For Use / Savings in Demand under the selected programme (Ml/d) input as +ve 2047-48: 0.25; Gains in Water Available For Use / Savings in Demand under the selected programme (Ml/d) input as +ve 2048-49: 0.25; Gains in Water Available For Use / Savings in Demand under the selected programme (Ml/d) input as +ve 2049-50: 0.25
52cA | Adjustment to existing potable water import | EI07 | Internal potable transfer | Distribution Options | N | Least Cost | AWSNAY | Ml/d | 2 | Gains in Water Available For Use / Savings in Demand under the selected programme (Ml/d) input as +ve 2025-26: -0.001; Gains in Water Available For Use / Savings in Demand under the selected programme (Ml/d) input as +ve 2026-27: -0.001; Gains in Water Available For Use / Savings in Demand under the selected programme (Ml/d) input as +ve 2027-28: -0.001; Gains in Water Available For Use / Savings in Demand under the selected programme (Ml/d) input as +ve 2028-29: -0.06; Gains in Water Available For Use / Savings in Demand under the selected programme (Ml/d) input as +ve 2029-30: -0.11; Gains in Water Available For Use / Savings in Demand under the selected programme (Ml/d) input as +ve 2030-31: -0.27; Gains in Water Available For Use / Savings in Demand under the selected programme (Ml/d) input as +ve 2031-32: -0.3; Gains in Water Available For Use / Savings in Demand under the selected programme (Ml/d) input as +ve 2032-33: -0.3; Gains in Water Available For Use / Savings in Demand under the selected programme (Ml/d) input as +ve 2033-34: -0.3; Gains in Water Available For Use / Savings in Demand under the selected programme (Ml/d) input as +ve 2034-35: -0.3; Gains in Water Available For Use / Savings in Demand under the selected programme (Ml/d) input as +ve 2035-36: -0.3; Gains in Water Available For Use / Savings in Demand under the selected programme (Ml/d) input as +ve 2036-37: -0.3; Gains in Water Available For Use / Savings in Demand under the selected programme (Ml/d) input as +ve 2037-38: -0.3; Gains in Water Available For Use / Savings in Demand under the selected programme (Ml/d) input as +ve 2038-39: -0.3; Gains in Water Available For Use / Savings in Demand under the selected programme (Ml/d) input as +ve 2039-40: -0.3; Gains in Water Available For Use / Savings in Demand under the selected programme (Ml/d) input as +ve 2040-41: -0.3; Gains in Water Available For Use / Savings in Demand under the selected programme (Ml/d) input as +ve 2041-42: -0.3; Gains in Water Available For Use / Savings in Demand under the selected programme (Ml/d) input as +ve 2042-43: -0.3; Gains in Water Available For Use / Savings in Demand under the selected programme (Ml/d) input as +ve 2043-44: -0.3; Gains in Water Available For Use / Savings in Demand under the selected programme (Ml/d) input as +ve 2044-45: -0.3; Gains in Water Available For Use / Savings in Demand under the selected programme (Ml/d) input as +ve 2045-46: -0.3; Gains in Water Available For Use / Savings in Demand under the selected programme (Ml/d) input as +ve 2046-47: -0.3; Gains in Water Available For Use / Savings in Demand under the selected programme (Ml/d) input as +ve 2047-48: -0.3; Gains in Water Available For Use / Savings in Demand under the selected programme (Ml/d) input as +ve 2048-49: -0.3; Gains in Water Available For Use / Savings in Demand under the selected programme (Ml/d) input as +ve 2049-50: -0.3
52cP | Adjustment to existing potable water import | EI07 | Internal potable transfer | Distribution Options | N | Preferred | AWSNAY | Ml/d | 2 | Gains in Water Available For Use / Savings in Demand under the selected programme (Ml/d) input as +ve 2025-26: -0.001; Gains in Water Available For Use / Savings in Demand under the selected programme (Ml/d) input as +ve 2026-27: -0.001; Gains in Water Available For Use / Savings in Demand under the selected programme (Ml/d) input as +ve 2027-28: -0.001; Gains in Water Available For Use / Savings in Demand under the selected programme (Ml/d) input as +ve 2028-29: -0.06; Gains in Water Available For Use / Savings in Demand under the selected programme (Ml/d) input as +ve 2029-30: -0.11; Gains in Water Available For Use / Savings in Demand under the selected programme (Ml/d) input as +ve 2030-31: -0.27; Gains in Water Available For Use / Savings in Demand under the selected programme (Ml/d) input as +ve 2031-32: -0.3; Gains in Water Available For Use / Savings in Demand under the selected programme (Ml/d) input as +ve 2032-33: -0.3; Gains in Water Available For Use / Savings in Demand under the selected programme (Ml/d) input as +ve 2033-34: -0.3; Gains in Water Available For Use / Savings in Demand under the selected programme (Ml/d) input as +ve 2034-35: -0.3; Gains in Water Available For Use / Savings in Demand under the selected programme (Ml/d) input as +ve 2035-36: -0.3; Gains in Water Available For Use / Savings in Demand under the selected programme (Ml/d) input as +ve 2036-37: -0.3; Gains in Water Available For Use / Savings in Demand under the selected programme (Ml/d) input as +ve 2037-38: -0.3; Gains in Water Available For Use / Savings in Demand under the selected programme (Ml/d) input as +ve 2038-39: -0.3; Gains in Water Available For Use / Savings in Demand under the selected programme (Ml/d) input as +ve 2039-40: -0.3; Gains in Water Available For Use / Savings in Demand under the selected programme (Ml/d) input as +ve 2040-41: -0.3; Gains in Water Available For Use / Savings in Demand under the selected programme (Ml/d) input as +ve 2041-42: -0.3; Gains in Water Available For Use / Savings in Demand under the selected programme (Ml/d) input as +ve 2042-43: -0.3; Gains in Water Available For Use / Savings in Demand under the selected programme (Ml/d) input as +ve 2043-44: -0.3; Gains in Water Available For Use / Savings in Demand under the selected programme (Ml/d) input as +ve 2044-45: -0.3; Gains in Water Available For Use / Savings in Demand under the selected programme (Ml/d) input as +ve 2045-46: -0.3; Gains in Water Available For Use / Savings in Demand under the selected programme (Ml/d) input as +ve 2046-47: -0.3; Gains in Water Available For Use / Savings in Demand under the selected programme (Ml/d) input as +ve 2047-48: -0.3; Gains in Water Available For Use / Savings in Demand under the selected programme (Ml/d) input as +ve 2048-49: -0.3; Gains in Water Available For Use / Savings in Demand under the selected programme (Ml/d) input as +ve 2049-50: -0.3
52cP | Norwich and the Broads to Aylsham potable transfer (3 Ml/d) | NAY1 | Internal potable transfer | Distribution Options | N | Preferred | AWSNAY | Ml/d | 2 | Gains in Water Available For Use / Savings in Demand under the selected programme (Ml/d) input as +ve 2025-26: 0; Gains in Water Available For Use / Savings in Demand under the selected programme (Ml/d) input as +ve 2026-27: 0; Gains in Water Available For Use / Savings in Demand under the selected programme (Ml/d) input as +ve 2027-28: 0; Gains in Water Available For Use / Savings in Demand under the selected programme (Ml/d) input as +ve 2028-29: 0; Gains in Water Available For Use / Savings in Demand under the selected programme (Ml/d) input as +ve 2029-30: 0; Gains in Water Available For Use / Savings in Demand under the selected programme (Ml/d) input as +ve 2030-31: 0.25; Gains in Water Available For Use / Savings in Demand under the selected programme (Ml/d) input as +ve 2031-32: 0.25; Gains in Water Available For Use / Savings in Demand under the selected programme (Ml/d) input as +ve 2032-33: 0.25; Gains in Water Available For Use / Savings in Demand under the selected programme (Ml/d) input as +ve 2033-34: 0.25; Gains in Water Available For Use / Savings in Demand under the selected programme (Ml/d) input as +ve 2034-35: 0.25; Gains in Water Available For Use / Savings in Demand under the selected programme (Ml/d) input as +ve 2035-36: 0.25; Gains in Water Available For Use / Savings in Demand under the selected programme (Ml/d) input as +ve 2036-37: 0.25; Gains in Water Available For Use / Savings in Demand under the selected programme (Ml/d) input as +ve 2037-38: 0.25; Gains in Water Available For Use / Savings in Demand under the selected programme (Ml/d) input as +ve 2038-39: 0.25; Gains in Water Available For Use / Savings in Demand under the selected programme (Ml/d) input as +ve 2039-40: 0.25; Gains in Water Available For Use / Savings in Demand under the selected programme (Ml/d) input as +ve 2040-41: 0.25; Gains in Water Available For Use / Savings in Demand under the selected programme (Ml/d) input as +ve 2041-42: 0.25; Gains in Water Available For Use / Savings in Demand under the selected programme (Ml/d) input as +ve 2042-43: 0.25; Gains in Water Available For Use / Savings in Demand under the selected programme (Ml/d) input as +ve 2043-44: 0.25; Gains in Water Available For Use / Savings in Demand under the selected programme (Ml/d) input as +ve 2044-45: 0.25; Gains in Water Available For Use / Savings in Demand under the selected programme (Ml/d) input as +ve 2045-46: 0.25; Gains in Water Available For Use / Savings in Demand under the selected programme (Ml/d) input as +ve 2046-47: 0.25; Gains in Water Available For Use / Savings in Demand under the selected programme (Ml/d) input as +ve 2047-48: 0.25; Gains in Water Available For Use / Savings in Demand under the selected programme (Ml/d) input as +ve 2048-49: 0.25; Gains in Water Available For Use / Savings in Demand under the selected programme (Ml/d) input as +ve 2049-50: 0.25
51cF | CC Mains Replacement.AWSNAY | CC Mains Replacement.AWSNAY | Mains replacement (not trunk mains) | Distribution Options | N | Least Cost | AWSNAY | Ml/d | 2 | 0 | 0 | 0 | 0 | 0 | 0 | 0.00027451 | 0.00054901 | 0.00082352 | 0.001098 | 0.0013725 | 0.001647 | 0.0019215 | 0.0021961 | 0.0024706 | 0.0027451 | 0.0030196 | 0.0032941 | 0.0035686 | 0.0038431 | 0.0041176 | 0.0043921 | 0.0046666 | 0.0049411 | 0.0052156 | 0.0054901 | 0.0057646 | 0.0060392 | 0.0063137 | 0.0065882 | 0.0068627 | 0.0071372 | 0.0074117 | 0.0076862 | 0.0079607 | 0.0082352 | 0.0085097 | 0.0087842 | 0.0090587 | 0.0093332 | 0.0096077 | 0.0098822 | 0.010157 | 0.010431 | 0.010706 | 0.01098 | 0.011255 | 0.011529 | 0.011804 | 0.012078 | 0.012353 | 0.012627 | 0.012902 | 0.013176 | 0.013451 | 0.013725 | 0.014 | 0.014274 | 0.014549 | 0.014823 | 0.015098 | 0.015372 | 0.015647 | 0.015921 | 0.016196 | 0.01647 | 0.016745 | 0.017019 | 0.017294 | 0.017568 | 0.017843 | 0.018117 | 0.018392 | 0.018666 | 0.018941 | 0.019215 | 0.01949 | 0.019764 | 0.020039 | 0.020314 | 0.020588
51cF | CC Mains Replacement.AWSNAY | CC Mains Replacement.AWSNAY | Mains replacement (not trunk mains) | Distribution Options | N | Ofwat Core | AWSNAY | Ml/d | 2 | 0 | 0 | 0 | 0 | 0 | 0 | 0.00027451 | 0.00054901 | 0.00082352 | 0.001098 | 0.0013725 | 0.001647 | 0.0019215 | 0.0021961 | 0.0024706 | 0.0027451 | 0.0030196 | 0.0032941 | 0.0035686 | 0.0038431 | 0.0041176 | 0.0043921 | 0.0046666 | 0.0049411 | 0.0052156 | 0.0054901 | 0.0057646 | 0.0060392 | 0.0063137 | 0.0065882 | 0.0068627 | 0.0071372 | 0.0074117 | 0.0076862 | 0.0079607 | 0.0082352 | 0.0085097 | 0.0087842 | 0.0090587 | 0.0093332 | 0.0096077 | 0.0098822 | 0.010157 | 0.010431 | 0.010706 | 0.01098 | 0.011255 | 0.011529 | 0.011804 | 0.012078 | 0.012353 | 0.012627 | 0.012902 | 0.013176 | 0.013451 | 0.013725 | 0.014 | 0.014274 | 0.014549 | 0.014823 | 0.015098 | 0.015372 | 0.015647 | 0.015921 | 0.016196 | 0.01647 | 0.016745 | 0.017019 | 0.017294 | 0.017568 | 0.017843 | 0.018117 | 0.018392 | 0.018666 | 0.018941 | 0.019215 | 0.01949 | 0.019764 | 0.020039 | 0.020314 | 0.020588
51cP | CC Mains Replacement.AWSNAY | CC Mains Replacement.AWSNAY | Mains replacement (not trunk mains) | Distribution Options | N | Preferred | AWSNAY | Ml/d | 2 | 0 | 0 | 0 | 0 | 0 | 0 | 0.00027451 | 0.00054901 | 0.00082352 | 0.001098 | 0.0013725 | 0.001647 | 0.0019215 | 0.0021961 | 0.0024706 | 0.0027451 | 0.0030196 | 0.0032941 | 0.0035686 | 0.0038431 | 0.0041176 | 0.0043921 | 0.0046666 | 0.0049411 | 0.0052156 | 0.0054901 | 0.0057646 | 0.0060392 | 0.0063137 | 0.0065882 | 0.0068627 | 0.0071372 | 0.0074117 | 0.0076862 | 0.0079607 | 0.0082352 | 0.0085097 | 0.0087842 | 0.0090587 | 0.0093332 | 0.0096077 | 0.0098822 | 0.010157 | 0.010431 | 0.010706 | 0.01098 | 0.011255 | 0.011529 | 0.011804 | 0.012078 | 0.012353 | 0.012627 | 0.012902 | 0.013176 | 0.013451 | 0.013725 | 0.014 | 0.014274 | 0.014549 | 0.014823 | 0.015098 | 0.015372 | 0.015647 | 0.015921 | 0.016196 | 0.01647 | 0.016745 | 0.017019 | 0.017294 | 0.017568 | 0.017843 | 0.018117 | 0.018392 | 0.018666 | 0.018941 | 0.019215 | 0.01949 | 0.019764 | 0.020039 | 0.020314 | 0.020588